## Project_Data
Key | Value
Project_Name | HEI_Hotel - LPH3.1
Project_Area | 8204
Currency | €
Building_Use | Office
Country | Germany
Project_Latitude | 52.5399
Project_Longitude | 13.2585
Year | 2026
Scenario_Comparison_Analysis_Period | 50
Scenario_Comparison_Apply_LCC_Filter | 1
Energy_Use_Filter_Enabled | 0
Energy_Use_Filter_Selected | ["Heating", "Cooling", "Ventilation", "Lighting", "Equipment", "HotWater", "Pumps", "Other", "On-site_Generation"]

## Emission_Factors
Energy_Source | Factor_kgCO2_per_kWh
Electricity | 0.28297
Green Electricity | 0
Gas | 0.183
District Heating | 0.06
District Cooling | 0.06
Biomass | 0.015

## Energy_Tariffs
Energy_Source | Tariff_per_kWh
Electricity | 0.3
Green Electricity | 0.35
Gas | 0.12
District Heating | 0.18
District Cooling | 0.18
Biomass | 0.1

## EndUse_to_Source
End_Use | Energy_Source
Heating | District Heating
Cooling | Electricity
Ventilation | Electricity
Lighting | Electricity
Equipment | Electricity
HotWater | District Heating
Pumps | Electricity
Other | Electricity
On-site_Generation | Electricity

## Efficiency_Factors
End_Use | Efficiency_Factor
Heating | 1
Cooling | 1
Ventilation | 1
Lighting | 1
Equipment | 1
HotWater | 0.5
Pumps | 1
Other | 1
On-site_Generation | 1

## Scenarios
Scenario | Active | PayloadJSON
V00_District Heating | 1 | {"factors": {"Electricity": 0.28297, "Green Electricity": 0.0, "Gas": 0.183, "District Heating": 0.06, "District Cooling": 0.06, "Biomass": 0.015}, "tariffs": {"Electricity": 0.3, "Green Electricity": 0.35, "Gas": 0.12, "District Heating": 0.18, "District Cooling": 0.18, "Biomass": 0.1}, "mapping": {"Heating": "District Heating", "Cooling": "Electricity", "Ventilation": "Electricity", "Lighting": "Electricity", "Equipment": "Electricity", "HotWater": "District Heating", "Pumps": "Electricity", "Other": "Electricity", "On-site_Generation": "Electricity"}, "efficiency": {"Heating": 1.0, "Cooling": 1.0, "Ventilation": 1.0, "Lighting": 1.0, "Equipment": 1.0, "HotWater": 0.5, "Pumps": 1.0, "Other": 1.0, "On-site_Generation": 1.0}, "pv": {"enabled": false, "scale": 1.0}, "crrem_measures": [{"Parameter": "Assign Energy Sources → Cooling", "Year": 2035, "New Value": "Green Electricity"}, {"Parameter": "Assign Energy Sources → Equipment", "Year": 2035, "New Value": "Green Electricity"}, {"Parameter": "Assign Energy Sources → Lighting", "Year": 2035, "New Value": "Green Electricity"}, {"Parameter": "Assign Energy Sources → Other", "Year": 2035, "New Value": "Green Electricity"}, {"Parameter": "Assign Energy Sources → Pumps", "Year": 2035, "New Value": "Green Electricity"}, {"Parameter": "Assign Energy Sources → Ventilation", "Year": 2035, "New Value": "Green Electricity"}], "crrem_target": "1.5°C", "crrem_use_type": "Office", "crrem_mixed_use": [{"Use Type": "Office", "Area Share %": 80.0}, {"Use Type": "Retail, High Street", "Area Share %": 20.0}], "crrem_ef": {"use_standard_electricity": true, "use_custom_decarb_rates": false, "use_custom_decarb_by_source": {"Electricity": false, "Green Electricity": false, "Gas": false, "District Heating": false, "District Cooling": false, "Biomass": false}, "custom_decarb_rates_pct": {"Electricity": 0.0, "Green Electricity": 0.0, "Gas": 0.0, "District Heating": 0.0, "District Cooling": 0.0, "Biomass": 0.0}}, "lcc": {"investments": [{"Measure Name": "FW_Anschluss", "Assigned End Uses": "Heating, HotWater", "Investment Year": 2026, "Investment Cost": 180000.0, "Annual Maintenance Cost (%)": 3.0, "Life Length (years)": 20}, {"Measure Name": "Luftgekühlte Kältemaschine", "Assigned End Uses": "Cooling", "Investment Year": 2026, "Investment Cost": 380000.0, "Annual Maintenance Cost (%)": 3.5, "Life Length (years)": 15}]}, "lcc_global": {"analysis_period": 50, "interest_rate_pct": 2.0, "capex_inflation_pct": 2.0, "energy_inflation_pct": {"Electricity": 2.0, "Green Electricity": 2.0, "Gas": 2.0, "District Heating": 2.0, "District Cooling": 2.0, "Biomass": 2.0}, "selected_operational_end_uses": ["Heating", "Cooling", "HotWater"], "payback_reference_scenario": "V00_District Heating"}}

## README
BPVis ENE Template
Fill Energy_Balance with monthly kWh by end use (columns end with _kWh).
Fill Loads_Balance with 8760 hourly data (columns end with _load).
PV self-consumption uses Loads_Balance column PV_Generation_load (will be read as PV_Generation).
Scenario Manager stores multiple sets of factors/mappings in the Scenarios sheet.

## Color_Settings
Type | Name | Color
End_Use | Heating | #c02419
End_Use | Cooling | #5a73a5
End_Use | Ventilation | #42b38d
End_Use | Lighting | #d3b402
End_Use | Equipment | #833fd1
End_Use | HotWater | #ff9a0a
End_Use | Pumps | #06b6d1
End_Use | Other | #d0448c
End_Use | On-site_Generation | #a9c724
End_Use | Electricity | #42b360
End_Use | Green Electricity | #64c423
End_Use | Gas | #c9d302
End_Use | District Heating | #ec6939
End_Use | District Cooling | #5a5ea5
End_Use | Biomass | #8b5a2b
End_Use | On-siteErtrag | #a9c724
Energy_Source | Electricity | #42b360
Energy_Source | Green Electricity | #64c423
Energy_Source | Gas | #c9d302
Energy_Source | District Heating | #ec6939
Energy_Source | District Cooling | #5a5ea5
Energy_Source | Biomass | #8b5a2b
Load | Heating | #c02419
Load | Cooling | #5a73a5
Load | Ventilation | #42b38d
Load | Lighting | #d3b402
Load | Equipment | #833fd1
Load | HotWater | #ff9a0a
Load | Pumps | #06b6d1
Load | Other | #d0448c
Load | On-site_Generation | #a9c724
Load | Heating_load_RLT | #414425
Load | Heating_load_Room_Unit | #93fe6b
Load | Cooling_load_Room_Unit | #6a9f30
Load | Cooling_load_RLT | #3781dc
Load | Electricity | #42b360
Load | Grid_Injection | #6eb3c7
Load | Gas | #c9d302
Load | District_Heating | #ddd101
Load | District_Cooling | #d5e40a
Load | Solar_Input | #64ac8e
Scenario | V00_District Heating | #f5c41b

## LCC_Global
Key | Value
Analysis_Period | 50
Interest_Rate_Pct | 2
CAPEX_Inflation_Pct | 2
Selected_Operational_End_Uses | Heating, Cooling, HotWater
Payback_Reference_Scenario | V00_District Heating
Energy_Inflation_Electricity | 2
Energy_Inflation_Green Electricity | 2
Energy_Inflation_Gas | 2
Energy_Inflation_District Heating | 2
Energy_Inflation_District Cooling | 2
Energy_Inflation_Biomass | 2

## LCC_Investments
Scenario | Measure Name | Assigned End Uses | Investment Year | Investment Cost | Annual Maintenance Cost (%) | Life Length (years)
V00_District Heating | FW_Anschluss | Heating, HotWater | 2026 | 180000 | 3 | 20
V00_District Heating | Luftgekühlte Kältemaschine | Cooling | 2026 | 380000 | 3.5 | 15

## Model_Inputs_QA
Scenario | Scope | Category | Item Type | Item Name | Parameter | Value | Unit | Required | Source Type | Source Document / Reference | Reference / Target | Min Check | Max Check | Usual Min | Usual Max | Range Justification | Notes
GLOBAL | Global | General Model Setup | General | Simulation Model | ID | GEN_GENERAL_SIMULATION_MODEL | - | TRUE | Other | Model Inputs QA | Unique object identifier for traceability | [5 empty] | Automatically added object ID
GLOBAL | Global | General Model Setup | General | Simulation Model | Simulation tool | IESVE | - | TRUE | Simulation Model |  | e.g. IESVE / EnergyPlus / DesignBuilder
GLOBAL | Global | General Model Setup | General | Simulation Model | Simulation tool version | 2025.1.4 | - | TRUE | Simulation Model |  | Version used for the final simulation results
GLOBAL | Global | General Model Setup | General | Simulation Model | Weather file | DEU_HH_Hamburg-Schmidt.AP.101470_TMYx.2011-2025.epw | - | TRUE | Simulation Model |  | Weather station/file used in annual simulation
GLOBAL | Global | General Model Setup | General | Simulation Model | Climate zone | 5A | - | FALSE | Standard / Reference | ASHRAE / LEED / local code documentation | Required when comparing against a formal baseline
GLOBAL | Global | General Model Setup | General | Simulation Model | Simulation timestep | 10 | min | FALSE | Simulation Model |  | Typically 60 min or sub-hourly | 1 | 60 | 5 | 60
GLOBAL | Global | General Model Setup | General | Simulation Model | Annual simulation period | 12 | months | TRUE | Simulation Model |  | Should normally cover 12 months | 12 | 12 | 12 | 12
GLOBAL | Global | General Model Setup | General | Simulation Model | Modelled floor area | 62000 | m² | TRUE | Design Document | Area schedule / simulation model geometry | Should match project area or document difference | 1 |  | 10 | 10000000
GLOBAL | Global | General Model Setup | General | Simulation Model | Area basis | GFA | - | FALSE | Design Document |  | GFA / NFA / conditioned area / treated floor area
GLOBAL | Global | General Model Setup | General | Simulation Model | Geometry / zoning source | Architectural Plans | - | TRUE | Design Document | Architectural drawings / BIM / simulation model | Trace model version and drawing issue
GLOBAL | Global | General Model Setup | General | Simulation Model | Simulation purpose / rating basis | Early Design Optimization | - | FALSE | Standard / Reference |  | Design support / LEED / ASHRAE 90.1 PRM / local code / internal benchmark
GLOBAL | Global | General Model Setup | General | Simulation Model | Excluded areas / systems | Underfloors | - | FALSE | Design Document | Energy model report / compliance narrative | Document any excluded systems or loads
GLOBAL | Global | General Model Setup | General | Simulation Model | Modeller / reviewer | Rodrigo Carvalho | - | FALSE | Other |  | Responsible person and QA reviewer
GLOBAL | Global | Room Types | Room Type | Lobby | ID | ROOM_ROOM_TYPE_LOBBY | - | TRUE | Other | Model Inputs QA | Unique object identifier for traceability | [5 empty] | Automatically added object ID
GLOBAL | Global | Room Types | Room Type | Lobby | Area |  | m² | TRUE | Design Document | Area schedule / room book |  | 0 |  | 1 | 100000
GLOBAL | Global | Room Types | Room Type | Lobby | Occupancy density |  | m²/person | TRUE | Assumption | Room data sheet / LEED calculator / design brief |  | 1 | 100 | 3 | 50
GLOBAL | Global | Room Types | Room Type | Lobby | Lighting power density |  | W/m² | TRUE | Assumption | Lighting concept / ASHRAE baseline / design brief |  | 0 | 50 | 2 | 25
GLOBAL | Global | Room Types | Room Type | Lobby | Equipment power density |  | W/m² | TRUE | Assumption | Equipment schedule / design brief |  | 0 | 150 | 1 | 80
GLOBAL | Global | Room Types | Room Type | Lobby | People sensible gain |  | W/person | FALSE | Assumption |  | Document activity/metabolic assumption | 0 | 200 | 40 | 120
GLOBAL | Global | Room Types | Room Type | Lobby | People latent gain |  | W/person | FALSE | Assumption |  | Document activity/metabolic assumption | 0 | 200 | 20 | 100
GLOBAL | Global | Room Types | Room Type | Lobby | Heating delivery |  | - | FALSE | Design Document | HVAC concept / room data sheet | Radiant Ceiling / Fan Coil / Floor Heating / Radiator / Air System / custom
GLOBAL | Global | Room Types | Room Type | Lobby | Cooling delivery |  | - | FALSE | Design Document | HVAC concept / room data sheet | Radiant Ceiling / Fan Coil / Floor Cooling / Fan Coil / Air System / custom
GLOBAL | Global | Room Types | Room Type | Lobby | Heating setpoint |  | °C | TRUE | Design Document | Owner requirements / room data sheet |  | 10 | 26 | 18 | 23
GLOBAL | Global | Room Types | Room Type | Lobby | Cooling setpoint | 24 | °C | TRUE | Design Document | Owner requirements / room data sheet |  | 18 | 35 | 22 | 28
GLOBAL | Global | Room Types | Room Type | Lobby | Night setback / setup | 28 | °C or rule | FALSE | Assumption |  | Document unoccupied temperature control logic
GLOBAL | Global | Room Types | Room Type | Lobby | Occupancy schedule | Ashrae 90.1 2019 | - | TRUE | Standard / Reference | Operation concept / design brief | Weekday/weekend and holiday operation
GLOBAL | Global | Room Types | Room Type | Lobby | Lighting schedule |  | - | TRUE | Assumption | Operation concept / lighting controls | Equivalent full-load hours or schedule name
GLOBAL | Global | Room Types | Room Type | Lobby | Equipment schedule |  | - | TRUE | Standard / Reference | Operation concept / equipment load assumptions | Equivalent full-load hours or schedule name
GLOBAL | Global | Room Types | Room Type | Lobby | Outdoor air per person | 10 | L/s.person | FALSE | Standard / Reference | ASHRAE 62.1 / EN 16798 / project brief |  | 0 | 50 | 3 | 20
GLOBAL | Global | Room Types | Room Type | Lobby | Outdoor air per area | 1 | L/s.m² | FALSE | Standard / Reference | ASHRAE 62.1 / EN 16798 / project brief |  | 0 | 10 | 0.05 | 5
GLOBAL | Global | Room Types | Room Type | Lobby | Demand controlled ventilation permitted | No | yes/no | FALSE | Design Document | Controls narrative
GLOBAL | Global | Room Types | Room Type | Lobby | Demand controlled ventilation rule |  | - | FALSE | Design Document | Controls narrative | CO₂ setpoint, minimum outdoor air, occupancy sensor logic
GLOBAL | Global | Room Types | Room Type | Lobby | Natural ventilation permitted | No | yes/no | FALSE | Design Document | Ventilation / façade / controls concept
GLOBAL | Global | Room Types | Room Type | Lobby | Natural ventilation rule |  | - | FALSE | Design Document | Ventilation / controls concept | Opening schedule, temperature limits, CO₂ limits, wind/rain lockout
GLOBAL | Global | Room Types | Room Type | Lobby | Daylight-Controlled dimming | No | yes/no | FALSE | Design Document | Lighting control concept / room data sheet | Tick yes if daylight sensors or daylight-linked automatic dimming are modelled
GLOBAL | Global | Thermal Envelope | External Walls | Generic External Concrete Wall | ID | ENV_EXTERNAL_WALLS_GENERIC_EXTERNAL_CONCRETE_WALL | - | TRUE | Other | Model Inputs QA | Unique object identifier for traceability | [5 empty] | Automatically added object ID
GLOBAL | Global | Thermal Envelope | External Walls | Generic External Concrete Wall | Area |  | m² | FALSE | Design Document | Envelope schedule / model geometry | Optional: numeric area or generic location where this construction/component is used | 0 |  | 1 | 500000
GLOBAL | Global | Thermal Envelope | External Walls | Generic External Concrete Wall | U-value |  | W/m²K | TRUE | Design Document | U-value calculation / envelope specification | Compare with code/baseline | 0.05 | 2.5 | 0.15 | 0.25
GLOBAL | Global | Thermal Envelope | External Walls | Generic External Concrete Wall | Thermal bridge allowance |  | % or W/K | FALSE | Calculation | Envelope calculation | Document method | 0 | 50 | 0 | 20
GLOBAL | Global | Thermal Envelope | External Walls | Generic External Concrete Wall | Thermal Mass |  | - | FALSE | Design Document | Construction build-up / material layer schedule | Very low / low / medium / high / very high, or enter thermal capacity as custom value
GLOBAL | Global | Thermal Envelope | External Walls | Generic External Concrete Wall | Solar absorptance |  | - | FALSE | Assumption | Material specification |  | 0 | 1 | 0.2 | 0.9
GLOBAL | Global | Thermal Envelope | External Walls | Generic External Concrete Wall | Orientation / exposure |  | - | FALSE | Design Document | Model geometry
GLOBAL | Global | Thermal Envelope | Roofs | Generic External Concrete Wall | ID | ENV_ROOFS_GENERIC_EXTERNAL_CONCRETE_WALL | - | TRUE | Other | Model Inputs QA | Unique object identifier for traceability | [5 empty] | Automatically added object ID
GLOBAL | Global | Thermal Envelope | Roofs | Generic External Concrete Wall | Area |  | m² | FALSE | Design Document | Envelope schedule / model geometry; or enter a location/use descriptor such as Typical roof / podium roof | Optional: numeric area or generic location where this construction is used | 0 |  | 1 | 500000
GLOBAL | Global | Thermal Envelope | Roofs | Generic External Concrete Wall | U-value |  | W/m²K | TRUE | Design Document | U-value calculation / envelope specification | Compare with code/baseline | 0.04 | 1.5 | 0.08 | 0.25
GLOBAL | Global | Thermal Envelope | Roofs | Generic External Concrete Wall | Thermal bridge allowance |  | % or W/K | FALSE | Calculation | Envelope calculation | Document method | 0 | 50 | 0 | 20
GLOBAL | Global | Thermal Envelope | Roofs | Generic External Concrete Wall | Thermal Mass |  | - | FALSE | Design Document | Construction build-up / material layer schedule | Very low / low / medium / high / very high, or enter thermal capacity as custom value
GLOBAL | Global | Thermal Envelope | Roofs | Generic External Concrete Wall | Solar absorptance |  | - | FALSE | Assumption | Roof finish specification |  | 0 | 1 | 0.2 | 0.9
GLOBAL | Global | Thermal Envelope | Roofs | Generic External Concrete Wall | Green roof / cool roof assumption |  | yes/no/rule | FALSE | Design Document | Roof concept
V00_District Heating | Scenario | Controls | Controls | New system | ID | CTRL_CONTROLS_NEW_SYSTEM | - | TRUE | Other | Model Inputs QA | Unique object identifier for traceability | [5 empty] | Automatically added object ID
V00_District Heating | Scenario | Controls | Controls | New system | System description |  | - | TRUE | Design Document | MEP concept / simulation model
V00_District Heating | Scenario | Controls | Controls | New system | Energy source |  | - | FALSE | Design Document | MEP concept / energy source mapping
V00_District Heating | Scenario | Controls | Controls | New system | Efficiency / control assumption |  | - | FALSE | Assumption | Model input / specification
V00_District Heating | Scenario | Controls | Controls | New system | Operation schedule |  | - | FALSE | Design Document | Controls / operation concept

## Energy_Balance_Scenarios
Scenario | Month | End_Use | kWh

## CRREM_EF_Settings
Scenario | Use_CRREM_Standard_Electricity_EF | Energy_Source | Use_Custom_Decarbonization_Rate_For_Source | Use_Custom_Decarbonization_Rates | Custom_Decarbonization_Rate_pct_a
V00_District Heating | TRUE | Electricity | FALSE | FALSE | 0
V00_District Heating | TRUE | Green Electricity | FALSE | FALSE | 0
V00_District Heating | TRUE | Gas | FALSE | FALSE | 0
V00_District Heating | TRUE | District Heating | FALSE | FALSE | 0
V00_District Heating | TRUE | District Cooling | FALSE | FALSE | 0
V00_District Heating | TRUE | Biomass | FALSE | FALSE | 0

## Energy_Balance
Month | Heating_kWh | Cooling_kWh | Ventilation_kWh | Lighting_kWh | Equipment_kWh | HotWater_kWh | Pumps_kWh | Other_kWh | On-site_Generation_kWh
January | 7409.6 | 19.9 | 8071.2 | 19049.6 | 29090.7 | 2793.4 | 110.8 | 3208.6 | -1093.1
February | 6527.3 | 11.6 | 7064.9 | 15625.1 | 25751.6 | 2467.8 | 97.1 | 2809 | -2160.8
March | 3669.9 | 273.9 | 7099.4 | 15634.4 | 27737.4 | 2650.2 | 100.4 | 2978.4 | -4124.7
April | 274.2 | 1317.1 | 6362.4 | 14858.5 | 27977.7 | 2651.4 | 133.9 | 3075.4 | -6605.3
May | 11.8 | 3878.4 | 6335 | 14730.8 | 28472.4 | 2669.6 | 289.7 | 3111.6 | -7518.9
June | 10.4 | 4734.3 | 6052.9 | 13983.8 | 27242.7 | 2504.3 | 345.1 | 2942.2 | -7385.7
July | 7.2 | 6565.1 | 6641.6 | 14971.2 | 29090.7 | 2624.1 | 447.2 | 3208.6 | -6991.7
August | 5.5 | 5084.6 | 6071.1 | 14629 | 27737.4 | 2458.3 | 371.2 | 2978.4 | -6310.7
September | 7.3 | 2439.2 | 6327.1 | 15588.2 | 27977.7 | 2489.8 | 195.4 | 3075.4 | -4293.3
October | 37.3 | 1477.1 | 6607.6 | 17222.7 | 29090.7 | 2590.4 | 132.7 | 3208.6 | -2737.9
November | 1427.8 | 622 | 6227.6 | 17302.1 | 26624.4 | 2388.4 | 90.5 | 2845.2 | -1124.2
December | 6687.9 | 41 | 8061.1 | 19739.3 | 29090.7 | 2726 | 105.1 | 3208.6 | -725.5

## Loads_Balance
hoy | doy | day | month | weekday | hour | Heating_load | Cooling_load | Ventilation_load | Lighting_load | Equipment_load | HotWater_load | Solar_Input_load | Pumps_load | Other_load | On-site_Generation_load | Electricity_load | Grid_Injection | Gas_load | District_Heating_load | District_Cooling_load
1 | 1 | 1 | 1 | Wednesday | 0 | 0 | 0 | 0 | 5.1885 | 10.3969 | 0.93 | 0 | 0.0151 | 0 | 0 | 15.5685 | 0 | 0 | 1.0097 | 0
2 | 1 | 1 | 1 | Wednesday | 1 | 0 | 0 | 0 | 5.1829 | 10.3969 | 0.93 | 0 | 0.0151 | 0 | 0 | 15.5685 | 0 | 0 | 1.0097 | 0
3 | 1 | 1 | 1 | Wednesday | 2 | 0 | 0 | 0 | 5.1829 | 10.3969 | 0.93 | 0 | 0.0151 | 0 | 0 | 15.5685 | 0 | 0 | 1.0097 | 0
4 | 1 | 1 | 1 | Wednesday | 3 | 0 | 0 | 0 | 5.1829 | 10.3969 | 0.93 | 0 | 0.0151 | 0 | 0 | 15.5685 | 0 | 0 | 1.0097 | 0
5 | 1 | 1 | 1 | Wednesday | 4 | 0 | 0 | 0 | 5.6548 | 10.3969 | 0.93 | 0 | 0.0151 | 0 | 0 | 16.0404 | 0 | 0 | 1.0097 | 0
6 | 1 | 1 | 1 | Wednesday | 5 | 0 | 0 | 3.4475 | 8.8552 | 14.4831 | 1.489 | 0 | 0.0242 | 0 | 0 | 26.7836 | 0 | 0 | 1.6157 | 0
7 | 1 | 1 | 1 | Wednesday | 6 | 10.451 | 0 | 3.4475 | 17.0169 | 21.1313 | 1.303 | 0 | 0.1818 | 0 | 0 | 41.7439 | 0 | 0 | 11.8643 | 0
8 | 1 | 1 | 1 | Wednesday | 7 | 51.991 | 0.426 | 24.0077 | 28.3214 | 37.109 | 3.536 | 0 | 0.4544 | 8.4 | 0 | 98.693 | 0 | 0 | 55.8493 | 0
9 | 1 | 1 | 1 | Wednesday | 8 | 13.953 | 0 | 27.1709 | 55.158 | 79.9326 | 6.513 | 0 | 0.3073 | 16.56 | 0 | 179.1424 | 0 | 0 | 21.0204 | 0
10 | 1 | 1 | 1 | Wednesday | 9 | 8.852 | 0 | 27.1709 | 59.653 | 84.3871 | 7.071 | 0 | 0.2506 | 10.32 | 0.4355 | 181.7743 | 0 | 0 | 16.5236 | 0
11 | 1 | 1 | 1 | Wednesday | 10 | 8.013 | 0 | 27.1709 | 54.7365 | 85.6606 | 7.257 | 0 | 0.2407 | 8.88 | 4.0432 | 176.6862 | 0 | 0 | 15.8867 | 0
12 | 1 | 1 | 1 | Wednesday | 11 | 5.485 | 0 | 27.1709 | 50.486 | 85.6606 | 8.746 | 0 | 0.2269 | 10.32 | 7.7952 | 173.858 | 0 | 0 | 14.9745 | 0
13 | 1 | 1 | 1 | Wednesday | 12 | 7.289 | 0 | 27.1709 | 44.7611 | 78.8121 | 10.607 | 0 | 0.2866 | 13.92 | 9.8913 | 164.9563 | 0 | 0 | 18.7963 | 0
14 | 1 | 1 | 1 | Wednesday | 13 | 5.03 | 0 | 27.1709 | 46.8203 | 85.6606 | 10.048 | 0 | 0.2421 | 11.52 | 8.6474 | 171.4114 | 0 | 0 | 15.9318 | 0
15 | 1 | 1 | 1 | Wednesday | 14 | 4.573 | 0 | 27.1709 | 51.9395 | 85.6606 | 6.327 | 0 | 0.1723 | 8.88 | 5.5425 | 173.812 | 0 | 0 | 11.4381 | 0
16 | 1 | 1 | 1 | Wednesday | 15 | 4.062 | 0 | 27.1709 | 58.8915 | 85.6606 | 6.141 | 0 | 0.1614 | 8.88 | 2.223 | 180.7532 | 0 | 0 | 10.7251 | 0
17 | 1 | 1 | 1 | Wednesday | 16 | 4.106 | 0 | 27.1709 | 60.7392 | 85.2073 | 8.188 | 0 | 0.1963 | 11.04 | 0.2673 | 184.3401 | 0 | 0 | 12.9906 | 0
18 | 1 | 1 | 1 | Wednesday | 17 | 12.065 | 0 | 27.1709 | 43.3704 | 55.9825 | 4.838 | 0 | 0.2633 | 14.88 | 0 | 141.6526 | 0 | 0 | 17.3144 | 0
19 | 1 | 1 | 1 | Wednesday | 18 | 12.515 | 0 | 13.5854 | 30.6763 | 40.9205 | 3.908 | 0 | 0.2337 | 4.8 | 0 | 90.163 | 0 | 0 | 16.7571 | 0
20 | 1 | 1 | 1 | Wednesday | 19 | 0 | 0 | 0 | 28.3042 | 40.0131 | 2.791 | 0 | 0.0454 | 2.88 | 0 | 71.1964 | 0 | 0 | 3.0295 | 0
21 | 1 | 1 | 1 | Wednesday | 20 | 0 | 0 | 0 | 24.1068 | 33.1724 | 3.163 | 0 | 0.0515 | 0.96 | 0 | 58.2379 | 0 | 0 | 3.4335 | 0
22 | 1 | 1 | 1 | Wednesday | 21 | 0 | 0 | 0 | 24.1068 | 32.719 | 1.489 | 0 | 0.0242 | 0.96 | 0 | 57.7572 | 0 | 0 | 1.6156 | 0
23 | 1 | 1 | 1 | Wednesday | 22 | 0 | 0 | 0 | 12.7362 | 17.8393 | 0.93 | 0 | 0.0151 | 0 | 0 | 30.5546 | 0 | 0 | 1.0097 | 0
24 | 1 | 1 | 1 | Wednesday | 23 | 0 | 0 | 0 | 6.1377 | 11.0335 | 0.93 | 0 | 0.0151 | 0 | 0 | 17.1503 | 0 | 0 | 1.0097 | 0
25 | 2 | 2 | 1 | Thursday | 0 | 0 | 0 | 0 | 5.1885 | 10.3969 | 0.93 | 0 | 0.0151 | 0 | 0 | 15.5685 | 0 | 0 | 1.0097 | 0
26 | 2 | 2 | 1 | Thursday | 1 | 0 | 0 | 0 | 5.1829 | 10.3969 | 0.93 | 0 | 0.0151 | 0 | 0 | 15.5685 | 0 | 0 | 1.0097 | 0
27 | 2 | 2 | 1 | Thursday | 2 | 0 | 0 | 0 | 5.1829 | 10.3969 | 0.93 | 0 | 0.0151 | 0 | 0 | 15.5685 | 0 | 0 | 1.0097 | 0
28 | 2 | 2 | 1 | Thursday | 3 | 0 | 0 | 0 | 5.1829 | 10.3969 | 0.93 | 0 | 0.0151 | 0 | 0 | 15.5685 | 0 | 0 | 1.0097 | 0
29 | 2 | 2 | 1 | Thursday | 4 | 0 | 0 | 0 | 5.6548 | 10.3969 | 0.93 | 0 | 0.0151 | 0 | 0 | 16.0404 | 0 | 0 | 1.0097 | 0
30 | 2 | 2 | 1 | Thursday | 5 | 42.085 | 0 | 18.4723 | 8.8552 | 14.4831 | 1.489 | 0 | 0.3049 | 0 | 0 | 42.0891 | 0 | 0 | 43.7078 | 0
31 | 2 | 2 | 1 | Thursday | 6 | 58.63 | 0 | 27.1709 | 17.0169 | 21.1313 | 1.303 | 0 | 0.4489 | 0 | 0 | 65.7344 | 0 | 0 | 60.0525 | 0
32 | 2 | 2 | 1 | Thursday | 7 | 42.473 | 0 | 27.1709 | 28.3214 | 37.109 | 3.536 | 0 | 0.433 | 8.4 | 0 | 101.4286 | 0 | 0 | 46.3283 | 0
33 | 2 | 2 | 1 | Thursday | 8 | 11.636 | 0 | 27.1709 | 55.1575 | 79.9326 | 6.513 | 0 | 0.2755 | 16.56 | 0.0747 | 179.1101 | 0 | 0 | 18.7028 | 0
34 | 2 | 2 | 1 | Thursday | 9 | 7.817 | 0 | 27.1709 | 57.8993 | 84.3871 | 7.071 | 0 | 0.2346 | 10.32 | 1.8442 | 180.0046 | 0 | 0 | 15.4889 | 0
35 | 2 | 2 | 1 | Thursday | 10 | 7.858 | 0 | 27.1709 | 51.2107 | 85.6606 | 7.257 | 0 | 0.2383 | 8.88 | 7.059 | 173.158 | 0 | 0 | 15.7319 | 0
36 | 2 | 2 | 1 | Thursday | 11 | 5.317 | 0 | 27.1709 | 46.9004 | 85.6606 | 8.746 | 0 | 0.2243 | 10.32 | 11.9541 | 170.2698 | 0 | 0 | 14.806 | 0
37 | 2 | 2 | 1 | Thursday | 12 | 6.793 | 0 | 27.1709 | 42.8458 | 78.8121 | 10.607 | 0 | 0.2789 | 13.92 | 14.0275 | 163.0333 | 0 | 0 | 18.3 | 0
38 | 2 | 2 | 1 | Thursday | 13 | 4.545 | 0 | 27.1709 | 46.8408 | 85.6606 | 10.048 | 0 | 0.2347 | 11.52 | 12.7509 | 171.4245 | 0 | 0 | 15.4469 | 0
39 | 2 | 2 | 1 | Thursday | 14 | 4.075 | 0 | 27.1709 | 49.5025 | 85.6606 | 6.327 | 0 | 0.1647 | 8.88 | 8.875 | 171.3674 | 0 | 0 | 10.9408 | 0
40 | 2 | 2 | 1 | Thursday | 15 | 3.997 | 0 | 27.1709 | 55.3634 | 85.6606 | 6.141 | 0 | 0.1604 | 8.88 | 3.5312 | 177.2241 | 0 | 0 | 10.6609 | 0
41 | 2 | 2 | 1 | Thursday | 16 | 3.805 | 0 | 27.1709 | 60.6034 | 85.2073 | 8.188 | 0 | 0.1917 | 11.04 | 0.3375 | 184.1997 | 0 | 0 | 12.6897 | 0
42 | 2 | 2 | 1 | Thursday | 17 | 11.034 | 0 | 27.1709 | 43.3704 | 55.9825 | 4.838 | 0 | 0.2472 | 14.88 | 0 | 141.6365 | 0 | 0 | 16.2831 | 0
43 | 2 | 2 | 1 | Thursday | 18 | 12.421 | 0 | 13.5854 | 30.6763 | 40.9205 | 3.908 | 0 | 0.2332 | 4.8 | 0 | 90.1626 | 0 | 0 | 16.6629 | 0
44 | 2 | 2 | 1 | Thursday | 19 | 0 | 0 | 0 | 28.3042 | 40.0131 | 2.791 | 0 | 0.0454 | 2.88 | 0 | 71.1964 | 0 | 0 | 3.0295 | 0
45 | 2 | 2 | 1 | Thursday | 20 | 0 | 0 | 0 | 24.1068 | 33.1724 | 3.163 | 0 | 0.0515 | 0.96 | 0 | 58.2379 | 0 | 0 | 3.4335 | 0
46 | 2 | 2 | 1 | Thursday | 21 | 0 | 0 | 0 | 24.1068 | 32.719 | 1.489 | 0 | 0.0242 | 0.96 | 0 | 57.7572 | 0 | 0 | 1.6156 | 0
47 | 2 | 2 | 1 | Thursday | 22 | 0 | 0 | 0 | 12.7362 | 17.8393 | 0.93 | 0 | 0.0151 | 0 | 0 | 30.5546 | 0 | 0 | 1.0097 | 0
48 | 2 | 2 | 1 | Thursday | 23 | 0 | 0 | 0 | 6.1377 | 11.0335 | 0.93 | 0 | 0.0151 | 0 | 0 | 17.1503 | 0 | 0 | 1.0097 | 0
49 | 3 | 3 | 1 | Friday | 0 | 0 | 0 | 0 | 5.1885 | 10.3969 | 0.93 | 0 | 0.0151 | 0 | 0 | 15.5685 | 0 | 0 | 1.0097 | 0
50 | 3 | 3 | 1 | Friday | 1 | 0 | 0 | 0 | 5.1829 | 10.3969 | 0.93 | 0 | 0.0151 | 0 | 0 | 15.5685 | 0 | 0 | 1.0097 | 0
51 | 3 | 3 | 1 | Friday | 2 | 0 | 0 | 0 | 5.1829 | 10.3969 | 0.93 | 0 | 0.0151 | 0 | 0 | 15.5685 | 0 | 0 | 1.0097 | 0
52 | 3 | 3 | 1 | Friday | 3 | 0 | 0 | 0 | 5.1829 | 10.3969 | 0.93 | 0 | 0.0151 | 0 | 0 | 15.5685 | 0 | 0 | 1.0097 | 0
53 | 3 | 3 | 1 | Friday | 4 | 0 | 0 | 0 | 5.6548 | 10.3969 | 0.93 | 0 | 0.0151 | 0 | 0 | 16.0404 | 0 | 0 | 1.0097 | 0
54 | 3 | 3 | 1 | Friday | 5 | 81.533 | 0 | 27.1709 | 8.8552 | 14.4831 | 1.489 | 0 | 0.4906 | 0 | 0 | 50.9733 | 0 | 0 | 83.1614 | 0
55 | 3 | 3 | 1 | Friday | 6 | 79.322 | 0 | 27.1709 | 17.0169 | 21.1313 | 1.303 | 0 | 0.4765 | 0 | 0 | 65.762 | 0 | 0 | 80.7466 | 0
56 | 3 | 3 | 1 | Friday | 7 | 60.864 | 0 | 27.1709 | 28.3214 | 37.109 | 3.536 | 0 | 0.4536 | 8.4 | 0 | 101.4493 | 0 | 0 | 64.7277 | 0
57 | 3 | 3 | 1 | Friday | 8 | 16.366 | 0 | 27.1709 | 55.1545 | 79.9326 | 6.513 | 0 | 0.3364 | 16.56 | 0.0767 | 179.1679 | 0 | 0 | 23.4341 | 0
58 | 3 | 3 | 1 | Friday | 9 | 11.556 | 0 | 27.1709 | 57.2523 | 84.3871 | 7.071 | 0 | 0.2931 | 10.32 | 2.041 | 179.4161 | 0 | 0 | 19.2273 | 0
59 | 3 | 3 | 1 | Friday | 10 | 10.87 | 0 | 27.1709 | 51.1085 | 85.6606 | 7.257 | 0 | 0.2854 | 8.88 | 7.0666 | 173.103 | 0 | 0 | 18.7431 | 0
60 | 3 | 3 | 1 | Friday | 11 | 7.203 | 0 | 27.1709 | 47.6747 | 85.6606 | 8.746 | 0 | 0.2534 | 10.32 | 10.2096 | 171.0732 | 0 | 0 | 16.6914 | 0
61 | 3 | 3 | 1 | Friday | 12 | 8.878 | 0 | 27.1709 | 42.2118 | 78.8121 | 10.607 | 0 | 0.3114 | 13.92 | 10.9868 | 162.4317 | 0 | 0 | 20.3846 | 0
62 | 3 | 3 | 1 | Friday | 13 | 5.66 | 0 | 27.1709 | 45.5683 | 85.6606 | 10.048 | 0 | 0.2518 | 11.52 | 10.6664 | 170.1692 | 0 | 0 | 16.562 | 0
63 | 3 | 3 | 1 | Friday | 14 | 5.255 | 0 | 27.1709 | 48.7963 | 85.6606 | 6.327 | 0 | 0.1827 | 8.88 | 7.8182 | 170.6793 | 0 | 0 | 12.1203 | 0
64 | 3 | 3 | 1 | Friday | 15 | 4.632 | 0 | 27.1709 | 55.3098 | 85.6606 | 6.141 | 0 | 0.1701 | 8.88 | 3.3129 | 177.1801 | 0 | 0 | 11.2956 | 0
65 | 3 | 3 | 1 | Friday | 16 | 4.57 | 0 | 27.1709 | 60.588 | 85.2073 | 8.188 | 0 | 0.2034 | 11.04 | 0.4261 | 184.196 | 0 | 0 | 13.454 | 0
66 | 3 | 3 | 1 | Friday | 17 | 13.488 | 0 | 27.1709 | 43.3704 | 55.9825 | 4.838 | 0 | 0.2857 | 14.88 | 0 | 141.675 | 0 | 0 | 18.737 | 0
67 | 3 | 3 | 1 | Friday | 18 | 13.555 | 0 | 13.5854 | 30.6763 | 40.9205 | 3.908 | 0 | 0.2373 | 4.8 | 0 | 90.1666 | 0 | 0 | 17.7982 | 0
68 | 3 | 3 | 1 | Friday | 19 | 0 | 0 | 0 | 28.3042 | 40.0131 | 2.791 | 0 | 0.0454 | 2.88 | 0 | 71.1964 | 0 | 0 | 3.0295 | 0
69 | 3 | 3 | 1 | Friday | 20 | 0 | 0 | 0 | 24.1068 | 33.1724 | 3.163 | 0 | 0.0515 | 0.96 | 0 | 58.2379 | 0 | 0 | 3.4335 | 0
70 | 3 | 3 | 1 | Friday | 21 | 0 | 0 | 0 | 24.1068 | 32.719 | 1.489 | 0 | 0.0242 | 0.96 | 0 | 57.7572 | 0 | 0 | 1.6156 | 0
71 | 3 | 3 | 1 | Friday | 22 | 0 | 0 | 0 | 12.7362 | 17.8393 | 0.93 | 0 | 0.0151 | 0 | 0 | 30.5546 | 0 | 0 | 1.0097 | 0
72 | 3 | 3 | 1 | Friday | 23 | 0 | 0 | 0 | 6.1377 | 11.0335 | 0.93 | 0 | 0.0151 | 0 | 0 | 17.1503 | 0 | 0 | 1.0097 | 0
73 | 4 | 4 | 1 | Saturday | 0 | 0 | 0 | 0 | 5.3495 | 10.6091 | 0.93 | 0 | 0.0151 | 0 | 0 | 15.9385 | 0 | 0 | 1.0097 | 0
74 | 4 | 4 | 1 | Saturday | 1 | 0 | 0 | 0 | 5.1845 | 10.3969 | 0.93 | 0 | 0.0151 | 0 | 0 | 15.5685 | 0 | 0 | 1.0097 | 0
75 | 4 | 4 | 1 | Saturday | 2 | 0 | 0 | 0 | 5.1845 | 10.3969 | 0.93 | 0 | 0.0151 | 0 | 0 | 15.5685 | 0 | 0 | 1.0097 | 0
76 | 4 | 4 | 1 | Saturday | 3 | 0 | 0 | 0 | 5.1845 | 10.3969 | 0.93 | 0 | 0.0151 | 0 | 0 | 15.5685 | 0 | 0 | 1.0097 | 0
77 | 4 | 4 | 1 | Saturday | 4 | 0 | 0 | 0 | 5.1845 | 10.3969 | 0.93 | 0 | 0.0151 | 0 | 0 | 15.5685 | 0 | 0 | 1.0097 | 0
78 | 4 | 4 | 1 | Saturday | 5 | 0 | 0 | 0 | 5.6564 | 10.3969 | 1.489 | 0 | 0.0242 | 0 | 0 | 16.0495 | 0 | 0 | 1.6157 | 0
79 | 4 | 4 | 1 | Saturday | 6 | 0 | 0 | 0 | 10.2167 | 14.454 | 1.303 | 0 | 0.0212 | 0 | 0 | 24.6599 | 0 | 0 | 1.4137 | 0
80 | 4 | 4 | 1 | Saturday | 7 | 0 | 0 | 0 | 14.0996 | 18.078 | 2.047 | 0 | 0.0333 | 3.84 | 0 | 36.0381 | 0 | 0 | 2.2215 | 0
81 | 4 | 4 | 1 | Saturday | 8 | 0 | 0 | 0 | 23.4584 | 33.4891 | 2.791 | 0 | 0.0454 | 3.36 | 0 | 60.3281 | 0 | 0 | 3.0296 | 0
82 | 4 | 4 | 1 | Saturday | 9 | 0 | 0 | 0 | 25.8501 | 36.0383 | 3.908 | 0 | 0.0636 | 5.04 | 0.1647 | 66.9728 | 0 | 0 | 4.2412 | 0
83 | 4 | 4 | 1 | Saturday | 10 | 0 | 0 | 0 | 26.0177 | 36.8872 | 3.536 | 0 | 0.0575 | 4.32 | 1.2661 | 67.2632 | 0 | 0 | 3.8373 | 0
84 | 4 | 4 | 1 | Saturday | 11 | 0 | 0 | 0 | 24.9725 | 36.8872 | 4.28 | 0 | 0.0697 | 6 | 2.0456 | 67.9014 | 0 | 0 | 4.645 | 0
85 | 4 | 4 | 1 | Saturday | 12 | 0 | 0 | 0 | 19.1876 | 26.6109 | 3.722 | 0 | 0.0606 | 5.04 | 1.9822 | 50.8638 | 0 | 0 | 4.0391 | 0
86 | 4 | 4 | 1 | Saturday | 13 | 0 | 0 | 0 | 19.3326 | 26.1571 | 3.536 | 0 | 0.0575 | 3.12 | 1.8068 | 48.6256 | 0 | 0 | 3.8373 | 0
87 | 4 | 4 | 1 | Saturday | 14 | 0 | 0.291 | 0 | 19.1307 | 26.1571 | 2.791 | 0 | 0.061 | 1.92 | 1.5251 | 47.5008 | 0 | 0 | 3.0295 | 0
88 | 4 | 4 | 1 | Saturday | 15 | 0 | 0.885 | 0 | 19.5928 | 26.1571 | 2.233 | 0 | 0.0837 | 0.96 | 0.8426 | 47.5879 | 0 | 0 | 2.4235 | 0
89 | 4 | 4 | 1 | Saturday | 16 | 0 | 0.89 | 0 | 19.6865 | 26.1571 | 2.605 | 0 | 0.09 | 1.2 | 0.1876 | 47.9331 | 0 | 0 | 2.8276 | 0
90 | 4 | 4 | 1 | Saturday | 17 | 0 | 0 | 0 | 13.8282 | 19.2871 | 1.303 | 0 | 0.0212 | 1.44 | 0 | 34.5214 | 0 | 0 | 1.4137 | 0
91 | 4 | 4 | 1 | Saturday | 18 | 0 | 0 | 0 | 13.8322 | 19.2871 | 1.303 | 0 | 0.0212 | 0 | 0 | 33.0766 | 0 | 0 | 1.4138 | 0
92 | 4 | 4 | 1 | Saturday | 19 | 0 | 0 | 0 | 13.8322 | 19.2871 | 1.303 | 0 | 0.0212 | 0 | 0 | 33.0766 | 0 | 0 | 1.4138 | 0
93 | 4 | 4 | 1 | Saturday | 20 | 0 | 0 | 0 | 13.8282 | 19.2871 | 1.303 | 0 | 0.0212 | 0 | 0 | 33.0766 | 0 | 0 | 1.4138 | 0
94 | 4 | 4 | 1 | Saturday | 21 | 0 | 0 | 0 | 13.8282 | 19.2871 | 1.675 | 0 | 0.0272 | 0 | 0 | 33.0826 | 0 | 0 | 1.8178 | 0
95 | 4 | 4 | 1 | Saturday | 22 | 0 | 0 | 0 | 12.5503 | 17.5892 | 0.93 | 0 | 0.0151 | 0 | 0 | 30.1106 | 0 | 0 | 1.0097 | 0
96 | 4 | 4 | 1 | Saturday | 23 | 0 | 0 | 0 | 6.6175 | 11.0335 | 0.93 | 0 | 0.0151 | 0 | 0 | 17.6222 | 0 | 0 | 1.0097 | 0
97 | 5 | 5 | 1 | Sunday | 0 | 0 | 0 | 0 | 5.3583 | 10.6091 | 0.744 | 0 | 0.0121 | 0 | 0 | 15.9354 | 0 | 0 | 0.8077 | 0
98 | 5 | 5 | 1 | Sunday | 1 | 0 | 0 | 0 | 5.2005 | 10.3969 | 0.744 | 0 | 0.0121 | 0 | 0 | 15.5655 | 0 | 0 | 0.8078 | 0
99 | 5 | 5 | 1 | Sunday | 2 | 0 | 0 | 0 | 5.1909 | 10.3969 | 0.744 | 0 | 0.0121 | 0 | 0 | 15.5655 | 0 | 0 | 0.8078 | 0
100 | 5 | 5 | 1 | Sunday | 3 | 0 | 0 | 0 | 5.1909 | 10.3969 | 0.744 | 0 | 0.0121 | 0 | 0 | 15.5655 | 0 | 0 | 0.8078 | 0
101 | 5 | 5 | 1 | Sunday | 4 | 0 | 0 | 0 | 5.1909 | 10.3969 | 0.744 | 0 | 0.0121 | 0 | 0 | 15.5655 | 0 | 0 | 0.8078 | 0
102 | 5 | 5 | 1 | Sunday | 5 | 0 | 0 | 0 | 5.6628 | 10.3969 | 1.303 | 0 | 0.0212 | 0 | 0 | 16.0465 | 0 | 0 | 1.4138 | 0
103 | 5 | 5 | 1 | Sunday | 6 | 0 | 0 | 0 | 6.1433 | 11.0335 | 0.744 | 0 | 0.0121 | 0 | 0 | 17.1473 | 0 | 0 | 0.8077 | 0
104 | 5 | 5 | 1 | Sunday | 7 | 0 | 0 | 0 | 9.5606 | 14.6575 | 0.744 | 0 | 0.0121 | 0 | 0 | 24.1886 | 0 | 0 | 0.8078 | 0
105 | 5 | 5 | 1 | Sunday | 8 | 0 | 0 | 0 | 10.2019 | 15.5065 | 0.744 | 0 | 0.0121 | 0 | 0 | 25.6685 | 0 | 0 | 0.8078 | 0
106 | 5 | 5 | 1 | Sunday | 9 | 0 | 0 | 0 | 10.2019 | 15.5065 | 0.744 | 0 | 0.0121 | 0 | 0.1233 | 25.6685 | 0 | 0 | 0.8078 | 0
107 | 5 | 5 | 1 | Sunday | 10 | 0 | 0 | 0 | 10.7299 | 16.3554 | 0.744 | 0 | 0.0121 | 0 | 1.0311 | 27.055 | 0 | 0 | 0.8078 | 0
108 | 5 | 5 | 1 | Sunday | 11 | 0 | 0 | 0 | 10.3175 | 16.3554 | 1.116 | 0 | 0.0182 | 0 | 2.238 | 26.6431 | 0 | 0 | 1.2117 | 0
109 | 5 | 5 | 1 | Sunday | 12 | 0 | 0 | 0 | 13.3504 | 20.794 | 1.116 | 0 | 0.0182 | 0 | 3.4768 | 34.1202 | 0 | 0 | 1.2117 | 0
110 | 5 | 5 | 1 | Sunday | 13 | 0 | 0 | 0 | 13.3002 | 20.794 | 1.675 | 0 | 0.0272 | 0 | 3.515 | 34.0806 | 0 | 0 | 1.8178 | 0
111 | 5 | 5 | 1 | Sunday | 14 | 0 | 0 | 0 | 13.7929 | 20.794 | 1.116 | 0 | 0.0182 | 0 | 2.6798 | 34.5651 | 0 | 0 | 1.2117 | 0
112 | 5 | 5 | 1 | Sunday | 15 | 0 | 0 | 0 | 14.4961 | 20.794 | 0.744 | 0 | 0.0121 | 0 | 1.5747 | 35.267 | 0 | 0 | 0.8077 | 0
113 | 5 | 5 | 1 | Sunday | 16 | 0 | 0 | 0 | 14.6236 | 20.3695 | 0.744 | 0 | 0.0121 | 0 | 0.3161 | 34.954 | 0 | 0 | 0.8078 | 0
114 | 5 | 5 | 1 | Sunday | 17 | 0 | 0 | 0 | 14.1667 | 19.916 | 0.744 | 0 | 0.0121 | 0 | 0 | 34.0452 | 0 | 0 | 0.8078 | 0
115 | 5 | 5 | 1 | Sunday | 18 | 0 | 0 | 0 | 14.1691 | 19.916 | 0.744 | 0 | 0.0121 | 0 | 0 | 34.0452 | 0 | 0 | 0.8078 | 0
116 | 5 | 5 | 1 | Sunday | 19 | 0 | 0 | 0 | 14.1675 | 19.916 | 0.744 | 0 | 0.0121 | 0 | 0 | 34.0452 | 0 | 0 | 0.8078 | 0
117 | 5 | 5 | 1 | Sunday | 20 | 0 | 0 | 0 | 13.6956 | 19.916 | 0.744 | 0 | 0.0121 | 0 | 0 | 33.5733 | 0 | 0 | 0.8078 | 0
118 | 5 | 5 | 1 | Sunday | 21 | 0 | 0 | 0 | 13.6956 | 19.916 | 1.303 | 0 | 0.0212 | 0 | 0 | 33.5824 | 0 | 0 | 1.4138 | 0
119 | 5 | 5 | 1 | Sunday | 22 | 0 | 0 | 0 | 6.2927 | 11.8825 | 0.744 | 0 | 0.0121 | 0 | 0 | 18.1553 | 0 | 0 | 0.8077 | 0
120 | 5 | 5 | 1 | Sunday | 23 | 0 | 0 | 0 | 5.6618 | 11.0335 | 0.744 | 0 | 0.0121 | 0 | 0 | 16.6754 | 0 | 0 | 0.8078 | 0
121 | 6 | 6 | 1 | Monday | 0 | 0 | 0 | 0 | 5.1885 | 10.3969 | 0.93 | 0 | 0.0151 | 0 | 0 | 15.5685 | 0 | 0 | 1.0097 | 0
122 | 6 | 6 | 1 | Monday | 1 | 0 | 0 | 0 | 5.1829 | 10.3969 | 0.93 | 0 | 0.0151 | 0 | 0 | 15.5685 | 0 | 0 | 1.0097 | 0
123 | 6 | 6 | 1 | Monday | 2 | 0 | 0 | 0 | 5.1829 | 10.3969 | 0.93 | 0 | 0.0151 | 0 | 0 | 15.5685 | 0 | 0 | 1.0097 | 0
124 | 6 | 6 | 1 | Monday | 3 | 0 | 0 | 0 | 5.1829 | 10.3969 | 0.93 | 0 | 0.0151 | 0 | 0 | 15.5685 | 0 | 0 | 1.0097 | 0
125 | 6 | 6 | 1 | Monday | 4 | 0 | 0 | 0 | 5.6548 | 10.3969 | 0.93 | 0 | 0.0151 | 0 | 0 | 16.0404 | 0 | 0 | 1.0097 | 0
126 | 6 | 6 | 1 | Monday | 5 | 90.813 | 0 | 27.1709 | 8.8552 | 14.4831 | 1.489 | 0 | 0.5063 | 0 | 0 | 50.989 | 0 | 0 | 92.4418 | 0
127 | 6 | 6 | 1 | Monday | 6 | 84.813 | 0 | 27.1709 | 17.0169 | 21.1313 | 1.303 | 0 | 0.4862 | 0 | 0 | 65.7716 | 0 | 0 | 86.2377 | 0
128 | 6 | 6 | 1 | Monday | 7 | 68.542 | 0 | 27.1709 | 28.3214 | 37.109 | 3.536 | 0 | 0.4638 | 8.4 | 0 | 101.4595 | 0 | 0 | 72.4077 | 0
129 | 6 | 6 | 1 | Monday | 8 | 22.505 | 0 | 27.1709 | 55.158 | 79.9326 | 6.513 | 0 | 0.4165 | 16.56 | 0 | 179.2516 | 0 | 0 | 29.575 | 0
130 | 6 | 6 | 1 | Monday | 9 | 16.728 | 0 | 27.1709 | 59.7977 | 84.3871 | 7.071 | 0 | 0.3755 | 10.32 | 0.1858 | 182.044 | 0 | 0 | 24.3978 | 0
131 | 6 | 6 | 1 | Monday | 10 | 14.685 | 0 | 27.1709 | 59.7737 | 85.6606 | 7.257 | 0 | 0.3458 | 8.88 | 1.5111 | 181.8286 | 0 | 0 | 22.5575 | 0
132 | 6 | 6 | 1 | Monday | 11 | 11.73 | 0 | 27.1709 | 56.7655 | 85.6606 | 8.746 | 0 | 0.3244 | 10.32 | 2.5244 | 180.235 | 0 | 0 | 21.218 | 0
133 | 6 | 6 | 1 | Monday | 12 | 14.389 | 0 | 27.1709 | 51.3966 | 78.8121 | 10.607 | 0 | 0.3988 | 13.92 | 2.8303 | 171.704 | 0 | 0 | 25.8937 | 0
134 | 6 | 6 | 1 | Monday | 13 | 9.863 | 0 | 27.1709 | 55.7011 | 85.6606 | 10.048 | 0 | 0.3174 | 11.52 | 2.6302 | 180.3676 | 0 | 0 | 20.7636 | 0
135 | 6 | 6 | 1 | Monday | 14 | 8.49 | 0.369 | 27.1709 | 57.6774 | 85.6606 | 6.327 | 0 | 0.2522 | 8.88 | 1.9873 | 179.9816 | 0 | 0 | 15.3547 | 0
136 | 6 | 6 | 1 | Monday | 15 | 7.49 | 1.127 | 27.1709 | 60.1968 | 85.6606 | 6.141 | 0 | 0.2742 | 8.88 | 1.0688 | 183.2452 | 0 | 0 | 14.153 | 0
137 | 6 | 6 | 1 | Monday | 16 | 7.259 | 0 | 27.1709 | 60.7518 | 85.2073 | 8.188 | 0 | 0.2449 | 11.04 | 0.2331 | 184.4012 | 0 | 0 | 16.1426 | 0
138 | 6 | 6 | 1 | Monday | 17 | 18.737 | 0 | 27.1709 | 43.3704 | 55.9825 | 4.838 | 0 | 0.3699 | 14.88 | 0 | 141.7592 | 0 | 0 | 23.9855 | 0
139 | 6 | 6 | 1 | Monday | 18 | 16.864 | 0 | 13.5854 | 30.6763 | 40.9205 | 3.908 | 0 | 0.244 | 4.8 | 0 | 90.1734 | 0 | 0 | 21.1106 | 0
140 | 6 | 6 | 1 | Monday | 19 | 0 | 0 | 0 | 28.3042 | 40.0131 | 2.791 | 0 | 0.0454 | 2.88 | 0 | 71.1964 | 0 | 0 | 3.0295 | 0
141 | 6 | 6 | 1 | Monday | 20 | 0 | 0 | 0 | 24.1068 | 33.1724 | 3.163 | 0 | 0.0515 | 0.96 | 0 | 58.2379 | 0 | 0 | 3.4335 | 0
142 | 6 | 6 | 1 | Monday | 21 | 0 | 0 | 0 | 24.1068 | 32.719 | 1.489 | 0 | 0.0242 | 0.96 | 0 | 57.7572 | 0 | 0 | 1.6156 | 0
143 | 6 | 6 | 1 | Monday | 22 | 0 | 0 | 0 | 12.7362 | 17.8393 | 0.93 | 0 | 0.0151 | 0 | 0 | 30.5546 | 0 | 0 | 1.0097 | 0
144 | 6 | 6 | 1 | Monday | 23 | 0 | 0 | 0 | 6.1377 | 11.0335 | 0.93 | 0 | 0.0151 | 0 | 0 | 17.1503 | 0 | 0 | 1.0097 | 0
145 | 7 | 7 | 1 | Tuesday | 0 | 0 | 0 | 0 | 5.1885 | 10.3969 | 0.93 | 0 | 0.0151 | 0 | 0 | 15.5685 | 0 | 0 | 1.0097 | 0
146 | 7 | 7 | 1 | Tuesday | 1 | 0 | 0 | 0 | 5.1829 | 10.3969 | 0.93 | 0 | 0.0151 | 0 | 0 | 15.5685 | 0 | 0 | 1.0097 | 0
147 | 7 | 7 | 1 | Tuesday | 2 | 0 | 0 | 0 | 5.1829 | 10.3969 | 0.93 | 0 | 0.0151 | 0 | 0 | 15.5685 | 0 | 0 | 1.0097 | 0
148 | 7 | 7 | 1 | Tuesday | 3 | 0 | 0 | 0 | 5.1829 | 10.3969 | 0.93 | 0 | 0.0151 | 0 | 0 | 15.5685 | 0 | 0 | 1.0097 | 0
149 | 7 | 7 | 1 | Tuesday | 4 | 0 | 0 | 0 | 5.6548 | 10.3969 | 0.93 | 0 | 0.0151 | 0 | 0 | 16.0404 | 0 | 0 | 1.0097 | 0
150 | 7 | 7 | 1 | Tuesday | 5 | 48.544 | 0 | 18.4723 | 8.8552 | 14.4831 | 1.489 | 0 | 0.3139 | 0 | 0 | 42.0981 | 0 | 0 | 50.1679 | 0
151 | 7 | 7 | 1 | Tuesday | 6 | 66.451 | 0 | 27.1709 | 17.0169 | 21.1313 | 1.303 | 0 | 0.4587 | 0 | 0 | 65.7441 | 0 | 0 | 67.8748 | 0
152 | 7 | 7 | 1 | Tuesday | 7 | 49.077 | 0 | 27.1709 | 28.3214 | 37.109 | 3.536 | 0 | 0.4401 | 8.4 | 0 | 101.4358 | 0 | 0 | 52.9362 | 0
153 | 7 | 7 | 1 | Tuesday | 8 | 13.667 | 0 | 27.1709 | 55.158 | 79.9326 | 6.513 | 0 | 0.3037 | 16.56 | 0 | 179.1388 | 0 | 0 | 20.7341 | 0
154 | 7 | 7 | 1 | Tuesday | 9 | 9.359 | 0 | 27.1709 | 59.7962 | 84.3871 | 7.071 | 0 | 0.2585 | 10.32 | 0.2026 | 181.9255 | 0 | 0 | 17.0309 | 0
155 | 7 | 7 | 1 | Tuesday | 10 | 8.271 | 0 | 27.1709 | 58.8556 | 85.6606 | 7.257 | 0 | 0.2447 | 8.88 | 1.7755 | 180.8093 | 0 | 0 | 16.145 | 0
156 | 7 | 7 | 1 | Tuesday | 11 | 5.958 | 0 | 27.1709 | 53.3539 | 85.6606 | 8.746 | 0 | 0.2342 | 10.32 | 3.9024 | 176.7332 | 0 | 0 | 15.447 | 0
157 | 7 | 7 | 1 | Tuesday | 12 | 7.932 | 0 | 27.1709 | 47.7532 | 78.8121 | 10.607 | 0 | 0.2967 | 13.92 | 5.5569 | 167.9585 | 0 | 0 | 19.4392 | 0
158 | 7 | 7 | 1 | Tuesday | 13 | 5.173 | 0 | 27.1709 | 51.3538 | 85.6606 | 10.048 | 0 | 0.2444 | 11.52 | 5.0357 | 175.9472 | 0 | 0 | 16.075 | 0
159 | 7 | 7 | 1 | Tuesday | 14 | 4.768 | 0 | 27.1709 | 55.2651 | 85.6606 | 6.327 | 0 | 0.1753 | 8.88 | 2.913 | 177.1406 | 0 | 0 | 11.6334 | 0
160 | 7 | 7 | 1 | Tuesday | 15 | 4.452 | 0 | 27.1709 | 60.1218 | 85.6606 | 6.141 | 0 | 0.1674 | 8.88 | 1.1006 | 181.9894 | 0 | 0 | 11.1153 | 0
161 | 7 | 7 | 1 | Tuesday | 16 | 4.36 | 0 | 27.1709 | 60.7529 | 85.2073 | 8.188 | 0 | 0.2002 | 11.04 | 0.1705 | 184.3577 | 0 | 0 | 13.2444 | 0
162 | 7 | 7 | 1 | Tuesday | 17 | 11.742 | 0 | 27.1709 | 43.3704 | 55.9825 | 4.838 | 0 | 0.2582 | 14.88 | 0 | 141.6475 | 0 | 0 | 16.991 | 0
163 | 7 | 7 | 1 | Tuesday | 18 | 11.79 | 0 | 13.5854 | 30.6763 | 40.9205 | 3.908 | 0 | 0.2315 | 4.8 | 0 | 90.1609 | 0 | 0 | 16.0313 | 0
164 | 7 | 7 | 1 | Tuesday | 19 | 0 | 0 | 0 | 28.3042 | 40.0131 | 2.791 | 0 | 0.0454 | 2.88 | 0 | 71.1964 | 0 | 0 | 3.0295 | 0
165 | 7 | 7 | 1 | Tuesday | 20 | 0 | 0 | 0 | 24.1068 | 33.1724 | 3.163 | 0 | 0.0515 | 0.96 | 0 | 58.2379 | 0 | 0 | 3.4335 | 0
166 | 7 | 7 | 1 | Tuesday | 21 | 0 | 0 | 0 | 24.1068 | 32.719 | 1.489 | 0 | 0.0242 | 0.96 | 0 | 57.7572 | 0 | 0 | 1.6156 | 0
167 | 7 | 7 | 1 | Tuesday | 22 | 0 | 0 | 0 | 12.7362 | 17.8393 | 0.93 | 0 | 0.0151 | 0 | 0 | 30.5546 | 0 | 0 | 1.0097 | 0
168 | 7 | 7 | 1 | Tuesday | 23 | 0 | 0 | 0 | 6.1377 | 11.0335 | 0.93 | 0 | 0.0151 | 0 | 0 | 17.1503 | 0 | 0 | 1.0097 | 0
169 | 8 | 8 | 1 | Wednesday | 0 | 0 | 0 | 0 | 5.1885 | 10.3969 | 0.93 | 0 | 0.0151 | 0 | 0 | 15.5685 | 0 | 0 | 1.0097 | 0
170 | 8 | 8 | 1 | Wednesday | 1 | 0 | 0 | 0 | 5.1829 | 10.3969 | 0.93 | 0 | 0.0151 | 0 | 0 | 15.5685 | 0 | 0 | 1.0097 | 0
171 | 8 | 8 | 1 | Wednesday | 2 | 0 | 0 | 0 | 5.1829 | 10.3969 | 0.93 | 0 | 0.0151 | 0 | 0 | 15.5685 | 0 | 0 | 1.0097 | 0
172 | 8 | 8 | 1 | Wednesday | 3 | 0 | 0 | 0 | 5.1829 | 10.3969 | 0.93 | 0 | 0.0151 | 0 | 0 | 15.5685 | 0 | 0 | 1.0097 | 0
173 | 8 | 8 | 1 | Wednesday | 4 | 0 | 0 | 0 | 5.6548 | 10.3969 | 0.93 | 0 | 0.0151 | 0 | 0 | 16.0404 | 0 | 0 | 1.0097 | 0
174 | 8 | 8 | 1 | Wednesday | 5 | 0 | 0 | 3.4475 | 8.8552 | 14.4831 | 1.489 | 0 | 0.0242 | 0 | 0 | 26.7836 | 0 | 0 | 1.6157 | 0
175 | 8 | 8 | 1 | Wednesday | 6 | 9.724 | 0 | 3.4475 | 17.0169 | 21.1313 | 1.303 | 0 | 0.1706 | 0 | 0 | 41.7327 | 0 | 0 | 11.1375 | 0
176 | 8 | 8 | 1 | Wednesday | 7 | 42.091 | 0.451 | 22.4262 | 28.3214 | 37.109 | 3.536 | 0 | 0.4299 | 8.4 | 0 | 97.1103 | 0 | 0 | 45.9443 | 0
177 | 8 | 8 | 1 | Wednesday | 8 | 11.044 | 0 | 27.1709 | 55.158 | 79.9326 | 6.513 | 0 | 0.2667 | 16.56 | 0 | 179.1018 | 0 | 0 | 18.1108 | 0
178 | 8 | 8 | 1 | Wednesday | 9 | 6.536 | 0 | 27.1709 | 59.7944 | 84.3871 | 7.071 | 0 | 0.2148 | 10.32 | 0.2057 | 181.8799 | 0 | 0 | 14.2088 | 0
179 | 8 | 8 | 1 | Wednesday | 10 | 5.797 | 0 | 27.1709 | 59.2686 | 85.6606 | 7.257 | 0 | 0.2065 | 8.88 | 1.7734 | 181.1841 | 0 | 0 | 13.6714 | 0
180 | 8 | 8 | 1 | Wednesday | 11 | 4.211 | 0 | 27.1709 | 55.2215 | 85.6606 | 8.746 | 0 | 0.2074 | 10.32 | 2.9714 | 178.5739 | 0 | 0 | 13.7004 | 0
181 | 8 | 8 | 1 | Wednesday | 12 | 5.415 | 0 | 27.1709 | 49.2623 | 78.8121 | 10.607 | 0 | 0.2576 | 13.92 | 3.3477 | 169.4286 | 0 | 0 | 16.9224 | 0
182 | 8 | 8 | 1 | Wednesday | 13 | 3.909 | 0 | 27.1709 | 52.0101 | 85.6606 | 10.048 | 0 | 0.2249 | 11.52 | 3.5681 | 176.584 | 0 | 0 | 14.8113 | 0
183 | 8 | 8 | 1 | Wednesday | 14 | 3.603 | 0 | 27.1709 | 53.4267 | 85.6606 | 6.327 | 0 | 0.1575 | 8.88 | 3.4886 | 175.2845 | 0 | 0 | 10.4683 | 0
184 | 8 | 8 | 1 | Wednesday | 15 | 3.456 | 0 | 27.1709 | 57.3471 | 85.6606 | 6.141 | 0 | 0.1522 | 8.88 | 2.1358 | 179.1996 | 0 | 0 | 10.1194 | 0
185 | 8 | 8 | 1 | Wednesday | 16 | 3.528 | 0 | 27.1709 | 60.6572 | 85.2073 | 8.188 | 0 | 0.1875 | 11.04 | 0.3411 | 184.2493 | 0 | 0 | 12.4123 | 0
186 | 8 | 8 | 1 | Wednesday | 17 | 8.962 | 0 | 27.1709 | 43.3704 | 55.9825 | 4.838 | 0 | 0.2149 | 14.88 | 0 | 141.6042 | 0 | 0 | 14.2116 | 0
187 | 8 | 8 | 1 | Wednesday | 18 | 10.57 | 0 | 13.5854 | 30.6763 | 40.9205 | 3.908 | 0 | 0.2236 | 4.8 | 0 | 90.153 | 0 | 0 | 14.8095 | 0
188 | 8 | 8 | 1 | Wednesday | 19 | 0 | 0 | 0 | 28.3042 | 40.0131 | 2.791 | 0 | 0.0454 | 2.88 | 0 | 71.1964 | 0 | 0 | 3.0295 | 0
189 | 8 | 8 | 1 | Wednesday | 20 | 0 | 0 | 0 | 24.1068 | 33.1724 | 3.163 | 0 | 0.0515 | 0.96 | 0 | 58.2379 | 0 | 0 | 3.4335 | 0
190 | 8 | 8 | 1 | Wednesday | 21 | 0 | 0 | 0 | 24.1068 | 32.719 | 1.489 | 0 | 0.0242 | 0.96 | 0 | 57.7572 | 0 | 0 | 1.6156 | 0
191 | 8 | 8 | 1 | Wednesday | 22 | 0 | 0 | 0 | 12.7362 | 17.8393 | 0.93 | 0 | 0.0151 | 0 | 0 | 30.5546 | 0 | 0 | 1.0097 | 0
192 | 8 | 8 | 1 | Wednesday | 23 | 0 | 0 | 0 | 6.1377 | 11.0335 | 0.93 | 0 | 0.0151 | 0 | 0 | 17.1503 | 0 | 0 | 1.0097 | 0
193 | 9 | 9 | 1 | Thursday | 0 | 0 | 0 | 0 | 5.1885 | 10.3969 | 0.93 | 0 | 0.0151 | 0 | 0 | 15.5685 | 0 | 0 | 1.0097 | 0
194 | 9 | 9 | 1 | Thursday | 1 | 0 | 0 | 0 | 5.1829 | 10.3969 | 0.93 | 0 | 0.0151 | 0 | 0 | 15.5685 | 0 | 0 | 1.0097 | 0
195 | 9 | 9 | 1 | Thursday | 2 | 0 | 0 | 0 | 5.1829 | 10.3969 | 0.93 | 0 | 0.0151 | 0 | 0 | 15.5685 | 0 | 0 | 1.0097 | 0
196 | 9 | 9 | 1 | Thursday | 3 | 0 | 0 | 0 | 5.1829 | 10.3969 | 0.93 | 0 | 0.0151 | 0 | 0 | 15.5685 | 0 | 0 | 1.0097 | 0
197 | 9 | 9 | 1 | Thursday | 4 | 0 | 0 | 0 | 5.6548 | 10.3969 | 0.93 | 0 | 0.0151 | 0 | 0 | 16.0404 | 0 | 0 | 1.0097 | 0
198 | 9 | 9 | 1 | Thursday | 5 | 0 | 0 | 3.4475 | 8.8552 | 14.4831 | 1.489 | 0 | 0.0242 | 0 | 0 | 26.7836 | 0 | 0 | 1.6157 | 0
199 | 9 | 9 | 1 | Thursday | 6 | 17.391 | 0 | 5.8198 | 17.0169 | 21.1313 | 1.303 | 0 | 0.1902 | 0 | 0 | 44.1246 | 0 | 0 | 18.8057 | 0
200 | 9 | 9 | 1 | Thursday | 7 | 49.834 | 0 | 27.1709 | 28.3214 | 37.109 | 3.536 | 0 | 0.4443 | 8.4 | 0 | 101.44 | 0 | 0 | 53.6928 | 0
201 | 9 | 9 | 1 | Thursday | 8 | 11.532 | 0 | 27.1709 | 55.158 | 79.9326 | 6.513 | 0 | 0.2738 | 16.56 | 0.0575 | 179.1088 | 0 | 0 | 18.5995 | 0
202 | 9 | 9 | 1 | Thursday | 9 | 7.265 | 0 | 27.1709 | 59.7611 | 84.3871 | 7.071 | 0 | 0.226 | 10.32 | 0.636 | 181.8578 | 0 | 0 | 14.937 | 0
203 | 9 | 9 | 1 | Thursday | 10 | 6.714 | 0 | 27.1709 | 59.1472 | 85.6606 | 7.257 | 0 | 0.2206 | 8.88 | 1.7035 | 181.0768 | 0 | 0 | 14.5885 | 0
204 | 9 | 9 | 1 | Thursday | 11 | 4.818 | 0 | 27.1709 | 55.3027 | 85.6606 | 8.746 | 0 | 0.2167 | 10.32 | 2.7528 | 178.6644 | 0 | 0 | 14.3077 | 0
205 | 9 | 9 | 1 | Thursday | 12 | 6.747 | 0 | 27.1709 | 49.2671 | 78.8121 | 10.607 | 0 | 0.2782 | 13.92 | 3.4317 | 169.4538 | 0 | 0 | 18.2546 | 0
206 | 9 | 9 | 1 | Thursday | 13 | 4.731 | 0 | 27.1709 | 53.1612 | 85.6606 | 10.048 | 0 | 0.2375 | 11.52 | 3.3336 | 177.7478 | 0 | 0 | 15.6335 | 0
207 | 9 | 9 | 1 | Thursday | 14 | 4.181 | 0 | 27.1709 | 55.3388 | 85.6606 | 6.327 | 0 | 0.1663 | 8.88 | 2.9241 | 177.2053 | 0 | 0 | 11.0463 | 0
208 | 9 | 9 | 1 | Thursday | 15 | 3.72 | 0 | 27.1709 | 58.4173 | 85.6606 | 6.141 | 0 | 0.1562 | 8.88 | 1.9707 | 180.2738 | 0 | 0 | 10.3835 | 0
209 | 9 | 9 | 1 | Thursday | 16 | 3.703 | 0 | 27.1709 | 60.6741 | 85.2073 | 8.188 | 0 | 0.1902 | 11.04 | 0.4246 | 184.2688 | 0 | 0 | 12.5874 | 0
210 | 9 | 9 | 1 | Thursday | 17 | 9.983 | 0 | 27.1709 | 43.3704 | 55.9825 | 4.838 | 0 | 0.2308 | 14.88 | 0 | 141.6201 | 0 | 0 | 15.232 | 0
211 | 9 | 9 | 1 | Thursday | 18 | 11.764 | 0 | 13.5854 | 30.6763 | 40.9205 | 3.908 | 0 | 0.2305 | 4.8 | 0 | 90.1599 | 0 | 0 | 16.0049 | 0
212 | 9 | 9 | 1 | Thursday | 19 | 0 | 0 | 0 | 28.3042 | 40.0131 | 2.791 | 0 | 0.0454 | 2.88 | 0 | 71.1964 | 0 | 0 | 3.0295 | 0
213 | 9 | 9 | 1 | Thursday | 20 | 0 | 0 | 0 | 24.1068 | 33.1724 | 3.163 | 0 | 0.0515 | 0.96 | 0 | 58.2379 | 0 | 0 | 3.4335 | 0
214 | 9 | 9 | 1 | Thursday | 21 | 0 | 0 | 0 | 24.1068 | 32.719 | 1.489 | 0 | 0.0242 | 0.96 | 0 | 57.7572 | 0 | 0 | 1.6156 | 0
215 | 9 | 9 | 1 | Thursday | 22 | 0 | 0 | 0 | 12.7362 | 17.8393 | 0.93 | 0 | 0.0151 | 0 | 0 | 30.5546 | 0 | 0 | 1.0097 | 0
216 | 9 | 9 | 1 | Thursday | 23 | 0 | 0 | 0 | 6.1377 | 11.0335 | 0.93 | 0 | 0.0151 | 0 | 0 | 17.1503 | 0 | 0 | 1.0097 | 0
217 | 10 | 10 | 1 | Friday | 0 | 0 | 0 | 0 | 5.1885 | 10.3969 | 0.93 | 0 | 0.0151 | 0 | 0 | 15.5685 | 0 | 0 | 1.0097 | 0
218 | 10 | 10 | 1 | Friday | 1 | 0 | 0 | 0 | 5.1829 | 10.3969 | 0.93 | 0 | 0.0151 | 0 | 0 | 15.5685 | 0 | 0 | 1.0097 | 0
219 | 10 | 10 | 1 | Friday | 2 | 0 | 0 | 0 | 5.1829 | 10.3969 | 0.93 | 0 | 0.0151 | 0 | 0 | 15.5685 | 0 | 0 | 1.0097 | 0
220 | 10 | 10 | 1 | Friday | 3 | 0 | 0 | 0 | 5.1829 | 10.3969 | 0.93 | 0 | 0.0151 | 0 | 0 | 15.5685 | 0 | 0 | 1.0097 | 0
221 | 10 | 10 | 1 | Friday | 4 | 0 | 0 | 0 | 5.6548 | 10.3969 | 0.93 | 0 | 0.0151 | 0 | 0 | 16.0404 | 0 | 0 | 1.0097 | 0
222 | 10 | 10 | 1 | Friday | 5 | 0 | 0 | 3.4475 | 8.8552 | 14.4831 | 1.489 | 0 | 0.0242 | 0 | 0 | 26.7836 | 0 | 0 | 1.6157 | 0
223 | 10 | 10 | 1 | Friday | 6 | 56.801 | 0 | 20.8446 | 17.0169 | 21.1313 | 1.303 | 0 | 0.3541 | 0 | 0 | 59.3133 | 0 | 0 | 58.2224 | 0
224 | 10 | 10 | 1 | Friday | 7 | 46.848 | 0 | 27.1709 | 28.3214 | 37.109 | 3.536 | 0 | 0.4385 | 8.4 | 0 | 101.4342 | 0 | 0 | 50.7058 | 0
225 | 10 | 10 | 1 | Friday | 8 | 12.74 | 0 | 27.1709 | 55.158 | 79.9326 | 6.513 | 0 | 0.2912 | 16.56 | 0.0928 | 179.1263 | 0 | 0 | 19.8067 | 0
226 | 10 | 10 | 1 | Friday | 9 | 8.778 | 0 | 27.1709 | 58.6749 | 84.3871 | 7.071 | 0 | 0.2495 | 10.32 | 1.3353 | 180.7951 | 0 | 0 | 16.4502 | 0
227 | 10 | 10 | 1 | Friday | 10 | 8.557 | 0 | 27.1709 | 52.5596 | 85.6606 | 7.257 | 0 | 0.2492 | 8.88 | 4.7874 | 174.5178 | 0 | 0 | 16.4308 | 0
228 | 10 | 10 | 1 | Friday | 11 | 6.187 | 0 | 27.1709 | 48.7298 | 85.6606 | 8.746 | 0 | 0.2377 | 10.32 | 7.4019 | 172.1125 | 0 | 0 | 15.6761 | 0
229 | 10 | 10 | 1 | Friday | 12 | 7.734 | 0 | 27.1709 | 42.5823 | 78.8121 | 10.607 | 0 | 0.2935 | 13.92 | 7.7155 | 162.7844 | 0 | 0 | 19.241 | 0
230 | 10 | 10 | 1 | Friday | 13 | 5.366 | 0 | 27.1709 | 43.553 | 85.6606 | 10.048 | 0 | 0.2473 | 11.52 | 6.9833 | 168.1493 | 0 | 0 | 16.2678 | 0
231 | 10 | 10 | 1 | Friday | 14 | 4.809 | 0 | 27.1709 | 47.8337 | 85.6606 | 6.327 | 0 | 0.1758 | 8.88 | 5.0751 | 169.7098 | 0 | 0 | 11.674 | 0
232 | 10 | 10 | 1 | Friday | 15 | 4.374 | 0 | 27.1709 | 55.9845 | 85.6606 | 6.141 | 0 | 0.1661 | 8.88 | 2.6695 | 177.8509 | 0 | 0 | 11.0376 | 0
233 | 10 | 10 | 1 | Friday | 16 | 4.176 | 0 | 27.1709 | 60.452 | 85.2073 | 8.188 | 0 | 0.1974 | 11.04 | 0.5708 | 184.054 | 0 | 0 | 13.06 | 0
234 | 10 | 10 | 1 | Friday | 17 | 11.886 | 0 | 27.1709 | 43.3704 | 55.9825 | 4.838 | 0 | 0.2605 | 14.88 | 0 | 141.6498 | 0 | 0 | 17.1352 | 0
235 | 10 | 10 | 1 | Friday | 18 | 12.827 | 0 | 13.5854 | 30.6763 | 40.9205 | 3.908 | 0 | 0.2348 | 4.8 | 0 | 90.1642 | 0 | 0 | 17.069 | 0
236 | 10 | 10 | 1 | Friday | 19 | 0 | 0 | 0 | 28.3042 | 40.0131 | 2.791 | 0 | 0.0454 | 2.88 | 0 | 71.1964 | 0 | 0 | 3.0295 | 0
237 | 10 | 10 | 1 | Friday | 20 | 0 | 0 | 0 | 24.1068 | 33.1724 | 3.163 | 0 | 0.0515 | 0.96 | 0 | 58.2379 | 0 | 0 | 3.4335 | 0
238 | 10 | 10 | 1 | Friday | 21 | 0 | 0 | 0 | 24.1068 | 32.719 | 1.489 | 0 | 0.0242 | 0.96 | 0 | 57.7572 | 0 | 0 | 1.6156 | 0
239 | 10 | 10 | 1 | Friday | 22 | 0 | 0 | 0 | 12.7362 | 17.8393 | 0.93 | 0 | 0.0151 | 0 | 0 | 30.5546 | 0 | 0 | 1.0097 | 0
240 | 10 | 10 | 1 | Friday | 23 | 0 | 0 | 0 | 6.1377 | 11.0335 | 0.93 | 0 | 0.0151 | 0 | 0 | 17.1503 | 0 | 0 | 1.0097 | 0
241 | 11 | 11 | 1 | Saturday | 0 | 0 | 0 | 0 | 5.3495 | 10.6091 | 0.93 | 0 | 0.0151 | 0 | 0 | 15.9385 | 0 | 0 | 1.0097 | 0
242 | 11 | 11 | 1 | Saturday | 1 | 0 | 0 | 0 | 5.1845 | 10.3969 | 0.93 | 0 | 0.0151 | 0 | 0 | 15.5685 | 0 | 0 | 1.0097 | 0
243 | 11 | 11 | 1 | Saturday | 2 | 0 | 0 | 0 | 5.1845 | 10.3969 | 0.93 | 0 | 0.0151 | 0 | 0 | 15.5685 | 0 | 0 | 1.0097 | 0
244 | 11 | 11 | 1 | Saturday | 3 | 0 | 0 | 0 | 5.1845 | 10.3969 | 0.93 | 0 | 0.0151 | 0 | 0 | 15.5685 | 0 | 0 | 1.0097 | 0
245 | 11 | 11 | 1 | Saturday | 4 | 0 | 0 | 0 | 5.1845 | 10.3969 | 0.93 | 0 | 0.0151 | 0 | 0 | 15.5685 | 0 | 0 | 1.0097 | 0
246 | 11 | 11 | 1 | Saturday | 5 | 0 | 0 | 0 | 5.6564 | 10.3969 | 1.489 | 0 | 0.0242 | 0 | 0 | 16.0495 | 0 | 0 | 1.6157 | 0
247 | 11 | 11 | 1 | Saturday | 6 | 0 | 0 | 0 | 10.2167 | 14.454 | 1.303 | 0 | 0.0212 | 0 | 0 | 24.6599 | 0 | 0 | 1.4137 | 0
248 | 11 | 11 | 1 | Saturday | 7 | 0 | 0 | 0 | 14.0996 | 18.078 | 2.047 | 0 | 0.0333 | 3.84 | 0 | 36.0381 | 0 | 0 | 2.2215 | 0
249 | 11 | 11 | 1 | Saturday | 8 | 0 | 0 | 0 | 23.4584 | 33.4891 | 2.791 | 0 | 0.0454 | 3.36 | 0 | 60.3281 | 0 | 0 | 3.0296 | 0
250 | 11 | 11 | 1 | Saturday | 9 | 0 | 0 | 0 | 25.8503 | 36.0383 | 3.908 | 0 | 0.0636 | 5.04 | 0.074 | 66.973 | 0 | 0 | 4.2412 | 0
251 | 11 | 11 | 1 | Saturday | 10 | 0 | 0 | 0 | 26.4477 | 36.8872 | 3.536 | 0 | 0.0575 | 4.32 | 0.607 | 67.6933 | 0 | 0 | 3.8373 | 0
252 | 11 | 11 | 1 | Saturday | 11 | 0 | 0 | 0 | 25.9677 | 36.8872 | 4.28 | 0 | 0.0697 | 6 | 1.2961 | 68.8966 | 0 | 0 | 4.645 | 0
253 | 11 | 11 | 1 | Saturday | 12 | 0 | 0.294 | 0 | 19.1934 | 26.6109 | 3.722 | 0 | 0.0763 | 5.04 | 1.8972 | 51.1655 | 0 | 0 | 4.0391 | 0
254 | 11 | 11 | 1 | Saturday | 13 | 0 | 0.891 | 0 | 18.7351 | 26.1571 | 3.536 | 0 | 0.1053 | 3.12 | 2.3856 | 48.9245 | 0 | 0 | 3.8373 | 0
255 | 11 | 11 | 1 | Saturday | 14 | 0 | 0.748 | 0 | 18.4939 | 26.1571 | 2.791 | 0 | 0.0854 | 1.92 | 2.3026 | 47.3237 | 0 | 0 | 3.0295 | 0
256 | 11 | 11 | 1 | Saturday | 15 | 0 | 1.482 | 0 | 19.2867 | 26.1571 | 2.233 | 0 | 0.1157 | 0.96 | 1.4584 | 47.8828 | 0 | 0 | 2.4235 | 0
257 | 11 | 11 | 1 | Saturday | 16 | 0 | 1.294 | 0 | 19.6738 | 26.1571 | 2.605 | 0 | 0.1115 | 1.2 | 0.3228 | 48.3273 | 0 | 0 | 2.8276 | 0
258 | 11 | 11 | 1 | Saturday | 17 | 0 | 0.955 | 0 | 13.8282 | 19.2871 | 1.303 | 0 | 0.0727 | 1.44 | 0 | 35.4824 | 0 | 0 | 1.4137 | 0
259 | 11 | 11 | 1 | Saturday | 18 | 0 | 0 | 0 | 13.8322 | 19.2871 | 1.303 | 0 | 0.0212 | 0 | 0 | 33.0766 | 0 | 0 | 1.4138 | 0
260 | 11 | 11 | 1 | Saturday | 19 | 0 | 0 | 0 | 13.8322 | 19.2871 | 1.303 | 0 | 0.0212 | 0 | 0 | 33.0766 | 0 | 0 | 1.4138 | 0
261 | 11 | 11 | 1 | Saturday | 20 | 0 | 0 | 0 | 13.8282 | 19.2871 | 1.303 | 0 | 0.0212 | 0 | 0 | 33.0766 | 0 | 0 | 1.4138 | 0
262 | 11 | 11 | 1 | Saturday | 21 | 0 | 0 | 0 | 13.8282 | 19.2871 | 1.675 | 0 | 0.0272 | 0 | 0 | 33.0826 | 0 | 0 | 1.8178 | 0
263 | 11 | 11 | 1 | Saturday | 22 | 0 | 0 | 0 | 12.5503 | 17.5892 | 0.93 | 0 | 0.0151 | 0 | 0 | 30.1106 | 0 | 0 | 1.0097 | 0
264 | 11 | 11 | 1 | Saturday | 23 | 0 | 0 | 0 | 6.6175 | 11.0335 | 0.93 | 0 | 0.0151 | 0 | 0 | 17.6222 | 0 | 0 | 1.0097 | 0
265 | 12 | 12 | 1 | Sunday | 0 | 0 | 0 | 0 | 5.3583 | 10.6091 | 0.744 | 0 | 0.0121 | 0 | 0 | 15.9354 | 0 | 0 | 0.8077 | 0
266 | 12 | 12 | 1 | Sunday | 1 | 0 | 0 | 0 | 5.2005 | 10.3969 | 0.744 | 0 | 0.0121 | 0 | 0 | 15.5655 | 0 | 0 | 0.8078 | 0
267 | 12 | 12 | 1 | Sunday | 2 | 0 | 0 | 0 | 5.1909 | 10.3969 | 0.744 | 0 | 0.0121 | 0 | 0 | 15.5655 | 0 | 0 | 0.8078 | 0
268 | 12 | 12 | 1 | Sunday | 3 | 0 | 0 | 0 | 5.1909 | 10.3969 | 0.744 | 0 | 0.0121 | 0 | 0 | 15.5655 | 0 | 0 | 0.8078 | 0
269 | 12 | 12 | 1 | Sunday | 4 | 0 | 0 | 0 | 5.1909 | 10.3969 | 0.744 | 0 | 0.0121 | 0 | 0 | 15.5655 | 0 | 0 | 0.8078 | 0
270 | 12 | 12 | 1 | Sunday | 5 | 0 | 0 | 0 | 5.6628 | 10.3969 | 1.303 | 0 | 0.0212 | 0 | 0 | 16.0465 | 0 | 0 | 1.4138 | 0
271 | 12 | 12 | 1 | Sunday | 6 | 0 | 0 | 0 | 6.1433 | 11.0335 | 0.744 | 0 | 0.0121 | 0 | 0 | 17.1473 | 0 | 0 | 0.8077 | 0
272 | 12 | 12 | 1 | Sunday | 7 | 0 | 0 | 0 | 9.5606 | 14.6575 | 0.744 | 0 | 0.0121 | 0 | 0 | 24.1886 | 0 | 0 | 0.8078 | 0
273 | 12 | 12 | 1 | Sunday | 8 | 0 | 0 | 0 | 10.2019 | 15.5065 | 0.744 | 0 | 0.0121 | 0 | 0 | 25.6685 | 0 | 0 | 0.8078 | 0
274 | 12 | 12 | 1 | Sunday | 9 | 0 | 0 | 0 | 10.2019 | 15.5065 | 0.744 | 0 | 0.0121 | 0 | 0.0754 | 25.6685 | 0 | 0 | 0.8078 | 0
275 | 12 | 12 | 1 | Sunday | 10 | 0 | 0 | 0 | 10.8192 | 16.3554 | 0.744 | 0 | 0.0121 | 0 | 0.5578 | 27.1443 | 0 | 0 | 0.8078 | 0
276 | 12 | 12 | 1 | Sunday | 11 | 0 | 0 | 0 | 10.7902 | 16.3554 | 1.116 | 0 | 0.0182 | 0 | 0.8165 | 27.1158 | 0 | 0 | 1.2117 | 0
277 | 12 | 12 | 1 | Sunday | 12 | 0 | 0 | 0 | 14.7912 | 20.794 | 1.116 | 0 | 0.0182 | 0 | 0.9862 | 35.561 | 0 | 0 | 1.2117 | 0
278 | 12 | 12 | 1 | Sunday | 13 | 0 | 0 | 0 | 14.7792 | 20.794 | 1.675 | 0 | 0.0272 | 0 | 1.0097 | 35.5597 | 0 | 0 | 1.8178 | 0
279 | 12 | 12 | 1 | Sunday | 14 | 0 | 0 | 0 | 14.8626 | 20.794 | 1.116 | 0 | 0.0182 | 0 | 0.8156 | 35.6348 | 0 | 0 | 1.2117 | 0
280 | 12 | 12 | 1 | Sunday | 15 | 0 | 0 | 0 | 14.9216 | 20.794 | 0.744 | 0 | 0.0121 | 0 | 0.654 | 35.6925 | 0 | 0 | 0.8077 | 0
281 | 12 | 12 | 1 | Sunday | 16 | 0 | 0 | 0 | 14.6402 | 20.3695 | 0.744 | 0 | 0.0121 | 0 | 0.2267 | 34.9707 | 0 | 0 | 0.8078 | 0
282 | 12 | 12 | 1 | Sunday | 17 | 0 | 0 | 0 | 14.1667 | 19.916 | 0.744 | 0 | 0.0121 | 0 | 0 | 34.0452 | 0 | 0 | 0.8078 | 0
283 | 12 | 12 | 1 | Sunday | 18 | 0 | 0 | 0 | 14.1691 | 19.916 | 0.744 | 0 | 0.0121 | 0 | 0 | 34.0452 | 0 | 0 | 0.8078 | 0
284 | 12 | 12 | 1 | Sunday | 19 | 0 | 0 | 0 | 14.1675 | 19.916 | 0.744 | 0 | 0.0121 | 0 | 0 | 34.0452 | 0 | 0 | 0.8078 | 0
285 | 12 | 12 | 1 | Sunday | 20 | 0 | 0 | 0 | 13.6956 | 19.916 | 0.744 | 0 | 0.0121 | 0 | 0 | 33.5733 | 0 | 0 | 0.8078 | 0
286 | 12 | 12 | 1 | Sunday | 21 | 0 | 0 | 0 | 13.6956 | 19.916 | 1.303 | 0 | 0.0212 | 0 | 0 | 33.5824 | 0 | 0 | 1.4138 | 0
287 | 12 | 12 | 1 | Sunday | 22 | 0 | 0 | 0 | 6.2927 | 11.8825 | 0.744 | 0 | 0.0121 | 0 | 0 | 18.1553 | 0 | 0 | 0.8077 | 0
288 | 12 | 12 | 1 | Sunday | 23 | 0 | 0 | 0 | 5.6618 | 11.0335 | 0.744 | 0 | 0.0121 | 0 | 0 | 16.6754 | 0 | 0 | 0.8078 | 0
289 | 13 | 13 | 1 | Monday | 0 | 0 | 0 | 0 | 5.1885 | 10.3969 | 0.93 | 0 | 0.0151 | 0 | 0 | 15.5685 | 0 | 0 | 1.0097 | 0
290 | 13 | 13 | 1 | Monday | 1 | 0 | 0 | 0 | 5.1829 | 10.3969 | 0.93 | 0 | 0.0151 | 0 | 0 | 15.5685 | 0 | 0 | 1.0097 | 0
291 | 13 | 13 | 1 | Monday | 2 | 0 | 0 | 0 | 5.1829 | 10.3969 | 0.93 | 0 | 0.0151 | 0 | 0 | 15.5685 | 0 | 0 | 1.0097 | 0
292 | 13 | 13 | 1 | Monday | 3 | 0 | 0 | 0 | 5.1829 | 10.3969 | 0.93 | 0 | 0.0151 | 0 | 0 | 15.5685 | 0 | 0 | 1.0097 | 0
293 | 13 | 13 | 1 | Monday | 4 | 0 | 0 | 0 | 5.6548 | 10.3969 | 0.93 | 0 | 0.0151 | 0 | 0 | 16.0404 | 0 | 0 | 1.0097 | 0
294 | 13 | 13 | 1 | Monday | 5 | 81.856 | 0 | 27.1709 | 8.8552 | 14.4831 | 1.489 | 0 | 0.4907 | 0 | 0 | 50.9734 | 0 | 0 | 83.4842 | 0
295 | 13 | 13 | 1 | Monday | 6 | 73.447 | 0 | 27.1709 | 17.0169 | 21.1313 | 1.303 | 0 | 0.4687 | 0 | 0 | 65.7542 | 0 | 0 | 74.8714 | 0
296 | 13 | 13 | 1 | Monday | 7 | 57.813 | 0 | 27.1709 | 28.3214 | 37.109 | 3.536 | 0 | 0.4505 | 8.4 | 0 | 101.4462 | 0 | 0 | 61.6759 | 0
297 | 13 | 13 | 1 | Monday | 8 | 17.558 | 0 | 27.1709 | 55.158 | 79.9326 | 6.513 | 0 | 0.3583 | 16.56 | 0 | 179.1934 | 0 | 0 | 24.625 | 0
298 | 13 | 13 | 1 | Monday | 9 | 12.478 | 0 | 27.1709 | 59.7977 | 84.3871 | 7.071 | 0 | 0.3076 | 10.32 | 0.0624 | 181.976 | 0 | 0 | 20.1489 | 0
299 | 13 | 13 | 1 | Monday | 10 | 10.887 | 0 | 27.1709 | 60.7345 | 85.6606 | 7.257 | 0 | 0.2856 | 8.88 | 0.4477 | 182.7292 | 0 | 0 | 18.7604 | 0
300 | 13 | 13 | 1 | Monday | 11 | 8.465 | 0 | 27.1709 | 60.7304 | 85.6606 | 8.746 | 0 | 0.2732 | 10.32 | 0.6051 | 184.1486 | 0 | 0 | 17.9536 | 0
301 | 13 | 13 | 1 | Monday | 12 | 10.831 | 0.742 | 27.1709 | 56.4051 | 78.8121 | 10.607 | 0 | 0.3823 | 13.92 | 0.8072 | 177.4028 | 0 | 0 | 22.3372 | 0
302 | 13 | 13 | 1 | Monday | 13 | 6.998 | 0.902 | 27.1709 | 60.4688 | 85.6606 | 10.048 | 0 | 0.3214 | 11.52 | 0.9521 | 185.9986 | 0 | 0 | 17.8997 | 0
303 | 13 | 13 | 1 | Monday | 14 | 6.239 | 0.214 | 27.1709 | 60.6028 | 85.6606 | 6.327 | 0 | 0.2092 | 8.88 | 0.8408 | 182.7162 | 0 | 0 | 13.1039 | 0
304 | 13 | 13 | 1 | Monday | 15 | 5.931 | 2.258 | 27.1709 | 60.7319 | 85.6606 | 6.141 | 0 | 0.312 | 8.88 | 0.5635 | 184.8957 | 0 | 0 | 12.5939 | 0
305 | 13 | 13 | 1 | Monday | 16 | 5.707 | 0 | 27.1709 | 60.7529 | 85.2073 | 8.188 | 0 | 0.2209 | 11.04 | 0.1525 | 184.3784 | 0 | 0 | 14.5907 | 0
306 | 13 | 13 | 1 | Monday | 17 | 14.843 | 0 | 27.1709 | 43.3704 | 55.9825 | 4.838 | 0 | 0.3073 | 14.88 | 0 | 141.6966 | 0 | 0 | 20.0914 | 0
307 | 13 | 13 | 1 | Monday | 18 | 13.165 | 0 | 13.5854 | 30.6763 | 40.9205 | 3.908 | 0 | 0.2379 | 4.8 | 0 | 90.1673 | 0 | 0 | 17.407 | 0
308 | 13 | 13 | 1 | Monday | 19 | 0 | 0 | 0 | 28.3042 | 40.0131 | 2.791 | 0 | 0.0454 | 2.88 | 0 | 71.1964 | 0 | 0 | 3.0295 | 0
309 | 13 | 13 | 1 | Monday | 20 | 0 | 0 | 0 | 24.1068 | 33.1724 | 3.163 | 0 | 0.0515 | 0.96 | 0 | 58.2379 | 0 | 0 | 3.4335 | 0
310 | 13 | 13 | 1 | Monday | 21 | 0 | 0 | 0 | 24.1068 | 32.719 | 1.489 | 0 | 0.0242 | 0.96 | 0 | 57.7572 | 0 | 0 | 1.6156 | 0
311 | 13 | 13 | 1 | Monday | 22 | 0 | 0 | 0 | 12.7362 | 17.8393 | 0.93 | 0 | 0.0151 | 0 | 0 | 30.5546 | 0 | 0 | 1.0097 | 0
312 | 13 | 13 | 1 | Monday | 23 | 0 | 0 | 0 | 6.1377 | 11.0335 | 0.93 | 0 | 0.0151 | 0 | 0 | 17.1503 | 0 | 0 | 1.0097 | 0
313 | 14 | 14 | 1 | Tuesday | 0 | 0 | 0 | 0 | 5.1885 | 10.3969 | 0.93 | 0 | 0.0151 | 0 | 0 | 15.5685 | 0 | 0 | 1.0097 | 0
314 | 14 | 14 | 1 | Tuesday | 1 | 0 | 0 | 0 | 5.1829 | 10.3969 | 0.93 | 0 | 0.0151 | 0 | 0 | 15.5685 | 0 | 0 | 1.0097 | 0
315 | 14 | 14 | 1 | Tuesday | 2 | 0 | 0 | 0 | 5.1829 | 10.3969 | 0.93 | 0 | 0.0151 | 0 | 0 | 15.5685 | 0 | 0 | 1.0097 | 0
316 | 14 | 14 | 1 | Tuesday | 3 | 0 | 0 | 0 | 5.1829 | 10.3969 | 0.93 | 0 | 0.0151 | 0 | 0 | 15.5685 | 0 | 0 | 1.0097 | 0
317 | 14 | 14 | 1 | Tuesday | 4 | 0 | 0 | 0 | 5.6548 | 10.3969 | 0.93 | 0 | 0.0151 | 0 | 0 | 16.0404 | 0 | 0 | 1.0097 | 0
318 | 14 | 14 | 1 | Tuesday | 5 | 0 | 0 | 3.4475 | 8.8552 | 14.4831 | 1.489 | 0 | 0.0242 | 0 | 0 | 26.7836 | 0 | 0 | 1.6157 | 0
319 | 14 | 14 | 1 | Tuesday | 6 | 10.327 | 0 | 3.4475 | 17.0169 | 21.1313 | 1.303 | 0 | 0.1799 | 0 | 0 | 41.742 | 0 | 0 | 11.7408 | 0
320 | 14 | 14 | 1 | Tuesday | 7 | 37.654 | 1.082 | 13.7276 | 28.3214 | 37.109 | 3.536 | 0 | 0.4032 | 8.4 | 0 | 88.9865 | 0 | 0 | 41.5028 | 0
321 | 14 | 14 | 1 | Tuesday | 8 | 18.804 | 0 | 27.1709 | 55.155 | 79.9326 | 6.513 | 0 | 0.368 | 16.56 | 0.0979 | 179.2001 | 0 | 0 | 25.8725 | 0
322 | 14 | 14 | 1 | Tuesday | 9 | 11.092 | 0 | 27.1709 | 57.1325 | 84.3871 | 7.071 | 0 | 0.2856 | 10.32 | 2.0041 | 179.2889 | 0 | 0 | 18.7632 | 0
323 | 14 | 14 | 1 | Tuesday | 10 | 10.607 | 0 | 27.1709 | 51.3657 | 85.6606 | 7.257 | 0 | 0.2811 | 8.88 | 6.4985 | 173.3559 | 0 | 0 | 18.4807 | 0
324 | 14 | 14 | 1 | Tuesday | 11 | 7.936 | 0 | 27.1709 | 47.5187 | 85.6606 | 8.746 | 0 | 0.2648 | 10.32 | 9.7631 | 170.9285 | 0 | 0 | 17.4243 | 0
325 | 14 | 14 | 1 | Tuesday | 12 | 10.436 | 0 | 27.1709 | 41.7749 | 78.8121 | 10.607 | 0 | 0.3359 | 13.92 | 11.4549 | 162.0194 | 0 | 0 | 21.9421 | 0
326 | 14 | 14 | 1 | Tuesday | 13 | 7.025 | 0 | 27.1709 | 44.1171 | 85.6606 | 10.048 | 0 | 0.273 | 11.52 | 11.1749 | 168.7391 | 0 | 0 | 17.9268 | 0
327 | 14 | 14 | 1 | Tuesday | 14 | 6.377 | 0 | 27.1709 | 45.3452 | 85.6606 | 6.327 | 0 | 0.1999 | 8.88 | 8.5981 | 167.2453 | 0 | 0 | 13.242 | 0
328 | 14 | 14 | 1 | Tuesday | 15 | 5.972 | 0.726 | 27.1709 | 51.2555 | 85.6606 | 6.141 | 0 | 0.2294 | 8.88 | 4.2219 | 173.8769 | 0 | 0 | 12.6354 | 0
329 | 14 | 14 | 1 | Tuesday | 16 | 5.381 | 0 | 27.1709 | 60.0134 | 85.2073 | 8.188 | 0 | 0.2159 | 11.04 | 0.5812 | 183.6338 | 0 | 0 | 14.2655 | 0
330 | 14 | 14 | 1 | Tuesday | 17 | 15.137 | 0 | 27.1709 | 43.3704 | 55.9825 | 4.838 | 0 | 0.312 | 14.88 | 0 | 141.7013 | 0 | 0 | 20.3861 | 0
331 | 14 | 14 | 1 | Tuesday | 18 | 14.737 | 0 | 13.5854 | 30.6763 | 40.9205 | 3.908 | 0 | 0.2398 | 4.8 | 0 | 90.1692 | 0 | 0 | 18.9816 | 0
332 | 14 | 14 | 1 | Tuesday | 19 | 0 | 0 | 0 | 28.3042 | 40.0131 | 2.791 | 0 | 0.0454 | 2.88 | 0 | 71.1964 | 0 | 0 | 3.0295 | 0
333 | 14 | 14 | 1 | Tuesday | 20 | 0 | 0 | 0 | 24.1068 | 33.1724 | 3.163 | 0 | 0.0515 | 0.96 | 0 | 58.2379 | 0 | 0 | 3.4335 | 0
334 | 14 | 14 | 1 | Tuesday | 21 | 0 | 0 | 0 | 24.1068 | 32.719 | 1.489 | 0 | 0.0242 | 0.96 | 0 | 57.7572 | 0 | 0 | 1.6156 | 0
335 | 14 | 14 | 1 | Tuesday | 22 | 0 | 0 | 0 | 12.7362 | 17.8393 | 0.93 | 0 | 0.0151 | 0 | 0 | 30.5546 | 0 | 0 | 1.0097 | 0
336 | 14 | 14 | 1 | Tuesday | 23 | 0 | 0 | 0 | 6.1377 | 11.0335 | 0.93 | 0 | 0.0151 | 0 | 0 | 17.1503 | 0 | 0 | 1.0097 | 0
337 | 15 | 15 | 1 | Wednesday | 0 | 0 | 0 | 0 | 5.1885 | 10.3969 | 0.93 | 0 | 0.0151 | 0 | 0 | 15.5685 | 0 | 0 | 1.0097 | 0
338 | 15 | 15 | 1 | Wednesday | 1 | 0 | 0 | 0 | 5.1829 | 10.3969 | 0.93 | 0 | 0.0151 | 0 | 0 | 15.5685 | 0 | 0 | 1.0097 | 0
339 | 15 | 15 | 1 | Wednesday | 2 | 0 | 0 | 0 | 5.1829 | 10.3969 | 0.93 | 0 | 0.0151 | 0 | 0 | 15.5685 | 0 | 0 | 1.0097 | 0
340 | 15 | 15 | 1 | Wednesday | 3 | 0 | 0 | 0 | 5.1829 | 10.3969 | 0.93 | 0 | 0.0151 | 0 | 0 | 15.5685 | 0 | 0 | 1.0097 | 0
341 | 15 | 15 | 1 | Wednesday | 4 | 0 | 0 | 0 | 5.6548 | 10.3969 | 0.93 | 0 | 0.0151 | 0 | 0 | 16.0404 | 0 | 0 | 1.0097 | 0
342 | 15 | 15 | 1 | Wednesday | 5 | 65.822 | 0 | 27.1709 | 8.8552 | 14.4831 | 1.489 | 0 | 0.4656 | 0 | 0 | 50.9484 | 0 | 0 | 67.4485 | 0
343 | 15 | 15 | 1 | Wednesday | 6 | 59.495 | 0 | 27.1709 | 17.0169 | 21.1313 | 1.303 | 0 | 0.4495 | 0 | 0 | 65.735 | 0 | 0 | 60.9176 | 0
344 | 15 | 15 | 1 | Wednesday | 7 | 43.742 | 0 | 27.1709 | 28.3214 | 37.109 | 3.536 | 0 | 0.4343 | 8.4 | 0 | 101.43 | 0 | 0 | 47.5982 | 0
345 | 15 | 15 | 1 | Wednesday | 8 | 11.71 | 0 | 27.1709 | 55.158 | 79.9326 | 6.513 | 0 | 0.2764 | 16.56 | 0.0573 | 179.1115 | 0 | 0 | 18.7768 | 0
346 | 15 | 15 | 1 | Wednesday | 9 | 7.795 | 0 | 27.1709 | 59.7754 | 84.3871 | 7.071 | 0 | 0.2342 | 10.32 | 0.5118 | 181.8803 | 0 | 0 | 15.4667 | 0
347 | 15 | 15 | 1 | Wednesday | 10 | 6.993 | 0 | 27.1709 | 59.769 | 85.6606 | 7.257 | 0 | 0.2249 | 8.88 | 1.3062 | 181.703 | 0 | 0 | 14.8675 | 0
348 | 15 | 15 | 1 | Wednesday | 11 | 4.752 | 0 | 27.1709 | 58.8025 | 85.6606 | 8.746 | 0 | 0.2157 | 10.32 | 1.6865 | 182.1632 | 0 | 0 | 14.2412 | 0
349 | 15 | 15 | 1 | Wednesday | 12 | 6.057 | 0 | 27.1709 | 55.3457 | 78.8121 | 10.607 | 0 | 0.2676 | 13.92 | 1.5321 | 175.5219 | 0 | 0 | 17.5647 | 0
350 | 15 | 15 | 1 | Wednesday | 13 | 4.202 | 0 | 27.1709 | 60.1937 | 85.6606 | 10.048 | 0 | 0.2294 | 11.52 | 1.2266 | 184.7722 | 0 | 0 | 15.1042 | 0
351 | 15 | 15 | 1 | Wednesday | 14 | 3.874 | 0 | 27.1709 | 60.5927 | 85.6606 | 6.327 | 0 | 0.1616 | 8.88 | 0.902 | 182.4546 | 0 | 0 | 10.739 | 0
352 | 15 | 15 | 1 | Wednesday | 15 | 3.656 | 0 | 27.1709 | 60.7345 | 85.6606 | 6.141 | 0 | 0.1552 | 8.88 | 0.5382 | 182.59 | 0 | 0 | 10.3195 | 0
353 | 15 | 15 | 1 | Wednesday | 16 | 3.622 | 0 | 27.1709 | 60.7529 | 85.2073 | 8.188 | 0 | 0.1889 | 11.04 | 0.119 | 184.3464 | 0 | 0 | 12.5065 | 0
354 | 15 | 15 | 1 | Wednesday | 17 | 8.714 | 0 | 27.1709 | 43.3704 | 55.9825 | 4.838 | 0 | 0.2111 | 14.88 | 0 | 141.6004 | 0 | 0 | 13.9635 | 0
355 | 15 | 15 | 1 | Wednesday | 18 | 10.291 | 0 | 13.5854 | 30.6763 | 40.9205 | 3.908 | 0 | 0.221 | 4.8 | 0 | 90.1504 | 0 | 0 | 14.5303 | 0
356 | 15 | 15 | 1 | Wednesday | 19 | 0 | 0 | 0 | 28.3042 | 40.0131 | 2.791 | 0 | 0.0454 | 2.88 | 0 | 71.1964 | 0 | 0 | 3.0295 | 0
357 | 15 | 15 | 1 | Wednesday | 20 | 0 | 0 | 0 | 24.1068 | 33.1724 | 3.163 | 0 | 0.0515 | 0.96 | 0 | 58.2379 | 0 | 0 | 3.4335 | 0
358 | 15 | 15 | 1 | Wednesday | 21 | 0 | 0 | 0 | 24.1068 | 32.719 | 1.489 | 0 | 0.0242 | 0.96 | 0 | 57.7572 | 0 | 0 | 1.6156 | 0
359 | 15 | 15 | 1 | Wednesday | 22 | 0 | 0 | 0 | 12.7362 | 17.8393 | 0.93 | 0 | 0.0151 | 0 | 0 | 30.5546 | 0 | 0 | 1.0097 | 0
360 | 15 | 15 | 1 | Wednesday | 23 | 0 | 0 | 0 | 6.1377 | 11.0335 | 0.93 | 0 | 0.0151 | 0 | 0 | 17.1503 | 0 | 0 | 1.0097 | 0
361 | 16 | 16 | 1 | Thursday | 0 | 0 | 0 | 0 | 5.1885 | 10.3969 | 0.93 | 0 | 0.0151 | 0 | 0 | 15.5685 | 0 | 0 | 1.0097 | 0
362 | 16 | 16 | 1 | Thursday | 1 | 0 | 0 | 0 | 5.1829 | 10.3969 | 0.93 | 0 | 0.0151 | 0 | 0 | 15.5685 | 0 | 0 | 1.0097 | 0
363 | 16 | 16 | 1 | Thursday | 2 | 0 | 0 | 0 | 5.1829 | 10.3969 | 0.93 | 0 | 0.0151 | 0 | 0 | 15.5685 | 0 | 0 | 1.0097 | 0
364 | 16 | 16 | 1 | Thursday | 3 | 0 | 0 | 0 | 5.1829 | 10.3969 | 0.93 | 0 | 0.0151 | 0 | 0 | 15.5685 | 0 | 0 | 1.0097 | 0
365 | 16 | 16 | 1 | Thursday | 4 | 0 | 0 | 0 | 5.6548 | 10.3969 | 0.93 | 0 | 0.0151 | 0 | 0 | 16.0404 | 0 | 0 | 1.0097 | 0
366 | 16 | 16 | 1 | Thursday | 5 | 0 | 0 | 3.4475 | 8.8552 | 14.4831 | 1.489 | 0 | 0.0242 | 0 | 0 | 26.7836 | 0 | 0 | 1.6157 | 0
367 | 16 | 16 | 1 | Thursday | 6 | 9.051 | 0 | 3.4475 | 17.0169 | 21.1313 | 1.303 | 0 | 0.1599 | 0 | 0 | 41.722 | 0 | 0 | 10.4647 | 0
368 | 16 | 16 | 1 | Thursday | 7 | 19.935 | 0.461 | 10.5645 | 28.3214 | 37.109 | 3.536 | 0 | 0.2932 | 8.4 | 0 | 85.1219 | 0 | 0 | 23.7774 | 0
369 | 16 | 16 | 1 | Thursday | 8 | 10.561 | 0 | 27.1709 | 55.158 | 79.9326 | 6.513 | 0 | 0.2588 | 16.56 | 0 | 179.0939 | 0 | 0 | 17.6282 | 0
370 | 16 | 16 | 1 | Thursday | 9 | 5.831 | 0 | 27.1709 | 59.7977 | 84.3871 | 7.071 | 0 | 0.2039 | 10.32 | 0.0809 | 181.8724 | 0 | 0 | 13.5036 | 0
371 | 16 | 16 | 1 | Thursday | 10 | 5.175 | 0 | 27.1709 | 60.6849 | 85.6606 | 7.257 | 0 | 0.197 | 8.88 | 0.6365 | 182.5909 | 0 | 0 | 13.05 | 0
372 | 16 | 16 | 1 | Thursday | 11 | 3.595 | 0 | 27.1709 | 60.0673 | 85.6606 | 8.746 | 0 | 0.1979 | 10.32 | 1.1408 | 183.4103 | 0 | 0 | 13.0852 | 0
373 | 16 | 16 | 1 | Thursday | 12 | 3.888 | 0 | 27.1709 | 55.5878 | 78.8121 | 10.607 | 0 | 0.2341 | 13.92 | 1.2516 | 175.7305 | 0 | 0 | 15.3961 | 0
374 | 16 | 16 | 1 | Thursday | 13 | 3.366 | 0 | 27.1709 | 60.4292 | 85.6606 | 10.048 | 0 | 0.2166 | 11.52 | 0.9683 | 184.9949 | 0 | 0 | 14.2689 | 0
375 | 16 | 16 | 1 | Thursday | 14 | 3.162 | 0 | 27.1709 | 60.6753 | 85.6606 | 6.327 | 0 | 0.1508 | 8.88 | 0.7307 | 182.5264 | 0 | 0 | 10.0276 | 0
376 | 16 | 16 | 1 | Thursday | 15 | 3.022 | 0 | 27.1709 | 60.7412 | 85.6606 | 6.141 | 0 | 0.1456 | 8.88 | 0.5269 | 182.5871 | 0 | 0 | 9.6855 | 0
377 | 16 | 16 | 1 | Thursday | 16 | 3.053 | 0 | 27.1709 | 60.7529 | 85.2073 | 8.188 | 0 | 0.1803 | 11.04 | 0.1531 | 184.3378 | 0 | 0 | 11.9381 | 0
378 | 16 | 16 | 1 | Thursday | 17 | 6.779 | 0 | 27.1709 | 43.3704 | 55.9825 | 4.838 | 0 | 0.1812 | 14.88 | 0 | 141.5705 | 0 | 0 | 12.029 | 0
379 | 16 | 16 | 1 | Thursday | 18 | 9.006 | 0 | 13.5854 | 30.6763 | 40.9205 | 3.908 | 0 | 0.203 | 4.8 | 0 | 90.1324 | 0 | 0 | 13.2456 | 0
380 | 16 | 16 | 1 | Thursday | 19 | 0 | 0 | 0 | 28.3042 | 40.0131 | 2.791 | 0 | 0.0454 | 2.88 | 0 | 71.1964 | 0 | 0 | 3.0295 | 0
381 | 16 | 16 | 1 | Thursday | 20 | 0 | 0 | 0 | 24.1068 | 33.1724 | 3.163 | 0 | 0.0515 | 0.96 | 0 | 58.2379 | 0 | 0 | 3.4335 | 0
382 | 16 | 16 | 1 | Thursday | 21 | 0 | 0 | 0 | 24.1068 | 32.719 | 1.489 | 0 | 0.0242 | 0.96 | 0 | 57.7572 | 0 | 0 | 1.6156 | 0
383 | 16 | 16 | 1 | Thursday | 22 | 0 | 0 | 0 | 12.7362 | 17.8393 | 0.93 | 0 | 0.0151 | 0 | 0 | 30.5546 | 0 | 0 | 1.0097 | 0
384 | 16 | 16 | 1 | Thursday | 23 | 0 | 0 | 0 | 6.1377 | 11.0335 | 0.93 | 0 | 0.0151 | 0 | 0 | 17.1503 | 0 | 0 | 1.0097 | 0
385 | 17 | 17 | 1 | Friday | 0 | 0 | 0 | 0 | 5.1885 | 10.3969 | 0.93 | 0 | 0.0151 | 0 | 0 | 15.5685 | 0 | 0 | 1.0097 | 0
386 | 17 | 17 | 1 | Friday | 1 | 0 | 0 | 0 | 5.1829 | 10.3969 | 0.93 | 0 | 0.0151 | 0 | 0 | 15.5685 | 0 | 0 | 1.0097 | 0
387 | 17 | 17 | 1 | Friday | 2 | 0 | 0 | 0 | 5.1829 | 10.3969 | 0.93 | 0 | 0.0151 | 0 | 0 | 15.5685 | 0 | 0 | 1.0097 | 0
388 | 17 | 17 | 1 | Friday | 3 | 0 | 0 | 0 | 5.1829 | 10.3969 | 0.93 | 0 | 0.0151 | 0 | 0 | 15.5685 | 0 | 0 | 1.0097 | 0
389 | 17 | 17 | 1 | Friday | 4 | 0 | 0 | 0 | 5.6548 | 10.3969 | 0.93 | 0 | 0.0151 | 0 | 0 | 16.0404 | 0 | 0 | 1.0097 | 0
390 | 17 | 17 | 1 | Friday | 5 | 0 | 0 | 3.4475 | 8.8552 | 14.4831 | 1.489 | 0 | 0.0242 | 0 | 0 | 26.7836 | 0 | 0 | 1.6157 | 0
391 | 17 | 17 | 1 | Friday | 6 | 39.25 | 0 | 18.4723 | 17.0169 | 21.1313 | 1.303 | 0 | 0.296 | 0 | 0 | 56.8829 | 0 | 0 | 40.6702 | 0
392 | 17 | 17 | 1 | Friday | 7 | 34.845 | 0 | 27.1709 | 28.3214 | 37.109 | 3.536 | 0 | 0.426 | 8.4 | 0 | 101.4217 | 0 | 0 | 38.6942 | 0
393 | 17 | 17 | 1 | Friday | 8 | 8.718 | 0 | 27.1709 | 55.158 | 79.9326 | 6.513 | 0 | 0.2342 | 16.56 | 0.0799 | 179.0693 | 0 | 0 | 15.7849 | 0
394 | 17 | 17 | 1 | Friday | 9 | 5.595 | 0 | 27.1709 | 59.1699 | 84.3871 | 7.071 | 0 | 0.2003 | 10.32 | 1.2419 | 181.2409 | 0 | 0 | 13.2673 | 0
395 | 17 | 17 | 1 | Friday | 10 | 5.447 | 0 | 27.1709 | 55.3935 | 85.6606 | 7.257 | 0 | 0.2011 | 8.88 | 3.2711 | 177.3037 | 0 | 0 | 13.3212 | 0
396 | 17 | 17 | 1 | Friday | 11 | 3.595 | 0 | 27.1709 | 50.5187 | 85.6606 | 8.746 | 0 | 0.1979 | 10.32 | 4.7515 | 173.8617 | 0 | 0 | 13.0849 | 0
397 | 17 | 17 | 1 | Friday | 12 | 3.785 | 0 | 27.1709 | 45.6405 | 78.8121 | 10.607 | 0 | 0.2326 | 13.92 | 6.0655 | 165.7817 | 0 | 0 | 15.293 | 0
398 | 17 | 17 | 1 | Friday | 13 | 3.15 | 0 | 27.1709 | 47.6617 | 85.6606 | 10.048 | 0 | 0.2133 | 11.52 | 6.3346 | 172.2241 | 0 | 0 | 14.0527 | 0
399 | 17 | 17 | 1 | Friday | 14 | 3.019 | 0 | 27.1709 | 48.8942 | 85.6606 | 6.327 | 0 | 0.1487 | 8.88 | 5.247 | 170.7431 | 0 | 0 | 9.8848 | 0
400 | 17 | 17 | 1 | Friday | 15 | 2.999 | 0 | 27.1709 | 53.4261 | 85.6606 | 6.141 | 0 | 0.1453 | 8.88 | 2.9357 | 175.2716 | 0 | 0 | 9.6625 | 0
401 | 17 | 17 | 1 | Friday | 16 | 3.025 | 0 | 27.1709 | 59.9268 | 85.2073 | 8.188 | 0 | 0.1798 | 11.04 | 0.6783 | 183.5112 | 0 | 0 | 11.9094 | 0
402 | 17 | 17 | 1 | Friday | 17 | 6.225 | 0 | 27.1709 | 43.3704 | 55.9825 | 4.838 | 0 | 0.1728 | 14.88 | 0 | 141.5621 | 0 | 0 | 11.475 | 0
403 | 17 | 17 | 1 | Friday | 18 | 9.116 | 0 | 13.5854 | 30.6763 | 40.9205 | 3.908 | 0 | 0.2049 | 4.8 | 0 | 90.1343 | 0 | 0 | 13.3549 | 0
404 | 17 | 17 | 1 | Friday | 19 | 0 | 0 | 0 | 28.3042 | 40.0131 | 2.791 | 0 | 0.0454 | 2.88 | 0 | 71.1964 | 0 | 0 | 3.0295 | 0
405 | 17 | 17 | 1 | Friday | 20 | 0 | 0 | 0 | 24.1068 | 33.1724 | 3.163 | 0 | 0.0515 | 0.96 | 0 | 58.2379 | 0 | 0 | 3.4335 | 0
406 | 17 | 17 | 1 | Friday | 21 | 0 | 0 | 0 | 24.1068 | 32.719 | 1.489 | 0 | 0.0242 | 0.96 | 0 | 57.7572 | 0 | 0 | 1.6156 | 0
407 | 17 | 17 | 1 | Friday | 22 | 0 | 0 | 0 | 12.7362 | 17.8393 | 0.93 | 0 | 0.0151 | 0 | 0 | 30.5546 | 0 | 0 | 1.0097 | 0
408 | 17 | 17 | 1 | Friday | 23 | 0 | 0 | 0 | 6.1377 | 11.0335 | 0.93 | 0 | 0.0151 | 0 | 0 | 17.1503 | 0 | 0 | 1.0097 | 0
409 | 18 | 18 | 1 | Saturday | 0 | 0 | 0 | 0 | 5.3495 | 10.6091 | 0.93 | 0 | 0.0151 | 0 | 0 | 15.9385 | 0 | 0 | 1.0097 | 0
410 | 18 | 18 | 1 | Saturday | 1 | 0 | 0 | 0 | 5.1845 | 10.3969 | 0.93 | 0 | 0.0151 | 0 | 0 | 15.5685 | 0 | 0 | 1.0097 | 0
411 | 18 | 18 | 1 | Saturday | 2 | 0 | 0 | 0 | 5.1845 | 10.3969 | 0.93 | 0 | 0.0151 | 0 | 0 | 15.5685 | 0 | 0 | 1.0097 | 0
412 | 18 | 18 | 1 | Saturday | 3 | 0 | 0 | 0 | 5.1845 | 10.3969 | 0.93 | 0 | 0.0151 | 0 | 0 | 15.5685 | 0 | 0 | 1.0097 | 0
413 | 18 | 18 | 1 | Saturday | 4 | 0 | 0 | 0 | 5.1845 | 10.3969 | 0.93 | 0 | 0.0151 | 0 | 0 | 15.5685 | 0 | 0 | 1.0097 | 0
414 | 18 | 18 | 1 | Saturday | 5 | 0 | 0 | 0 | 5.6564 | 10.3969 | 1.489 | 0 | 0.0242 | 0 | 0 | 16.0495 | 0 | 0 | 1.6157 | 0
415 | 18 | 18 | 1 | Saturday | 6 | 0 | 0 | 0 | 10.2167 | 14.454 | 1.303 | 0 | 0.0212 | 0 | 0 | 24.6599 | 0 | 0 | 1.4137 | 0
416 | 18 | 18 | 1 | Saturday | 7 | 0 | 0 | 0 | 14.0996 | 18.078 | 2.047 | 0 | 0.0333 | 3.84 | 0 | 36.0381 | 0 | 0 | 2.2215 | 0
417 | 18 | 18 | 1 | Saturday | 8 | 0 | 0 | 0 | 23.455 | 33.4891 | 2.791 | 0 | 0.0454 | 3.36 | 0.1179 | 60.3247 | 0 | 0 | 3.0296 | 0
418 | 18 | 18 | 1 | Saturday | 9 | 0 | 0 | 0 | 24.7768 | 36.0383 | 3.908 | 0 | 0.0636 | 5.04 | 2.3536 | 65.8996 | 0 | 0 | 4.2412 | 0
419 | 18 | 18 | 1 | Saturday | 10 | 0 | 0 | 0 | 22.2643 | 36.8872 | 3.536 | 0 | 0.0575 | 4.32 | 7.6918 | 63.5098 | 0 | 0 | 3.8373 | 0
420 | 18 | 18 | 1 | Saturday | 11 | 0 | 0 | 0 | 20.4561 | 36.8872 | 4.28 | 0 | 0.0697 | 6 | 11.6003 | 63.385 | 0 | 0 | 4.645 | 0
421 | 18 | 18 | 1 | Saturday | 12 | 0 | 0.292 | 0 | 16.2459 | 26.6109 | 3.722 | 0 | 0.0762 | 5.04 | 12.7786 | 48.2161 | 0 | 0 | 4.0391 | 0
422 | 18 | 18 | 1 | Saturday | 13 | 0 | 0.893 | 0 | 16.7565 | 26.1571 | 3.536 | 0 | 0.1058 | 3.12 | 12.645 | 46.9489 | 0 | 0 | 3.8373 | 0
423 | 18 | 18 | 1 | Saturday | 14 | 0 | 0.743 | 0 | 16.8536 | 26.1571 | 2.791 | 0 | 0.0852 | 1.92 | 10.2794 | 45.6783 | 0 | 0 | 3.0295 | 0
424 | 18 | 18 | 1 | Saturday | 15 | 0 | 1.474 | 0 | 17.7633 | 26.1571 | 2.233 | 0 | 0.1156 | 0.96 | 4.7118 | 46.3518 | 0 | 0 | 2.4235 | 0
425 | 18 | 18 | 1 | Saturday | 16 | 0 | 1.208 | 0 | 19.5201 | 26.1571 | 2.605 | 0 | 0.107 | 1.2 | 0.6206 | 48.0874 | 0 | 0 | 2.8276 | 0
426 | 18 | 18 | 1 | Saturday | 17 | 0 | 0.747 | 0 | 13.8282 | 19.2871 | 1.303 | 0 | 0.0611 | 1.44 | 0 | 35.2733 | 0 | 0 | 1.4137 | 0
427 | 18 | 18 | 1 | Saturday | 18 | 0 | 0 | 0 | 13.8322 | 19.2871 | 1.303 | 0 | 0.0212 | 0 | 0 | 33.0766 | 0 | 0 | 1.4138 | 0
428 | 18 | 18 | 1 | Saturday | 19 | 0 | 0 | 0 | 13.8322 | 19.2871 | 1.303 | 0 | 0.0212 | 0 | 0 | 33.0766 | 0 | 0 | 1.4138 | 0
429 | 18 | 18 | 1 | Saturday | 20 | 0 | 0 | 0 | 13.8282 | 19.2871 | 1.303 | 0 | 0.0212 | 0 | 0 | 33.0766 | 0 | 0 | 1.4138 | 0
430 | 18 | 18 | 1 | Saturday | 21 | 0 | 0 | 0 | 13.8282 | 19.2871 | 1.675 | 0 | 0.0272 | 0 | 0 | 33.0826 | 0 | 0 | 1.8178 | 0
431 | 18 | 18 | 1 | Saturday | 22 | 0 | 0 | 0 | 12.5503 | 17.5892 | 0.93 | 0 | 0.0151 | 0 | 0 | 30.1106 | 0 | 0 | 1.0097 | 0
432 | 18 | 18 | 1 | Saturday | 23 | 0 | 0 | 0 | 6.6175 | 11.0335 | 0.93 | 0 | 0.0151 | 0 | 0 | 17.6222 | 0 | 0 | 1.0097 | 0
433 | 19 | 19 | 1 | Sunday | 0 | 0 | 0 | 0 | 5.3583 | 10.6091 | 0.744 | 0 | 0.0121 | 0 | 0 | 15.9354 | 0 | 0 | 0.8077 | 0
434 | 19 | 19 | 1 | Sunday | 1 | 0 | 0 | 0 | 5.2005 | 10.3969 | 0.744 | 0 | 0.0121 | 0 | 0 | 15.5655 | 0 | 0 | 0.8078 | 0
435 | 19 | 19 | 1 | Sunday | 2 | 0 | 0 | 0 | 5.1909 | 10.3969 | 0.744 | 0 | 0.0121 | 0 | 0 | 15.5655 | 0 | 0 | 0.8078 | 0
436 | 19 | 19 | 1 | Sunday | 3 | 0 | 0 | 0 | 5.1909 | 10.3969 | 0.744 | 0 | 0.0121 | 0 | 0 | 15.5655 | 0 | 0 | 0.8078 | 0
437 | 19 | 19 | 1 | Sunday | 4 | 0 | 0 | 0 | 5.1909 | 10.3969 | 0.744 | 0 | 0.0121 | 0 | 0 | 15.5655 | 0 | 0 | 0.8078 | 0
438 | 19 | 19 | 1 | Sunday | 5 | 0 | 0 | 0 | 5.6628 | 10.3969 | 1.303 | 0 | 0.0212 | 0 | 0 | 16.0465 | 0 | 0 | 1.4138 | 0
439 | 19 | 19 | 1 | Sunday | 6 | 0 | 0 | 0 | 6.1433 | 11.0335 | 0.744 | 0 | 0.0121 | 0 | 0 | 17.1473 | 0 | 0 | 0.8077 | 0
440 | 19 | 19 | 1 | Sunday | 7 | 0 | 0 | 0 | 9.5606 | 14.6575 | 0.744 | 0 | 0.0121 | 0 | 0 | 24.1886 | 0 | 0 | 0.8078 | 0
441 | 19 | 19 | 1 | Sunday | 8 | 0 | 0 | 0 | 10.2004 | 15.5065 | 0.744 | 0 | 0.0121 | 0 | 0.1175 | 25.667 | 0 | 0 | 0.8078 | 0
442 | 19 | 19 | 1 | Sunday | 9 | 0 | 0 | 0 | 9.8295 | 15.5065 | 0.744 | 0 | 0.0121 | 0 | 2.419 | 25.2961 | 0 | 0 | 0.8078 | 0
443 | 19 | 19 | 1 | Sunday | 10 | 0 | 0 | 0 | 9.5597 | 16.3554 | 0.744 | 0 | 0.0121 | 0 | 8.364 | 25.8849 | 0 | 0 | 0.8078 | 0
444 | 19 | 19 | 1 | Sunday | 11 | 0 | 0 | 0 | 9.4293 | 16.3554 | 1.116 | 0 | 0.0182 | 0 | 13.6992 | 25.7549 | 0 | 0 | 1.2117 | 0
445 | 19 | 19 | 1 | Sunday | 12 | 0 | 0 | 0 | 12.6378 | 20.794 | 1.116 | 0 | 0.0182 | 0 | 15.8966 | 33.4075 | 0 | 0 | 1.2117 | 0
446 | 19 | 19 | 1 | Sunday | 13 | 0 | 0 | 0 | 12.5753 | 20.794 | 1.675 | 0 | 0.0272 | 0 | 14.4195 | 33.3558 | 0 | 0 | 1.8178 | 0
447 | 19 | 19 | 1 | Sunday | 14 | 0 | 0 | 0 | 12.8539 | 20.794 | 1.116 | 0 | 0.0182 | 0 | 11.0405 | 33.626 | 0 | 0 | 1.2117 | 0
448 | 19 | 19 | 1 | Sunday | 15 | 0 | 0 | 0 | 13.3094 | 20.794 | 0.744 | 0 | 0.0121 | 0 | 5.3759 | 34.0803 | 0 | 0 | 0.8077 | 0
449 | 19 | 19 | 1 | Sunday | 16 | 0 | 0 | 0 | 14.4592 | 20.3695 | 0.744 | 0 | 0.0121 | 0 | 0.609 | 34.7896 | 0 | 0 | 0.8078 | 0
450 | 19 | 19 | 1 | Sunday | 17 | 0 | 0 | 0 | 14.1667 | 19.916 | 0.744 | 0 | 0.0121 | 0 | 0 | 34.0452 | 0 | 0 | 0.8078 | 0
451 | 19 | 19 | 1 | Sunday | 18 | 0 | 0 | 0 | 14.1691 | 19.916 | 0.744 | 0 | 0.0121 | 0 | 0 | 34.0452 | 0 | 0 | 0.8078 | 0
452 | 19 | 19 | 1 | Sunday | 19 | 0 | 0 | 0 | 14.1675 | 19.916 | 0.744 | 0 | 0.0121 | 0 | 0 | 34.0452 | 0 | 0 | 0.8078 | 0
453 | 19 | 19 | 1 | Sunday | 20 | 0 | 0 | 0 | 13.6956 | 19.916 | 0.744 | 0 | 0.0121 | 0 | 0 | 33.5733 | 0 | 0 | 0.8078 | 0
454 | 19 | 19 | 1 | Sunday | 21 | 0 | 0 | 0 | 13.6956 | 19.916 | 1.303 | 0 | 0.0212 | 0 | 0 | 33.5824 | 0 | 0 | 1.4138 | 0
455 | 19 | 19 | 1 | Sunday | 22 | 0.073 | 0 | 0 | 6.2927 | 11.8825 | 0.744 | 0 | 0.0132 | 0 | 0 | 18.1564 | 0 | 0 | 0.8804 | 0
456 | 19 | 19 | 1 | Sunday | 23 | 0.108 | 0 | 0 | 5.6618 | 11.0335 | 0.744 | 0 | 0.0137 | 0 | 0 | 16.677 | 0 | 0 | 0.9154 | 0
457 | 20 | 20 | 1 | Monday | 0 | 0.199 | 0 | 0 | 5.1885 | 10.3969 | 0.93 | 0 | 0.0181 | 0 | 0 | 15.5715 | 0 | 0 | 1.2087 | 0
458 | 20 | 20 | 1 | Monday | 1 | 0.386 | 0 | 0 | 5.1829 | 10.3969 | 0.93 | 0 | 0.0208 | 0 | 0 | 15.5742 | 0 | 0 | 1.3962 | 0
459 | 20 | 20 | 1 | Monday | 2 | 0.604 | 0 | 0 | 5.1829 | 10.3969 | 0.93 | 0 | 0.0241 | 0 | 0 | 15.5775 | 0 | 0 | 1.6137 | 0
460 | 20 | 20 | 1 | Monday | 3 | 0.576 | 0 | 0 | 5.1829 | 10.3969 | 0.93 | 0 | 0.0237 | 0 | 0 | 15.5771 | 0 | 0 | 1.5863 | 0
461 | 20 | 20 | 1 | Monday | 4 | 0.717 | 0 | 0 | 5.6548 | 10.3969 | 0.93 | 0 | 0.0257 | 0 | 0 | 16.051 | 0 | 0 | 1.727 | 0
462 | 20 | 20 | 1 | Monday | 5 | 106.406 | 0 | 27.1709 | 8.8552 | 14.4831 | 1.489 | 0 | 0.5385 | 0 | 0 | 51.0213 | 0 | 0 | 108.0363 | 0
463 | 20 | 20 | 1 | Monday | 6 | 110.156 | 0 | 27.1709 | 17.0169 | 21.1313 | 1.303 | 0 | 0.5409 | 0 | 0 | 65.8263 | 0 | 0 | 111.5824 | 0
464 | 20 | 20 | 1 | Monday | 7 | 98.098 | 0 | 27.1709 | 28.3214 | 37.109 | 3.536 | 0 | 0.5159 | 8.4 | 0 | 101.5115 | 0 | 0 | 101.9684 | 0
465 | 20 | 20 | 1 | Monday | 8 | 37.044 | 0 | 27.1709 | 55.1188 | 79.9326 | 6.513 | 0 | 0.4336 | 16.56 | 0.1175 | 179.2296 | 0 | 0 | 44.1412 | 0
466 | 20 | 20 | 1 | Monday | 9 | 27.34 | 0 | 27.1709 | 54.6812 | 84.3871 | 7.071 | 0 | 0.4222 | 10.32 | 2.6644 | 176.9741 | 0 | 0 | 35.0328 | 0
467 | 20 | 20 | 1 | Monday | 10 | 26.083 | 0 | 27.1709 | 46.6549 | 85.6606 | 7.257 | 0 | 0.4207 | 8.88 | 8.7953 | 168.7847 | 0 | 0 | 33.9763 | 0
468 | 20 | 20 | 1 | Monday | 11 | 21.284 | 0 | 27.1709 | 44.071 | 85.6606 | 8.746 | 0 | 0.4167 | 10.32 | 13.6739 | 167.6327 | 0 | 0 | 30.7857 | 0
469 | 20 | 20 | 1 | Monday | 12 | 26.941 | 0 | 27.1709 | 41.1112 | 78.8121 | 10.607 | 0 | 0.4232 | 13.92 | 16.2928 | 161.443 | 0 | 0 | 38.4896 | 0
470 | 20 | 20 | 1 | Monday | 13 | 17.562 | 0 | 27.1709 | 43.7296 | 85.6606 | 10.048 | 0 | 0.4142 | 11.52 | 15.8755 | 168.4928 | 0 | 0 | 28.4683 | 0
471 | 20 | 20 | 1 | Monday | 14 | 15.972 | 0 | 27.1709 | 45.1774 | 85.6606 | 6.327 | 0 | 0.3506 | 8.88 | 12.2144 | 167.2283 | 0 | 0 | 22.8351 | 0
472 | 20 | 20 | 1 | Monday | 15 | 15.562 | 0.375 | 27.1709 | 50.3929 | 85.6606 | 6.141 | 0 | 0.3609 | 8.88 | 6.5021 | 172.8118 | 0 | 0 | 22.2237 | 0
473 | 20 | 20 | 1 | Monday | 16 | 14.149 | 0 | 27.1709 | 59.8767 | 85.2073 | 8.188 | 0 | 0.3533 | 11.04 | 1.2799 | 183.6346 | 0 | 0 | 23.0307 | 0
474 | 20 | 20 | 1 | Monday | 17 | 33.612 | 0 | 27.1709 | 43.3704 | 55.9825 | 4.838 | 0 | 0.4213 | 14.88 | 0.1686 | 141.8106 | 0 | 0 | 38.8805 | 0
475 | 20 | 20 | 1 | Monday | 18 | 27.963 | 0 | 13.5854 | 30.6763 | 40.9205 | 3.908 | 0 | 0.2566 | 4.8 | 0 | 90.186 | 0 | 0 | 32.2168 | 0
476 | 20 | 20 | 1 | Monday | 19 | 0 | 0 | 0 | 28.3042 | 40.0131 | 2.791 | 0 | 0.0454 | 2.88 | 0 | 71.1964 | 0 | 0 | 3.0295 | 0
477 | 20 | 20 | 1 | Monday | 20 | 0 | 0 | 0 | 24.1068 | 33.1724 | 3.163 | 0 | 0.0515 | 0.96 | 0 | 58.2379 | 0 | 0 | 3.4335 | 0
478 | 20 | 20 | 1 | Monday | 21 | 0 | 0 | 0 | 24.1068 | 32.719 | 1.489 | 0 | 0.0242 | 0.96 | 0 | 57.7572 | 0 | 0 | 1.6156 | 0
479 | 20 | 20 | 1 | Monday | 22 | 0 | 0 | 0 | 12.7362 | 17.8393 | 0.93 | 0 | 0.0151 | 0 | 0 | 30.5546 | 0 | 0 | 1.0097 | 0
480 | 20 | 20 | 1 | Monday | 23 | 0 | 0 | 0 | 6.1377 | 11.0335 | 0.93 | 0 | 0.0151 | 0 | 0 | 17.1503 | 0 | 0 | 1.0097 | 0
481 | 21 | 21 | 1 | Tuesday | 0 | 0 | 0 | 0 | 5.1885 | 10.3969 | 0.93 | 0 | 0.0151 | 0 | 0 | 15.5685 | 0 | 0 | 1.0097 | 0
482 | 21 | 21 | 1 | Tuesday | 1 | 0 | 0 | 0 | 5.1829 | 10.3969 | 0.93 | 0 | 0.0151 | 0 | 0 | 15.5685 | 0 | 0 | 1.0097 | 0
483 | 21 | 21 | 1 | Tuesday | 2 | 0 | 0 | 0 | 5.1829 | 10.3969 | 0.93 | 0 | 0.0151 | 0 | 0 | 15.5685 | 0 | 0 | 1.0097 | 0
484 | 21 | 21 | 1 | Tuesday | 3 | 0 | 0 | 0 | 5.1829 | 10.3969 | 0.93 | 0 | 0.0151 | 0 | 0 | 15.5685 | 0 | 0 | 1.0097 | 0
485 | 21 | 21 | 1 | Tuesday | 4 | 0 | 0 | 0 | 5.6548 | 10.3969 | 0.93 | 0 | 0.0151 | 0 | 0 | 16.0404 | 0 | 0 | 1.0097 | 0
486 | 21 | 21 | 1 | Tuesday | 5 | 105.248 | 0 | 27.1709 | 8.8552 | 14.4831 | 1.489 | 0 | 0.5364 | 0 | 0 | 51.0192 | 0 | 0 | 106.8773 | 0
487 | 21 | 21 | 1 | Tuesday | 6 | 108.471 | 0 | 27.1709 | 17.0169 | 21.1313 | 1.303 | 0 | 0.5368 | 0 | 0 | 65.8223 | 0 | 0 | 109.8968 | 0
488 | 21 | 21 | 1 | Tuesday | 7 | 97.001 | 0 | 27.1709 | 28.3214 | 37.109 | 3.536 | 0 | 0.5124 | 8.4 | 0 | 101.5081 | 0 | 0 | 100.8718 | 0
489 | 21 | 21 | 1 | Tuesday | 8 | 33.016 | 0 | 27.1709 | 55.1178 | 79.9326 | 6.513 | 0 | 0.4289 | 16.56 | 0.1356 | 179.2238 | 0 | 0 | 40.1066 | 0
490 | 21 | 21 | 1 | Tuesday | 9 | 23.861 | 0 | 27.1709 | 54.6619 | 84.3871 | 7.071 | 0 | 0.4183 | 10.32 | 2.3207 | 176.9509 | 0 | 0 | 31.5456 | 0
491 | 21 | 21 | 1 | Tuesday | 10 | 23.227 | 0 | 27.1709 | 46.3777 | 85.6606 | 7.257 | 0 | 0.4176 | 8.88 | 6.1108 | 168.5043 | 0 | 0 | 31.1123 | 0
492 | 21 | 21 | 1 | Tuesday | 11 | 19.475 | 0 | 27.1709 | 43.8999 | 85.6606 | 8.746 | 0 | 0.4147 | 10.32 | 7.557 | 167.4596 | 0 | 0 | 28.9702 | 0
493 | 21 | 21 | 1 | Tuesday | 12 | 24.262 | 0 | 27.1709 | 42.8363 | 78.8121 | 10.607 | 0 | 0.4203 | 13.92 | 9.8048 | 163.1652 | 0 | 0 | 35.8029 | 0
494 | 21 | 21 | 1 | Tuesday | 13 | 15.512 | 0 | 27.1709 | 46.4394 | 85.6606 | 10.048 | 0 | 0.4011 | 11.52 | 10.7182 | 171.1895 | 0 | 0 | 26.4125 | 0
495 | 21 | 21 | 1 | Tuesday | 14 | 13.974 | 0 | 27.1709 | 49.3576 | 85.6606 | 6.327 | 0 | 0.3186 | 8.88 | 8.3301 | 171.3765 | 0 | 0 | 20.8374 | 0
496 | 21 | 21 | 1 | Tuesday | 15 | 13.067 | 0 | 27.1709 | 53.479 | 85.6606 | 6.141 | 0 | 0.301 | 8.88 | 4.8773 | 175.4803 | 0 | 0 | 19.7291 | 0
497 | 21 | 21 | 1 | Tuesday | 16 | 12.016 | 0 | 27.1709 | 59.9903 | 85.2073 | 8.188 | 0 | 0.3192 | 11.04 | 1.2126 | 183.7141 | 0 | 0 | 20.8983 | 0
498 | 21 | 21 | 1 | Tuesday | 17 | 28.67 | 0 | 27.1709 | 43.3704 | 55.9825 | 4.838 | 0 | 0.4141 | 14.88 | 0.1747 | 141.8034 | 0 | 0 | 33.9323 | 0
499 | 21 | 21 | 1 | Tuesday | 18 | 24.572 | 0 | 13.5854 | 30.6763 | 40.9205 | 3.908 | 0 | 0.2525 | 4.8 | 0 | 90.1819 | 0 | 0 | 28.8248 | 0
500 | 21 | 21 | 1 | Tuesday | 19 | 0 | 0 | 0 | 28.3042 | 40.0131 | 2.791 | 0 | 0.0454 | 2.88 | 0 | 71.1964 | 0 | 0 | 3.0295 | 0
501 | 21 | 21 | 1 | Tuesday | 20 | 0 | 0 | 0 | 24.1068 | 33.1724 | 3.163 | 0 | 0.0515 | 0.96 | 0 | 58.2379 | 0 | 0 | 3.4335 | 0
502 | 21 | 21 | 1 | Tuesday | 21 | 0 | 0 | 0 | 24.1068 | 32.719 | 1.489 | 0 | 0.0242 | 0.96 | 0 | 57.7572 | 0 | 0 | 1.6156 | 0
503 | 21 | 21 | 1 | Tuesday | 22 | 0 | 0 | 0 | 12.7362 | 17.8393 | 0.93 | 0 | 0.0151 | 0 | 0 | 30.5546 | 0 | 0 | 1.0097 | 0
504 | 21 | 21 | 1 | Tuesday | 23 | 0 | 0 | 0 | 6.1377 | 11.0335 | 0.93 | 0 | 0.0151 | 0 | 0 | 17.1503 | 0 | 0 | 1.0097 | 0
505 | 22 | 22 | 1 | Wednesday | 0 | 0 | 0 | 0 | 5.1885 | 10.3969 | 0.93 | 0 | 0.0151 | 0 | 0 | 15.5685 | 0 | 0 | 1.0097 | 0
506 | 22 | 22 | 1 | Wednesday | 1 | 0 | 0 | 0 | 5.1829 | 10.3969 | 0.93 | 0 | 0.0151 | 0 | 0 | 15.5685 | 0 | 0 | 1.0097 | 0
507 | 22 | 22 | 1 | Wednesday | 2 | 0 | 0 | 0 | 5.1829 | 10.3969 | 0.93 | 0 | 0.0151 | 0 | 0 | 15.5685 | 0 | 0 | 1.0097 | 0
508 | 22 | 22 | 1 | Wednesday | 3 | 0 | 0 | 0 | 5.1829 | 10.3969 | 0.93 | 0 | 0.0151 | 0 | 0 | 15.5685 | 0 | 0 | 1.0097 | 0
509 | 22 | 22 | 1 | Wednesday | 4 | 0 | 0 | 0 | 5.6548 | 10.3969 | 0.93 | 0 | 0.0151 | 0 | 0 | 16.0404 | 0 | 0 | 1.0097 | 0
510 | 22 | 22 | 1 | Wednesday | 5 | 95.13 | 0 | 27.1709 | 8.8552 | 14.4831 | 1.489 | 0 | 0.5152 | 0 | 0 | 50.9979 | 0 | 0 | 96.7596 | 0
511 | 22 | 22 | 1 | Wednesday | 6 | 87.484 | 0 | 27.1709 | 17.0169 | 21.1313 | 1.303 | 0 | 0.4896 | 0 | 0 | 65.7751 | 0 | 0 | 88.9091 | 0
512 | 22 | 22 | 1 | Wednesday | 7 | 68.942 | 0 | 27.1709 | 28.3214 | 37.109 | 3.536 | 0 | 0.4635 | 8.4 | 0 | 101.4591 | 0 | 0 | 72.8083 | 0
513 | 22 | 22 | 1 | Wednesday | 8 | 22.724 | 0 | 27.1709 | 55.1529 | 79.9326 | 6.513 | 0 | 0.4167 | 16.56 | 0.1679 | 179.2467 | 0 | 0 | 29.7941 | 0
514 | 22 | 22 | 1 | Wednesday | 9 | 18.489 | 0 | 27.1709 | 56.2259 | 84.3871 | 7.071 | 0 | 0.4036 | 10.32 | 1.7545 | 178.5002 | 0 | 0 | 26.1593 | 0
515 | 22 | 22 | 1 | Wednesday | 10 | 17.485 | 0 | 27.1709 | 47.2291 | 85.6606 | 7.257 | 0 | 0.391 | 8.88 | 5.5323 | 169.3292 | 0 | 0 | 25.3572 | 0
516 | 22 | 22 | 1 | Wednesday | 11 | 14.188 | 0 | 27.1709 | 43.5621 | 85.6606 | 8.746 | 0 | 0.3634 | 10.32 | 10.0815 | 167.0705 | 0 | 0 | 23.6751 | 0
517 | 22 | 22 | 1 | Wednesday | 12 | 17.192 | 0 | 27.1709 | 39.4794 | 78.8121 | 10.607 | 0 | 0.4129 | 13.92 | 12.4812 | 159.8008 | 0 | 0 | 28.7065 | 0
518 | 22 | 22 | 1 | Wednesday | 13 | 12.117 | 0 | 27.1709 | 41.5251 | 85.6606 | 10.048 | 0 | 0.3519 | 11.52 | 11.3784 | 166.226 | 0 | 0 | 23.0171 | 0
519 | 22 | 22 | 1 | Wednesday | 14 | 11.174 | 0 | 27.1709 | 42.9825 | 85.6606 | 6.327 | 0 | 0.2743 | 8.88 | 8.4512 | 164.957 | 0 | 0 | 18.0375 | 0
520 | 22 | 22 | 1 | Wednesday | 15 | 10.385 | 0 | 27.1709 | 47.4882 | 85.6606 | 6.141 | 0 | 0.2588 | 8.88 | 4.9613 | 169.4472 | 0 | 0 | 17.047 | 0
521 | 22 | 22 | 1 | Wednesday | 16 | 9.369 | 0 | 27.1709 | 58.6703 | 85.2073 | 8.188 | 0 | 0.2776 | 11.04 | 1.5964 | 182.3525 | 0 | 0 | 18.252 | 0
522 | 22 | 22 | 1 | Wednesday | 17 | 22.659 | 0 | 27.1709 | 43.3704 | 55.9825 | 4.838 | 0 | 0.3994 | 14.88 | 0.2436 | 141.7887 | 0 | 0 | 27.9114 | 0
523 | 22 | 22 | 1 | Wednesday | 18 | 20.448 | 0 | 13.5854 | 30.6763 | 40.9205 | 3.908 | 0 | 0.2481 | 4.8 | 0 | 90.1775 | 0 | 0 | 24.6976 | 0
524 | 22 | 22 | 1 | Wednesday | 19 | 0 | 0 | 0 | 28.3042 | 40.0131 | 2.791 | 0 | 0.0454 | 2.88 | 0 | 71.1964 | 0 | 0 | 3.0295 | 0
525 | 22 | 22 | 1 | Wednesday | 20 | 0 | 0 | 0 | 24.1068 | 33.1724 | 3.163 | 0 | 0.0515 | 0.96 | 0 | 58.2379 | 0 | 0 | 3.4335 | 0
526 | 22 | 22 | 1 | Wednesday | 21 | 0 | 0 | 0 | 24.1068 | 32.719 | 1.489 | 0 | 0.0242 | 0.96 | 0 | 57.7572 | 0 | 0 | 1.6156 | 0
527 | 22 | 22 | 1 | Wednesday | 22 | 0 | 0 | 0 | 12.7362 | 17.8393 | 0.93 | 0 | 0.0151 | 0 | 0 | 30.5546 | 0 | 0 | 1.0097 | 0
528 | 22 | 22 | 1 | Wednesday | 23 | 0 | 0 | 0 | 6.1377 | 11.0335 | 0.93 | 0 | 0.0151 | 0 | 0 | 17.1503 | 0 | 0 | 1.0097 | 0
529 | 23 | 23 | 1 | Thursday | 0 | 0 | 0 | 0 | 5.1885 | 10.3969 | 0.93 | 0 | 0.0151 | 0 | 0 | 15.5685 | 0 | 0 | 1.0097 | 0
530 | 23 | 23 | 1 | Thursday | 1 | 0 | 0 | 0 | 5.1829 | 10.3969 | 0.93 | 0 | 0.0151 | 0 | 0 | 15.5685 | 0 | 0 | 1.0097 | 0
531 | 23 | 23 | 1 | Thursday | 2 | 0 | 0 | 0 | 5.1829 | 10.3969 | 0.93 | 0 | 0.0151 | 0 | 0 | 15.5685 | 0 | 0 | 1.0097 | 0
532 | 23 | 23 | 1 | Thursday | 3 | 0 | 0 | 0 | 5.1829 | 10.3969 | 0.93 | 0 | 0.0151 | 0 | 0 | 15.5685 | 0 | 0 | 1.0097 | 0
533 | 23 | 23 | 1 | Thursday | 4 | 0 | 0 | 0 | 5.6548 | 10.3969 | 0.93 | 0 | 0.0151 | 0 | 0 | 16.0404 | 0 | 0 | 1.0097 | 0
534 | 23 | 23 | 1 | Thursday | 5 | 101.692 | 0 | 27.1709 | 8.8552 | 14.4831 | 1.489 | 0 | 0.5286 | 0 | 0 | 51.0114 | 0 | 0 | 103.322 | 0
535 | 23 | 23 | 1 | Thursday | 6 | 101.508 | 0 | 27.1709 | 17.0169 | 21.1313 | 1.303 | 0 | 0.5181 | 0 | 0 | 65.8036 | 0 | 0 | 102.9338 | 0
536 | 23 | 23 | 1 | Thursday | 7 | 84.712 | 0 | 27.1709 | 28.3214 | 37.109 | 3.536 | 0 | 0.4869 | 8.4 | 0 | 101.4826 | 0 | 0 | 88.5811 | 0
537 | 23 | 23 | 1 | Thursday | 8 | 25.691 | 0 | 27.1709 | 55.138 | 79.9326 | 6.513 | 0 | 0.4205 | 16.56 | 0.2541 | 179.2356 | 0 | 0 | 32.7675 | 0
538 | 23 | 23 | 1 | Thursday | 9 | 19.256 | 0 | 27.1709 | 55.3363 | 84.3871 | 7.071 | 0 | 0.4123 | 10.32 | 3.2006 | 177.6193 | 0 | 0 | 26.9265 | 0
539 | 23 | 23 | 1 | Thursday | 10 | 18.094 | 0 | 27.1709 | 48.7272 | 85.6606 | 7.257 | 0 | 0.401 | 8.88 | 9.0326 | 170.8372 | 0 | 0 | 25.9655 | 0
540 | 23 | 23 | 1 | Thursday | 11 | 15.016 | 0 | 27.1709 | 46.5512 | 85.6606 | 8.746 | 0 | 0.3766 | 10.32 | 12.6702 | 170.0729 | 0 | 0 | 24.5027 | 0
541 | 23 | 23 | 1 | Thursday | 12 | 18.78 | 0 | 27.1709 | 42.2341 | 78.8121 | 10.607 | 0 | 0.4148 | 13.92 | 13.7716 | 162.5575 | 0 | 0 | 30.302 | 0
542 | 23 | 23 | 1 | Thursday | 13 | 13.376 | 0 | 27.1709 | 45.3458 | 85.6606 | 10.048 | 0 | 0.3709 | 11.52 | 13.7504 | 170.0658 | 0 | 0 | 24.2758 | 0
543 | 23 | 23 | 1 | Thursday | 14 | 12.71 | 0 | 27.1709 | 45.3 | 85.6606 | 6.327 | 0 | 0.2984 | 8.88 | 11.2391 | 167.2986 | 0 | 0 | 19.5734 | 0
544 | 23 | 23 | 1 | Thursday | 15 | 12.467 | 0 | 27.1709 | 48.0148 | 85.6606 | 6.141 | 0 | 0.2914 | 8.88 | 6.4069 | 170.0064 | 0 | 0 | 19.1286 | 0
545 | 23 | 23 | 1 | Thursday | 16 | 10.941 | 0 | 27.1709 | 58.9382 | 85.2073 | 8.188 | 0 | 0.3022 | 11.04 | 1.6251 | 182.645 | 0 | 0 | 19.8235 | 0
546 | 23 | 23 | 1 | Thursday | 17 | 26.968 | 0 | 27.1709 | 43.3704 | 55.9825 | 4.838 | 0 | 0.4103 | 14.88 | 0.2352 | 141.7996 | 0 | 0 | 32.2279 | 0
547 | 23 | 23 | 1 | Thursday | 18 | 23.722 | 0 | 13.5854 | 30.6763 | 40.9205 | 3.908 | 0 | 0.2514 | 4.8 | 0 | 90.1808 | 0 | 0 | 27.9734 | 0
548 | 23 | 23 | 1 | Thursday | 19 | 0 | 0 | 0 | 28.3042 | 40.0131 | 2.791 | 0 | 0.0454 | 2.88 | 0 | 71.1964 | 0 | 0 | 3.0295 | 0
549 | 23 | 23 | 1 | Thursday | 20 | 0 | 0 | 0 | 24.1068 | 33.1724 | 3.163 | 0 | 0.0515 | 0.96 | 0 | 58.2379 | 0 | 0 | 3.4335 | 0
550 | 23 | 23 | 1 | Thursday | 21 | 0 | 0 | 0 | 24.1068 | 32.719 | 1.489 | 0 | 0.0242 | 0.96 | 0 | 57.7572 | 0 | 0 | 1.6156 | 0
551 | 23 | 23 | 1 | Thursday | 22 | 0 | 0 | 0 | 12.7362 | 17.8393 | 0.93 | 0 | 0.0151 | 0 | 0 | 30.5546 | 0 | 0 | 1.0097 | 0
552 | 23 | 23 | 1 | Thursday | 23 | 0 | 0 | 0 | 6.1377 | 11.0335 | 0.93 | 0 | 0.0151 | 0 | 0 | 17.1503 | 0 | 0 | 1.0097 | 0
553 | 24 | 24 | 1 | Friday | 0 | 0 | 0 | 0 | 5.1885 | 10.3969 | 0.93 | 0 | 0.0151 | 0 | 0 | 15.5685 | 0 | 0 | 1.0097 | 0
554 | 24 | 24 | 1 | Friday | 1 | 0 | 0 | 0 | 5.1829 | 10.3969 | 0.93 | 0 | 0.0151 | 0 | 0 | 15.5685 | 0 | 0 | 1.0097 | 0
555 | 24 | 24 | 1 | Friday | 2 | 0 | 0 | 0 | 5.1829 | 10.3969 | 0.93 | 0 | 0.0151 | 0 | 0 | 15.5685 | 0 | 0 | 1.0097 | 0
556 | 24 | 24 | 1 | Friday | 3 | 0 | 0 | 0 | 5.1829 | 10.3969 | 0.93 | 0 | 0.0151 | 0 | 0 | 15.5685 | 0 | 0 | 1.0097 | 0
557 | 24 | 24 | 1 | Friday | 4 | 0 | 0 | 0 | 5.6548 | 10.3969 | 0.93 | 0 | 0.0151 | 0 | 0 | 16.0404 | 0 | 0 | 1.0097 | 0
558 | 24 | 24 | 1 | Friday | 5 | 107.043 | 0 | 27.1709 | 8.8552 | 14.4831 | 1.489 | 0 | 0.5393 | 0 | 0 | 51.022 | 0 | 0 | 108.6725 | 0
559 | 24 | 24 | 1 | Friday | 6 | 108.835 | 0 | 27.1709 | 17.0169 | 21.1313 | 1.303 | 0 | 0.5349 | 0 | 0 | 65.8203 | 0 | 0 | 110.2607 | 0
560 | 24 | 24 | 1 | Friday | 7 | 91.123 | 0 | 27.1709 | 28.3214 | 37.109 | 3.536 | 0 | 0.4981 | 8.4 | 0 | 101.4938 | 0 | 0 | 94.9932 | 0
561 | 24 | 24 | 1 | Friday | 8 | 27.242 | 0 | 27.1709 | 55.158 | 79.9326 | 6.513 | 0 | 0.4223 | 16.56 | 0.1266 | 179.2574 | 0 | 0 | 34.321 | 0
562 | 24 | 24 | 1 | Friday | 9 | 19.638 | 0 | 27.1709 | 59.0632 | 84.3871 | 7.071 | 0 | 0.4134 | 10.32 | 1.1404 | 181.3474 | 0 | 0 | 27.3098 | 0
563 | 24 | 24 | 1 | Friday | 10 | 18.507 | 0 | 27.1709 | 53.9889 | 85.6606 | 7.257 | 0 | 0.4077 | 8.88 | 2.9961 | 176.1057 | 0 | 0 | 26.3782 | 0
564 | 24 | 24 | 1 | Friday | 11 | 16.25 | 0 | 27.1709 | 47.585 | 85.6606 | 8.746 | 0 | 0.3959 | 10.32 | 4.9063 | 171.1259 | 0 | 0 | 25.7362 | 0
565 | 24 | 24 | 1 | Friday | 12 | 20.385 | 0 | 27.1709 | 42.5663 | 78.8121 | 10.607 | 0 | 0.4167 | 13.92 | 6.1242 | 162.8915 | 0 | 0 | 31.9134 | 0
566 | 24 | 24 | 1 | Friday | 13 | 14.636 | 0 | 27.1709 | 45.6669 | 85.6606 | 10.048 | 0 | 0.3897 | 11.52 | 5.9192 | 170.4057 | 0 | 0 | 25.5359 | 0
567 | 24 | 24 | 1 | Friday | 14 | 13.445 | 0 | 27.1709 | 48.8316 | 85.6606 | 6.327 | 0 | 0.3101 | 8.88 | 4.8935 | 170.8419 | 0 | 0 | 20.3086 | 0
568 | 24 | 24 | 1 | Friday | 15 | 12.303 | 0 | 27.1709 | 54.262 | 85.6606 | 6.141 | 0 | 0.2889 | 8.88 | 3.2852 | 176.2512 | 0 | 0 | 18.9645 | 0
569 | 24 | 24 | 1 | Friday | 16 | 11.296 | 0 | 27.1709 | 59.8851 | 85.2073 | 8.188 | 0 | 0.3078 | 11.04 | 1.2929 | 183.5975 | 0 | 0 | 20.1784 | 0
570 | 24 | 24 | 1 | Friday | 17 | 26.553 | 0 | 27.1709 | 43.3702 | 55.9825 | 4.838 | 0 | 0.4104 | 14.88 | 0.1992 | 141.7996 | 0 | 0 | 31.8119 | 0
571 | 24 | 24 | 1 | Friday | 18 | 22.621 | 0 | 13.5854 | 30.6763 | 40.9205 | 3.908 | 0 | 0.2503 | 4.8 | 0 | 90.1797 | 0 | 0 | 26.8718 | 0
572 | 24 | 24 | 1 | Friday | 19 | 0 | 0 | 0 | 28.3042 | 40.0131 | 2.791 | 0 | 0.0454 | 2.88 | 0 | 71.1964 | 0 | 0 | 3.0295 | 0
573 | 24 | 24 | 1 | Friday | 20 | 0 | 0 | 0 | 24.1068 | 33.1724 | 3.163 | 0 | 0.0515 | 0.96 | 0 | 58.2379 | 0 | 0 | 3.4335 | 0
574 | 24 | 24 | 1 | Friday | 21 | 0 | 0 | 0 | 24.1068 | 32.719 | 1.489 | 0 | 0.0242 | 0.96 | 0 | 57.7572 | 0 | 0 | 1.6156 | 0
575 | 24 | 24 | 1 | Friday | 22 | 0 | 0 | 0 | 12.7362 | 17.8393 | 0.93 | 0 | 0.0151 | 0 | 0 | 30.5546 | 0 | 0 | 1.0097 | 0
576 | 24 | 24 | 1 | Friday | 23 | 0 | 0 | 0 | 6.1377 | 11.0335 | 0.93 | 0 | 0.0151 | 0 | 0 | 17.1503 | 0 | 0 | 1.0097 | 0
577 | 25 | 25 | 1 | Saturday | 0 | 0 | 0 | 0 | 5.3495 | 10.6091 | 0.93 | 0 | 0.0151 | 0 | 0 | 15.9385 | 0 | 0 | 1.0097 | 0
578 | 25 | 25 | 1 | Saturday | 1 | 0 | 0 | 0 | 5.1845 | 10.3969 | 0.93 | 0 | 0.0151 | 0 | 0 | 15.5685 | 0 | 0 | 1.0097 | 0
579 | 25 | 25 | 1 | Saturday | 2 | 0 | 0 | 0 | 5.1845 | 10.3969 | 0.93 | 0 | 0.0151 | 0 | 0 | 15.5685 | 0 | 0 | 1.0097 | 0
580 | 25 | 25 | 1 | Saturday | 3 | 0 | 0 | 0 | 5.1845 | 10.3969 | 0.93 | 0 | 0.0151 | 0 | 0 | 15.5685 | 0 | 0 | 1.0097 | 0
581 | 25 | 25 | 1 | Saturday | 4 | 0 | 0 | 0 | 5.1845 | 10.3969 | 0.93 | 0 | 0.0151 | 0 | 0 | 15.5685 | 0 | 0 | 1.0097 | 0
582 | 25 | 25 | 1 | Saturday | 5 | 0 | 0 | 0 | 5.6564 | 10.3969 | 1.489 | 0 | 0.0242 | 0 | 0 | 16.0495 | 0 | 0 | 1.6157 | 0
583 | 25 | 25 | 1 | Saturday | 6 | 0 | 0 | 0 | 10.2167 | 14.454 | 1.303 | 0 | 0.0212 | 0 | 0 | 24.6599 | 0 | 0 | 1.4137 | 0
584 | 25 | 25 | 1 | Saturday | 7 | 0 | 0 | 0 | 14.0996 | 18.078 | 2.047 | 0 | 0.0333 | 3.84 | 0 | 36.0381 | 0 | 0 | 2.2215 | 0
585 | 25 | 25 | 1 | Saturday | 8 | 0 | 0 | 0 | 23.4584 | 33.4891 | 2.791 | 0 | 0.0454 | 3.36 | 0.173 | 60.3281 | 0 | 0 | 3.0296 | 0
586 | 25 | 25 | 1 | Saturday | 9 | 0 | 0 | 0 | 25.2379 | 36.0383 | 3.908 | 0 | 0.0636 | 5.04 | 1.7863 | 66.3607 | 0 | 0 | 4.2412 | 0
587 | 25 | 25 | 1 | Saturday | 10 | 0 | 0 | 0 | 23.0409 | 36.8872 | 3.536 | 0 | 0.0575 | 4.32 | 4.9563 | 64.2864 | 0 | 0 | 3.8373 | 0
588 | 25 | 25 | 1 | Saturday | 11 | 0 | 0 | 0 | 21.3313 | 36.8872 | 4.28 | 0 | 0.0697 | 6 | 7.8887 | 64.2602 | 0 | 0 | 4.645 | 0
589 | 25 | 25 | 1 | Saturday | 12 | 0 | 0 | 0 | 16.689 | 26.6109 | 3.722 | 0 | 0.0606 | 5.04 | 8.2222 | 48.3652 | 0 | 0 | 4.0391 | 0
590 | 25 | 25 | 1 | Saturday | 13 | 0 | 0 | 0 | 16.6247 | 26.1571 | 3.536 | 0 | 0.0575 | 3.12 | 6.4722 | 45.9177 | 0 | 0 | 3.8373 | 0
591 | 25 | 25 | 1 | Saturday | 14 | 0 | 0 | 0 | 16.7064 | 26.1571 | 2.791 | 0 | 0.0454 | 1.92 | 4.8766 | 44.7834 | 0 | 0 | 3.0295 | 0
592 | 25 | 25 | 1 | Saturday | 15 | 0 | 0 | 0 | 17.8684 | 26.1571 | 2.233 | 0 | 0.0363 | 0.96 | 3.1837 | 44.973 | 0 | 0 | 2.4235 | 0
593 | 25 | 25 | 1 | Saturday | 16 | 0 | 0 | 0 | 19.2903 | 26.1571 | 2.605 | 0 | 0.0424 | 1.2 | 1.4334 | 46.6418 | 0 | 0 | 2.8276 | 0
594 | 25 | 25 | 1 | Saturday | 17 | 0 | 0 | 0 | 13.826 | 19.2871 | 1.303 | 0 | 0.0212 | 1.44 | 0.2402 | 34.5191 | 0 | 0 | 1.4137 | 0
595 | 25 | 25 | 1 | Saturday | 18 | 0 | 0 | 0 | 13.8322 | 19.2871 | 1.303 | 0 | 0.0212 | 0 | 0 | 33.0766 | 0 | 0 | 1.4138 | 0
596 | 25 | 25 | 1 | Saturday | 19 | 0 | 0 | 0 | 13.8322 | 19.2871 | 1.303 | 0 | 0.0212 | 0 | 0 | 33.0766 | 0 | 0 | 1.4138 | 0
597 | 25 | 25 | 1 | Saturday | 20 | 0 | 0 | 0 | 13.8282 | 19.2871 | 1.303 | 0 | 0.0212 | 0 | 0 | 33.0766 | 0 | 0 | 1.4138 | 0
598 | 25 | 25 | 1 | Saturday | 21 | 0 | 0 | 0 | 13.8282 | 19.2871 | 1.675 | 0 | 0.0272 | 0 | 0 | 33.0826 | 0 | 0 | 1.8178 | 0
599 | 25 | 25 | 1 | Saturday | 22 | 0 | 0 | 0 | 12.5503 | 17.5892 | 0.93 | 0 | 0.0151 | 0 | 0 | 30.1106 | 0 | 0 | 1.0097 | 0
600 | 25 | 25 | 1 | Saturday | 23 | 0 | 0 | 0 | 6.6175 | 11.0335 | 0.93 | 0 | 0.0151 | 0 | 0 | 17.6222 | 0 | 0 | 1.0097 | 0
601 | 26 | 26 | 1 | Sunday | 0 | 0 | 0 | 0 | 5.3583 | 10.6091 | 0.744 | 0 | 0.0121 | 0 | 0 | 15.9354 | 0 | 0 | 0.8077 | 0
602 | 26 | 26 | 1 | Sunday | 1 | 0 | 0 | 0 | 5.2005 | 10.3969 | 0.744 | 0 | 0.0121 | 0 | 0 | 15.5655 | 0 | 0 | 0.8078 | 0
603 | 26 | 26 | 1 | Sunday | 2 | 0 | 0 | 0 | 5.1909 | 10.3969 | 0.744 | 0 | 0.0121 | 0 | 0 | 15.5655 | 0 | 0 | 0.8078 | 0
604 | 26 | 26 | 1 | Sunday | 3 | 0 | 0 | 0 | 5.1909 | 10.3969 | 0.744 | 0 | 0.0121 | 0 | 0 | 15.5655 | 0 | 0 | 0.8078 | 0
605 | 26 | 26 | 1 | Sunday | 4 | 0 | 0 | 0 | 5.1909 | 10.3969 | 0.744 | 0 | 0.0121 | 0 | 0 | 15.5655 | 0 | 0 | 0.8078 | 0
606 | 26 | 26 | 1 | Sunday | 5 | 0 | 0 | 0 | 5.6628 | 10.3969 | 1.303 | 0 | 0.0212 | 0 | 0 | 16.0465 | 0 | 0 | 1.4138 | 0
607 | 26 | 26 | 1 | Sunday | 6 | 0 | 0 | 0 | 6.1433 | 11.0335 | 0.744 | 0 | 0.0121 | 0 | 0 | 17.1473 | 0 | 0 | 0.8077 | 0
608 | 26 | 26 | 1 | Sunday | 7 | 0 | 0 | 0 | 9.5606 | 14.6575 | 0.744 | 0 | 0.0121 | 0 | 0 | 24.1886 | 0 | 0 | 0.8078 | 0
609 | 26 | 26 | 1 | Sunday | 8 | 0 | 0 | 0 | 10.2019 | 15.5065 | 0.744 | 0 | 0.0121 | 0 | 0.0634 | 25.6685 | 0 | 0 | 0.8078 | 0
610 | 26 | 26 | 1 | Sunday | 9 | 0 | 0 | 0 | 10.1935 | 15.5065 | 0.744 | 0 | 0.0121 | 0 | 0.5301 | 25.66 | 0 | 0 | 0.8078 | 0
611 | 26 | 26 | 1 | Sunday | 10 | 0 | 0 | 0 | 10.6732 | 16.3554 | 0.744 | 0 | 0.0121 | 0 | 1.1974 | 26.9984 | 0 | 0 | 0.8078 | 0
612 | 26 | 26 | 1 | Sunday | 11 | 0 | 0 | 0 | 10.4401 | 16.3554 | 1.116 | 0 | 0.0182 | 0 | 1.8575 | 26.7657 | 0 | 0 | 1.2117 | 0
613 | 26 | 26 | 1 | Sunday | 12 | 0 | 0 | 0 | 13.9593 | 20.794 | 1.116 | 0 | 0.0182 | 0 | 2.2739 | 34.7291 | 0 | 0 | 1.2117 | 0
614 | 26 | 26 | 1 | Sunday | 13 | 0 | 0 | 0 | 14.029 | 20.794 | 1.675 | 0 | 0.0272 | 0 | 2.1018 | 34.8095 | 0 | 0 | 1.8178 | 0
615 | 26 | 26 | 1 | Sunday | 14 | 0.08 | 0 | 0 | 14.3651 | 20.794 | 1.116 | 0 | 0.0193 | 0 | 1.6368 | 35.1384 | 0 | 0 | 1.2914 | 0
616 | 26 | 26 | 1 | Sunday | 15 | 0.137 | 0 | 0 | 14.7364 | 20.794 | 0.744 | 0 | 0.0141 | 0 | 1.0426 | 35.5093 | 0 | 0 | 0.945 | 0
617 | 26 | 26 | 1 | Sunday | 16 | 0.222 | 0 | 0 | 14.637 | 20.3695 | 0.744 | 0 | 0.0154 | 0 | 0.4121 | 34.9707 | 0 | 0 | 1.0295 | 0
618 | 26 | 26 | 1 | Sunday | 17 | 0.455 | 0 | 0 | 14.1667 | 19.916 | 0.744 | 0 | 0.0188 | 0 | 0.063 | 34.0519 | 0 | 0 | 1.2623 | 0
619 | 26 | 26 | 1 | Sunday | 18 | 0.411 | 0 | 0 | 14.1691 | 19.916 | 0.744 | 0 | 0.0182 | 0 | 0 | 34.0513 | 0 | 0 | 1.2185 | 0
620 | 26 | 26 | 1 | Sunday | 19 | 0.402 | 0 | 0 | 14.1675 | 19.916 | 0.744 | 0 | 0.018 | 0 | 0 | 34.0511 | 0 | 0 | 1.2103 | 0
621 | 26 | 26 | 1 | Sunday | 20 | 0.396 | 0 | 0 | 13.6956 | 19.916 | 0.744 | 0 | 0.018 | 0 | 0 | 33.5791 | 0 | 0 | 1.2042 | 0
622 | 26 | 26 | 1 | Sunday | 21 | 0.405 | 0 | 0 | 13.6956 | 19.916 | 1.303 | 0 | 0.0272 | 0 | 0 | 33.5883 | 0 | 0 | 1.8183 | 0
623 | 26 | 26 | 1 | Sunday | 22 | 0.413 | 0 | 0 | 6.2927 | 11.8825 | 0.744 | 0 | 0.0182 | 0 | 0 | 18.1614 | 0 | 0 | 1.2203 | 0
624 | 26 | 26 | 1 | Sunday | 23 | 0.42 | 0 | 0 | 5.6618 | 11.0335 | 0.744 | 0 | 0.0183 | 0 | 0 | 16.6816 | 0 | 0 | 1.2281 | 0
625 | 27 | 27 | 1 | Monday | 0 | 0.448 | 0 | 0 | 5.1885 | 10.3969 | 0.93 | 0 | 0.0218 | 0 | 0 | 15.5752 | 0 | 0 | 1.4578 | 0
626 | 27 | 27 | 1 | Monday | 1 | 0.571 | 0 | 0 | 5.1829 | 10.3969 | 0.93 | 0 | 0.0236 | 0 | 0 | 15.577 | 0 | 0 | 1.5813 | 0
627 | 27 | 27 | 1 | Monday | 2 | 0.645 | 0 | 0 | 5.1829 | 10.3969 | 0.93 | 0 | 0.0247 | 0 | 0 | 15.5781 | 0 | 0 | 1.6545 | 0
628 | 27 | 27 | 1 | Monday | 3 | 0.886 | 0 | 0 | 5.1829 | 10.3969 | 0.93 | 0 | 0.0282 | 0 | 0 | 15.5816 | 0 | 0 | 1.8955 | 0
629 | 27 | 27 | 1 | Monday | 4 | 1.419 | 0 | 0 | 5.6548 | 10.3969 | 0.93 | 0 | 0.0361 | 0 | 0 | 16.0614 | 0 | 0 | 2.429 | 0
630 | 27 | 27 | 1 | Monday | 5 | 106.462 | 0 | 27.1709 | 8.8552 | 14.4831 | 1.489 | 0 | 0.5384 | 0 | 0 | 51.0212 | 0 | 0 | 108.0918 | 0
631 | 27 | 27 | 1 | Monday | 6 | 106.053 | 0 | 27.1709 | 17.0169 | 21.1313 | 1.303 | 0 | 0.5284 | 0 | 0 | 65.8139 | 0 | 0 | 107.4788 | 0
632 | 27 | 27 | 1 | Monday | 7 | 92.447 | 0 | 27.1709 | 28.3214 | 37.109 | 3.536 | 0 | 0.5019 | 8.4 | 0 | 101.4976 | 0 | 0 | 96.3172 | 0
633 | 27 | 27 | 1 | Monday | 8 | 37.565 | 0 | 27.1709 | 55.158 | 79.9326 | 6.513 | 0 | 0.4339 | 16.56 | 0.0571 | 179.269 | 0 | 0 | 44.6629 | 0
634 | 27 | 27 | 1 | Monday | 9 | 28.91 | 0 | 27.1709 | 59.7812 | 84.3871 | 7.071 | 0 | 0.4238 | 10.32 | 0.494 | 182.0757 | 0 | 0 | 36.6057 | 0
635 | 27 | 27 | 1 | Monday | 10 | 26.211 | 0 | 27.1709 | 59.8638 | 85.6606 | 7.257 | 0 | 0.4208 | 8.88 | 1.2253 | 181.9937 | 0 | 0 | 34.104 | 0
636 | 27 | 27 | 1 | Monday | 11 | 22.507 | 0 | 27.1709 | 57.1548 | 85.6606 | 8.746 | 0 | 0.418 | 10.32 | 1.9792 | 180.7179 | 0 | 0 | 32.0125 | 0
637 | 27 | 27 | 1 | Monday | 12 | 28.786 | 0 | 27.1709 | 51.4388 | 78.8121 | 10.607 | 0 | 0.4252 | 13.92 | 2.4377 | 171.7725 | 0 | 0 | 40.3393 | 0
638 | 27 | 27 | 1 | Monday | 13 | 20.138 | 0 | 27.1709 | 54.088 | 85.6606 | 10.048 | 0 | 0.4166 | 11.52 | 2.7034 | 178.8537 | 0 | 0 | 31.0554 | 0
639 | 27 | 27 | 1 | Monday | 14 | 18.215 | 0 | 27.1709 | 54.5117 | 85.6606 | 6.327 | 0 | 0.3868 | 8.88 | 2.6927 | 176.5988 | 0 | 0 | 25.0774 | 0
640 | 27 | 27 | 1 | Monday | 15 | 16.476 | 0 | 27.1709 | 57.7383 | 85.6606 | 6.141 | 0 | 0.3555 | 8.88 | 1.9221 | 179.7941 | 0 | 0 | 23.1374 | 0
641 | 27 | 27 | 1 | Monday | 16 | 15.081 | 0 | 27.1709 | 60.5807 | 85.2073 | 8.188 | 0 | 0.3682 | 11.04 | 0.8036 | 184.3535 | 0 | 0 | 23.9624 | 0
642 | 27 | 27 | 1 | Monday | 17 | 32.719 | 0 | 27.1709 | 43.3704 | 55.9825 | 4.838 | 0 | 0.4213 | 14.88 | 0.1422 | 141.8106 | 0 | 0 | 37.9858 | 0
643 | 27 | 27 | 1 | Monday | 18 | 25.976 | 0 | 13.5854 | 30.6763 | 40.9205 | 3.908 | 0 | 0.2541 | 4.8 | 0 | 90.1835 | 0 | 0 | 30.2291 | 0
644 | 27 | 27 | 1 | Monday | 19 | 0 | 0 | 0 | 28.3042 | 40.0131 | 2.791 | 0 | 0.0454 | 2.88 | 0 | 71.1964 | 0 | 0 | 3.0295 | 0
645 | 27 | 27 | 1 | Monday | 20 | 0 | 0 | 0 | 24.1068 | 33.1724 | 3.163 | 0 | 0.0515 | 0.96 | 0 | 58.2379 | 0 | 0 | 3.4335 | 0
646 | 27 | 27 | 1 | Monday | 21 | 0 | 0 | 0 | 24.1068 | 32.719 | 1.489 | 0 | 0.0242 | 0.96 | 0 | 57.7572 | 0 | 0 | 1.6156 | 0
647 | 27 | 27 | 1 | Monday | 22 | 0 | 0 | 0 | 12.7362 | 17.8393 | 0.93 | 0 | 0.0151 | 0 | 0 | 30.5546 | 0 | 0 | 1.0097 | 0
648 | 27 | 27 | 1 | Monday | 23 | 0 | 0 | 0 | 6.1377 | 11.0335 | 0.93 | 0 | 0.0151 | 0 | 0 | 17.1503 | 0 | 0 | 1.0097 | 0
649 | 28 | 28 | 1 | Tuesday | 0 | 0 | 0 | 0 | 5.1885 | 10.3969 | 0.93 | 0 | 0.0151 | 0 | 0 | 15.5685 | 0 | 0 | 1.0097 | 0
650 | 28 | 28 | 1 | Tuesday | 1 | 0 | 0 | 0 | 5.1829 | 10.3969 | 0.93 | 0 | 0.0151 | 0 | 0 | 15.5685 | 0 | 0 | 1.0097 | 0
651 | 28 | 28 | 1 | Tuesday | 2 | 0 | 0 | 0 | 5.1829 | 10.3969 | 0.93 | 0 | 0.0151 | 0 | 0 | 15.5685 | 0 | 0 | 1.0097 | 0
652 | 28 | 28 | 1 | Tuesday | 3 | 0 | 0 | 0 | 5.1829 | 10.3969 | 0.93 | 0 | 0.0151 | 0 | 0 | 15.5685 | 0 | 0 | 1.0097 | 0
653 | 28 | 28 | 1 | Tuesday | 4 | 0 | 0 | 0 | 5.6548 | 10.3969 | 0.93 | 0 | 0.0151 | 0 | 0 | 16.0404 | 0 | 0 | 1.0097 | 0
654 | 28 | 28 | 1 | Tuesday | 5 | 96.888 | 0 | 27.1709 | 8.8552 | 14.4831 | 1.489 | 0 | 0.5183 | 0 | 0 | 51.001 | 0 | 0 | 98.5172 | 0
655 | 28 | 28 | 1 | Tuesday | 6 | 89.126 | 0 | 27.1709 | 17.0169 | 21.1313 | 1.303 | 0 | 0.492 | 0 | 0 | 65.7775 | 0 | 0 | 90.5513 | 0
656 | 28 | 28 | 1 | Tuesday | 7 | 72.64 | 0 | 27.1709 | 28.3214 | 37.109 | 3.536 | 0 | 0.4682 | 8.4 | 0 | 101.4638 | 0 | 0 | 76.5071 | 0
657 | 28 | 28 | 1 | Tuesday | 8 | 24.529 | 0 | 27.1709 | 55.158 | 79.9326 | 6.513 | 0 | 0.4191 | 16.56 | 0.0756 | 179.2541 | 0 | 0 | 31.6043 | 0
658 | 28 | 28 | 1 | Tuesday | 9 | 19.053 | 0 | 27.1709 | 59.7529 | 84.3871 | 7.071 | 0 | 0.409 | 10.32 | 0.6246 | 182.0326 | 0 | 0 | 26.7234 | 0
659 | 28 | 28 | 1 | Tuesday | 10 | 17.292 | 0 | 27.1709 | 59.6443 | 85.6606 | 7.257 | 0 | 0.3878 | 8.88 | 1.3321 | 181.7411 | 0 | 0 | 25.1634 | 0
660 | 28 | 28 | 1 | Tuesday | 11 | 14.522 | 0 | 27.1709 | 57.0518 | 85.6606 | 8.746 | 0 | 0.3688 | 10.32 | 1.9911 | 180.5656 | 0 | 0 | 24.0085 | 0
661 | 28 | 28 | 1 | Tuesday | 12 | 18.151 | 0 | 27.1709 | 50.5443 | 78.8121 | 10.607 | 0 | 0.4143 | 13.92 | 2.6382 | 170.8672 | 0 | 0 | 29.6703 | 0
662 | 28 | 28 | 1 | Tuesday | 13 | 13.19 | 0 | 27.1709 | 53.6303 | 85.6606 | 10.048 | 0 | 0.369 | 11.52 | 2.7962 | 178.3484 | 0 | 0 | 24.0901 | 0
663 | 28 | 28 | 1 | Tuesday | 14 | 11.744 | 0 | 27.1709 | 55.8907 | 85.6606 | 6.327 | 0 | 0.2832 | 8.88 | 2.3248 | 177.8742 | 0 | 0 | 18.6075 | 0
664 | 28 | 28 | 1 | Tuesday | 15 | 10.541 | 0 | 27.1709 | 58.8358 | 85.6606 | 6.141 | 0 | 0.2613 | 8.88 | 1.6383 | 180.7973 | 0 | 0 | 17.2038 | 0
665 | 28 | 28 | 1 | Tuesday | 16 | 9.807 | 0 | 27.1709 | 60.6599 | 85.2073 | 8.188 | 0 | 0.2844 | 11.04 | 0.7374 | 184.349 | 0 | 0 | 18.6894 | 0
666 | 28 | 28 | 1 | Tuesday | 17 | 23.629 | 0 | 27.1709 | 43.3704 | 55.9825 | 4.838 | 0 | 0.4043 | 14.88 | 0.1379 | 141.7936 | 0 | 0 | 28.8834 | 0
667 | 28 | 28 | 1 | Tuesday | 18 | 20.857 | 0 | 13.5854 | 30.6763 | 40.9205 | 3.908 | 0 | 0.2486 | 4.8 | 0 | 90.178 | 0 | 0 | 25.107 | 0
668 | 28 | 28 | 1 | Tuesday | 19 | 0 | 0 | 0 | 28.3042 | 40.0131 | 2.791 | 0 | 0.0454 | 2.88 | 0 | 71.1964 | 0 | 0 | 3.0295 | 0
669 | 28 | 28 | 1 | Tuesday | 20 | 0 | 0 | 0 | 24.1068 | 33.1724 | 3.163 | 0 | 0.0515 | 0.96 | 0 | 58.2379 | 0 | 0 | 3.4335 | 0
670 | 28 | 28 | 1 | Tuesday | 21 | 0 | 0 | 0 | 24.1068 | 32.719 | 1.489 | 0 | 0.0242 | 0.96 | 0 | 57.7572 | 0 | 0 | 1.6156 | 0
671 | 28 | 28 | 1 | Tuesday | 22 | 0 | 0 | 0 | 12.7362 | 17.8393 | 0.93 | 0 | 0.0151 | 0 | 0 | 30.5546 | 0 | 0 | 1.0097 | 0
672 | 28 | 28 | 1 | Tuesday | 23 | 0 | 0 | 0 | 6.1377 | 11.0335 | 0.93 | 0 | 0.0151 | 0 | 0 | 17.1503 | 0 | 0 | 1.0097 | 0
673 | 29 | 29 | 1 | Wednesday | 0 | 0 | 0 | 0 | 5.1885 | 10.3969 | 0.93 | 0 | 0.0151 | 0 | 0 | 15.5685 | 0 | 0 | 1.0097 | 0
674 | 29 | 29 | 1 | Wednesday | 1 | 0 | 0 | 0 | 5.1829 | 10.3969 | 0.93 | 0 | 0.0151 | 0 | 0 | 15.5685 | 0 | 0 | 1.0097 | 0
675 | 29 | 29 | 1 | Wednesday | 2 | 0 | 0 | 0 | 5.1829 | 10.3969 | 0.93 | 0 | 0.0151 | 0 | 0 | 15.5685 | 0 | 0 | 1.0097 | 0
676 | 29 | 29 | 1 | Wednesday | 3 | 0 | 0 | 0 | 5.1829 | 10.3969 | 0.93 | 0 | 0.0151 | 0 | 0 | 15.5685 | 0 | 0 | 1.0097 | 0
677 | 29 | 29 | 1 | Wednesday | 4 | 0 | 0 | 0 | 5.6548 | 10.3969 | 0.93 | 0 | 0.0151 | 0 | 0 | 16.0404 | 0 | 0 | 1.0097 | 0
678 | 29 | 29 | 1 | Wednesday | 5 | 95.402 | 0 | 27.1709 | 8.8552 | 14.4831 | 1.489 | 0 | 0.5156 | 0 | 0 | 50.9983 | 0 | 0 | 97.0313 | 0
679 | 29 | 29 | 1 | Wednesday | 6 | 87.884 | 0 | 27.1709 | 17.0169 | 21.1313 | 1.303 | 0 | 0.4895 | 0 | 0 | 65.775 | 0 | 0 | 89.3091 | 0
680 | 29 | 29 | 1 | Wednesday | 7 | 67.961 | 0 | 27.1709 | 28.3214 | 37.109 | 3.536 | 0 | 0.4619 | 8.4 | 0 | 101.4576 | 0 | 0 | 71.8261 | 0
681 | 29 | 29 | 1 | Wednesday | 8 | 21.283 | 0 | 27.1709 | 55.0408 | 79.9326 | 6.513 | 0 | 0.4077 | 16.56 | 0.2923 | 179.1255 | 0 | 0 | 28.3511 | 0
682 | 29 | 29 | 1 | Wednesday | 9 | 16.579 | 0 | 27.1709 | 53.2759 | 84.3871 | 7.071 | 0 | 0.3731 | 10.32 | 3.5302 | 175.5198 | 0 | 0 | 24.249 | 0
683 | 29 | 29 | 1 | Wednesday | 10 | 15.26 | 0 | 27.1709 | 47.9051 | 85.6606 | 7.257 | 0 | 0.355 | 8.88 | 9.5531 | 169.9692 | 0 | 0 | 23.1322 | 0
684 | 29 | 29 | 1 | Wednesday | 11 | 12.147 | 0 | 27.1709 | 45.8224 | 85.6606 | 8.746 | 0 | 0.3308 | 10.32 | 14.1141 | 169.2983 | 0 | 0 | 21.6348 | 0
685 | 29 | 29 | 1 | Wednesday | 12 | 14.932 | 0 | 27.1709 | 40.7057 | 78.8121 | 10.607 | 0 | 0.4061 | 13.92 | 15.8245 | 161.0204 | 0 | 0 | 26.4367 | 0
686 | 29 | 29 | 1 | Wednesday | 13 | 10.77 | 0 | 27.1709 | 44.5824 | 85.6606 | 10.048 | 0 | 0.3316 | 11.52 | 15.1559 | 169.263 | 0 | 0 | 21.6707 | 0
687 | 29 | 29 | 1 | Wednesday | 14 | 9.466 | 0 | 27.1709 | 46.0389 | 85.6606 | 6.327 | 0 | 0.2476 | 8.88 | 11.4979 | 167.9867 | 0 | 0 | 16.3305 | 0
688 | 29 | 29 | 1 | Wednesday | 15 | 8.45 | 0 | 27.1709 | 49.2577 | 85.6606 | 6.141 | 0 | 0.2287 | 8.88 | 6.2408 | 171.1867 | 0 | 0 | 15.113 | 0
689 | 29 | 29 | 1 | Wednesday | 16 | 7.592 | 0 | 27.1709 | 58.8952 | 85.2073 | 8.188 | 0 | 0.25 | 11.04 | 1.7925 | 182.5498 | 0 | 0 | 16.4754 | 0
690 | 29 | 29 | 1 | Wednesday | 17 | 19.621 | 0 | 27.1709 | 43.3704 | 55.9825 | 4.838 | 0 | 0.3789 | 14.88 | 0.2938 | 141.7682 | 0 | 0 | 24.8696 | 0
691 | 29 | 29 | 1 | Wednesday | 18 | 18.043 | 0 | 13.5854 | 30.6763 | 40.9205 | 3.908 | 0 | 0.2457 | 4.8 | 0 | 90.1751 | 0 | 0 | 22.2907 | 0
692 | 29 | 29 | 1 | Wednesday | 19 | 0 | 0 | 0 | 28.3042 | 40.0131 | 2.791 | 0 | 0.0454 | 2.88 | 0 | 71.1964 | 0 | 0 | 3.0295 | 0
693 | 29 | 29 | 1 | Wednesday | 20 | 0 | 0 | 0 | 24.1068 | 33.1724 | 3.163 | 0 | 0.0515 | 0.96 | 0 | 58.2379 | 0 | 0 | 3.4335 | 0
694 | 29 | 29 | 1 | Wednesday | 21 | 0 | 0 | 0 | 24.1068 | 32.719 | 1.489 | 0 | 0.0242 | 0.96 | 0 | 57.7572 | 0 | 0 | 1.6156 | 0
695 | 29 | 29 | 1 | Wednesday | 22 | 0 | 0 | 0 | 12.7362 | 17.8393 | 0.93 | 0 | 0.0151 | 0 | 0 | 30.5546 | 0 | 0 | 1.0097 | 0
696 | 29 | 29 | 1 | Wednesday | 23 | 0 | 0 | 0 | 6.1377 | 11.0335 | 0.93 | 0 | 0.0151 | 0 | 0 | 17.1503 | 0 | 0 | 1.0097 | 0
697 | 30 | 30 | 1 | Thursday | 0 | 0 | 0 | 0 | 5.1885 | 10.3969 | 0.93 | 0 | 0.0151 | 0 | 0 | 15.5685 | 0 | 0 | 1.0097 | 0
698 | 30 | 30 | 1 | Thursday | 1 | 0 | 0 | 0 | 5.1829 | 10.3969 | 0.93 | 0 | 0.0151 | 0 | 0 | 15.5685 | 0 | 0 | 1.0097 | 0
699 | 30 | 30 | 1 | Thursday | 2 | 0 | 0 | 0 | 5.1829 | 10.3969 | 0.93 | 0 | 0.0151 | 0 | 0 | 15.5685 | 0 | 0 | 1.0097 | 0
700 | 30 | 30 | 1 | Thursday | 3 | 0 | 0 | 0 | 5.1829 | 10.3969 | 0.93 | 0 | 0.0151 | 0 | 0 | 15.5685 | 0 | 0 | 1.0097 | 0
701 | 30 | 30 | 1 | Thursday | 4 | 0 | 0 | 0 | 5.6548 | 10.3969 | 0.93 | 0 | 0.0151 | 0 | 0 | 16.0404 | 0 | 0 | 1.0097 | 0
702 | 30 | 30 | 1 | Thursday | 5 | 47.555 | 0 | 14.5184 | 8.8552 | 14.4831 | 1.489 | 0 | 0.2576 | 0 | 0 | 38.0879 | 0 | 0 | 49.1775 | 0
703 | 30 | 30 | 1 | Thursday | 6 | 94.023 | 0 | 27.1709 | 17.0169 | 21.1313 | 1.303 | 0 | 0.5033 | 0 | 0 | 65.7887 | 0 | 0 | 95.4488 | 0
704 | 30 | 30 | 1 | Thursday | 7 | 69.847 | 0 | 27.1709 | 28.3214 | 37.109 | 3.536 | 0 | 0.4648 | 8.4 | 0 | 101.4605 | 0 | 0 | 73.7131 | 0
705 | 30 | 30 | 1 | Thursday | 8 | 20.288 | 0 | 27.1709 | 55.1467 | 79.9326 | 6.513 | 0 | 0.3935 | 16.56 | 0.2363 | 179.2173 | 0 | 0 | 27.3553 | 0
706 | 30 | 30 | 1 | Thursday | 9 | 15.868 | 0 | 27.1709 | 56.0043 | 84.3871 | 7.071 | 0 | 0.3617 | 10.32 | 2.1266 | 178.2367 | 0 | 0 | 23.5385 | 0
707 | 30 | 30 | 1 | Thursday | 10 | 14.803 | 0 | 27.1709 | 47.5545 | 85.6606 | 7.257 | 0 | 0.3477 | 8.88 | 4.9276 | 169.6112 | 0 | 0 | 22.6749 | 0
708 | 30 | 30 | 1 | Thursday | 11 | 11.183 | 0 | 27.1709 | 42.5095 | 85.6606 | 8.746 | 0 | 0.3156 | 10.32 | 7.1437 | 165.9701 | 0 | 0 | 20.671 | 0
709 | 30 | 30 | 1 | Thursday | 12 | 13.518 | 0 | 27.1709 | 39.0317 | 78.8121 | 10.607 | 0 | 0.3848 | 13.92 | 8.9624 | 159.3251 | 0 | 0 | 25.0227 | 0
710 | 30 | 30 | 1 | Thursday | 13 | 9.431 | 0 | 27.1709 | 41.1971 | 85.6606 | 10.048 | 0 | 0.3105 | 11.52 | 10.3725 | 165.8566 | 0 | 0 | 20.3312 | 0
711 | 30 | 30 | 1 | Thursday | 14 | 8.752 | 0 | 27.1709 | 41.8305 | 85.6606 | 6.327 | 0 | 0.2365 | 8.88 | 9.6164 | 163.7673 | 0 | 0 | 15.6167 | 0
712 | 30 | 30 | 1 | Thursday | 15 | 8.208 | 0 | 27.1709 | 45.0955 | 85.6606 | 6.141 | 0 | 0.2249 | 8.88 | 6.2706 | 167.0207 | 0 | 0 | 14.8709 | 0
713 | 30 | 30 | 1 | Thursday | 16 | 7.334 | 0 | 27.1709 | 57.2331 | 85.2073 | 8.188 | 0 | 0.246 | 11.04 | 2.182 | 180.8837 | 0 | 0 | 16.2173 | 0
714 | 30 | 30 | 1 | Thursday | 17 | 18.388 | 0 | 27.1709 | 43.3704 | 55.9825 | 4.838 | 0 | 0.3633 | 14.88 | 0.3976 | 141.7526 | 0 | 0 | 23.6362 | 0
715 | 30 | 30 | 1 | Thursday | 18 | 16.898 | 0 | 13.5854 | 30.6763 | 40.9205 | 3.908 | 0 | 0.2446 | 4.8 | 0 | 90.174 | 0 | 0 | 21.1444 | 0
716 | 30 | 30 | 1 | Thursday | 19 | 0 | 0 | 0 | 28.3042 | 40.0131 | 2.791 | 0 | 0.0454 | 2.88 | 0 | 71.1964 | 0 | 0 | 3.0295 | 0
717 | 30 | 30 | 1 | Thursday | 20 | 0 | 0 | 0 | 24.1068 | 33.1724 | 3.163 | 0 | 0.0515 | 0.96 | 0 | 58.2379 | 0 | 0 | 3.4335 | 0
718 | 30 | 30 | 1 | Thursday | 21 | 0 | 0 | 0 | 24.1068 | 32.719 | 1.489 | 0 | 0.0242 | 0.96 | 0 | 57.7572 | 0 | 0 | 1.6156 | 0
719 | 30 | 30 | 1 | Thursday | 22 | 0 | 0 | 0 | 12.7362 | 17.8393 | 0.93 | 0 | 0.0151 | 0 | 0 | 30.5546 | 0 | 0 | 1.0097 | 0
720 | 30 | 30 | 1 | Thursday | 23 | 0 | 0 | 0 | 6.1377 | 11.0335 | 0.93 | 0 | 0.0151 | 0 | 0 | 17.1503 | 0 | 0 | 1.0097 | 0
721 | 31 | 31 | 1 | Friday | 0 | 0 | 0 | 0 | 5.1885 | 10.3969 | 0.93 | 0 | 0.0151 | 0 | 0 | 15.5685 | 0 | 0 | 1.0097 | 0
722 | 31 | 31 | 1 | Friday | 1 | 0 | 0 | 0 | 5.1829 | 10.3969 | 0.93 | 0 | 0.0151 | 0 | 0 | 15.5685 | 0 | 0 | 1.0097 | 0
723 | 31 | 31 | 1 | Friday | 2 | 0 | 0 | 0 | 5.1829 | 10.3969 | 0.93 | 0 | 0.0151 | 0 | 0 | 15.5685 | 0 | 0 | 1.0097 | 0
724 | 31 | 31 | 1 | Friday | 3 | 0 | 0 | 0 | 5.1829 | 10.3969 | 0.93 | 0 | 0.0151 | 0 | 0 | 15.5685 | 0 | 0 | 1.0097 | 0
725 | 31 | 31 | 1 | Friday | 4 | 0 | 0 | 0 | 5.6548 | 10.3969 | 0.93 | 0 | 0.0151 | 0 | 0 | 16.0404 | 0 | 0 | 1.0097 | 0
726 | 31 | 31 | 1 | Friday | 5 | 84.01 | 0 | 27.1709 | 8.8552 | 14.4831 | 1.489 | 0 | 0.4936 | 0 | 0 | 50.9764 | 0 | 0 | 85.6386 | 0
727 | 31 | 31 | 1 | Friday | 6 | 75.745 | 0 | 27.1709 | 17.0169 | 21.1313 | 1.303 | 0 | 0.4692 | 0 | 0 | 65.7547 | 0 | 0 | 77.1695 | 0
728 | 31 | 31 | 1 | Friday | 7 | 57.406 | 0 | 27.1709 | 28.3214 | 37.109 | 3.536 | 0 | 0.4488 | 8.4 | 0 | 101.4445 | 0 | 0 | 61.2689 | 0
729 | 31 | 31 | 1 | Friday | 8 | 17.204 | 0 | 27.1709 | 55.1538 | 79.9326 | 6.513 | 0 | 0.3535 | 16.56 | 0.2212 | 179.1843 | 0 | 0 | 24.2713 | 0
730 | 31 | 31 | 1 | Friday | 9 | 13.329 | 0 | 27.1709 | 56.7393 | 84.3871 | 7.071 | 0 | 0.3211 | 10.32 | 1.9855 | 178.9311 | 0 | 0 | 21.0004 | 0
731 | 31 | 31 | 1 | Friday | 10 | 12.501 | 0 | 27.1709 | 48.9522 | 85.6606 | 7.257 | 0 | 0.3111 | 8.88 | 4.8873 | 170.9723 | 0 | 0 | 20.3738 | 0
732 | 31 | 31 | 1 | Friday | 11 | 9.451 | 0 | 27.1709 | 44.8084 | 85.6606 | 8.746 | 0 | 0.2884 | 10.32 | 7.656 | 168.2419 | 0 | 0 | 18.9397 | 0
733 | 31 | 31 | 1 | Friday | 12 | 11.6 | 0 | 27.1709 | 42.2183 | 78.8121 | 10.607 | 0 | 0.3542 | 13.92 | 11.3579 | 162.4812 | 0 | 0 | 23.1059 | 0
734 | 31 | 31 | 1 | Friday | 13 | 7.878 | 0 | 27.1709 | 45.6964 | 85.6606 | 10.048 | 0 | 0.2862 | 11.52 | 13.8908 | 170.3316 | 0 | 0 | 18.7789 | 0
735 | 31 | 31 | 1 | Friday | 14 | 7.352 | 0 | 27.1709 | 45.0308 | 85.6606 | 6.327 | 0 | 0.2148 | 8.88 | 11.3061 | 166.9459 | 0 | 0 | 14.2167 | 0
736 | 31 | 31 | 1 | Friday | 15 | 6.723 | 0 | 27.1709 | 46.6982 | 85.6606 | 6.141 | 0 | 0.2021 | 8.88 | 6.2786 | 168.6005 | 0 | 0 | 13.3864 | 0
737 | 31 | 31 | 1 | Friday | 16 | 5.882 | 0 | 27.1709 | 57.979 | 85.2073 | 8.188 | 0 | 0.2236 | 11.04 | 1.9443 | 181.6071 | 0 | 0 | 14.7655 | 0
738 | 31 | 31 | 1 | Friday | 17 | 15.921 | 0 | 27.1709 | 43.3704 | 55.9825 | 4.838 | 0 | 0.3245 | 14.88 | 0.3335 | 141.7138 | 0 | 0 | 21.1695 | 0
739 | 31 | 31 | 1 | Friday | 18 | 15.5 | 0 | 13.5854 | 30.6763 | 40.9205 | 3.908 | 0 | 0.2416 | 4.8 | 0 | 90.171 | 0 | 0 | 19.7457 | 0
740 | 31 | 31 | 1 | Friday | 19 | 0 | 0 | 0 | 28.3042 | 40.0131 | 2.791 | 0 | 0.0454 | 2.88 | 0 | 71.1964 | 0 | 0 | 3.0295 | 0
741 | 31 | 31 | 1 | Friday | 20 | 0 | 0 | 0 | 24.1068 | 33.1724 | 3.163 | 0 | 0.0515 | 0.96 | 0 | 58.2379 | 0 | 0 | 3.4335 | 0
742 | 31 | 31 | 1 | Friday | 21 | 0 | 0 | 0 | 24.1068 | 32.719 | 1.489 | 0 | 0.0242 | 0.96 | 0 | 57.7572 | 0 | 0 | 1.6156 | 0
743 | 31 | 31 | 1 | Friday | 22 | 0 | 0 | 0 | 12.7362 | 17.8393 | 0.93 | 0 | 0.0151 | 0 | 0 | 30.5546 | 0 | 0 | 1.0097 | 0
744 | 31 | 31 | 1 | Friday | 23 | 0 | 0 | 0 | 6.1377 | 11.0335 | 0.93 | 0 | 0.0151 | 0 | 0 | 17.1503 | 0 | 0 | 1.0097 | 0
745 | 32 | 1 | 2 | Saturday | 0 | 0 | 0 | 0 | 5.3495 | 10.6091 | 0.93 | 0 | 0.0151 | 0 | 0 | 15.9385 | 0 | 0 | 1.0097 | 0
746 | 32 | 1 | 2 | Saturday | 1 | 0 | 0 | 0 | 5.1845 | 10.3969 | 0.93 | 0 | 0.0151 | 0 | 0 | 15.5685 | 0 | 0 | 1.0097 | 0
747 | 32 | 1 | 2 | Saturday | 2 | 0 | 0 | 0 | 5.1845 | 10.3969 | 0.93 | 0 | 0.0151 | 0 | 0 | 15.5685 | 0 | 0 | 1.0097 | 0
748 | 32 | 1 | 2 | Saturday | 3 | 0 | 0 | 0 | 5.1845 | 10.3969 | 0.93 | 0 | 0.0151 | 0 | 0 | 15.5685 | 0 | 0 | 1.0097 | 0
749 | 32 | 1 | 2 | Saturday | 4 | 0 | 0 | 0 | 5.1845 | 10.3969 | 0.93 | 0 | 0.0151 | 0 | 0 | 15.5685 | 0 | 0 | 1.0097 | 0
750 | 32 | 1 | 2 | Saturday | 5 | 0 | 0 | 0 | 5.6564 | 10.3969 | 1.489 | 0 | 0.0242 | 0 | 0 | 16.0495 | 0 | 0 | 1.6157 | 0
751 | 32 | 1 | 2 | Saturday | 6 | 0 | 0 | 0 | 10.2167 | 14.454 | 1.303 | 0 | 0.0212 | 0 | 0 | 24.6599 | 0 | 0 | 1.4137 | 0
752 | 32 | 1 | 2 | Saturday | 7 | 0 | 0 | 0 | 14.0996 | 18.078 | 2.047 | 0 | 0.0333 | 3.84 | 0 | 36.0381 | 0 | 0 | 2.2215 | 0
753 | 32 | 1 | 2 | Saturday | 8 | 0 | 0 | 0 | 23.4584 | 33.4891 | 2.791 | 0 | 0.0454 | 3.36 | 0.1595 | 60.3281 | 0 | 0 | 3.0296 | 0
754 | 32 | 1 | 2 | Saturday | 9 | 0 | 0 | 0 | 25.502 | 36.0383 | 3.908 | 0 | 0.0636 | 5.04 | 1.3136 | 66.6247 | 0 | 0 | 4.2412 | 0
755 | 32 | 1 | 2 | Saturday | 10 | 0 | 0 | 0 | 24.6944 | 36.8872 | 3.536 | 0 | 0.0575 | 4.32 | 2.7102 | 65.94 | 0 | 0 | 3.8373 | 0
756 | 32 | 1 | 2 | Saturday | 11 | 0 | 0 | 0 | 22.5866 | 36.8872 | 4.28 | 0 | 0.0697 | 6 | 4.7289 | 65.5155 | 0 | 0 | 4.645 | 0
757 | 32 | 1 | 2 | Saturday | 12 | 0 | 0 | 0 | 16.6867 | 26.6109 | 3.722 | 0 | 0.0606 | 5.04 | 6.7372 | 48.3629 | 0 | 0 | 4.0391 | 0
758 | 32 | 1 | 2 | Saturday | 13 | 0 | 0 | 0 | 16.6127 | 26.1571 | 3.536 | 0 | 0.0575 | 3.12 | 6.8831 | 45.9058 | 0 | 0 | 3.8373 | 0
759 | 32 | 1 | 2 | Saturday | 14 | 0 | 0 | 0 | 16.6332 | 26.1571 | 2.791 | 0 | 0.0454 | 1.92 | 5.3695 | 44.7101 | 0 | 0 | 3.0295 | 0
760 | 32 | 1 | 2 | Saturday | 15 | 0 | 0 | 0 | 17.5478 | 26.1571 | 2.233 | 0 | 0.0363 | 0.96 | 3.9853 | 44.6525 | 0 | 0 | 2.4235 | 0
761 | 32 | 1 | 2 | Saturday | 16 | 0 | 0 | 0 | 19.0514 | 26.1571 | 2.605 | 0 | 0.0424 | 1.2 | 1.6756 | 46.4029 | 0 | 0 | 2.8276 | 0
762 | 32 | 1 | 2 | Saturday | 17 | 0 | 0 | 0 | 13.8141 | 19.2871 | 1.303 | 0 | 0.0212 | 1.44 | 0.3175 | 34.5072 | 0 | 0 | 1.4137 | 0
763 | 32 | 1 | 2 | Saturday | 18 | 0 | 0 | 0 | 13.8322 | 19.2871 | 1.303 | 0 | 0.0212 | 0 | 0 | 33.0766 | 0 | 0 | 1.4138 | 0
764 | 32 | 1 | 2 | Saturday | 19 | 0 | 0 | 0 | 13.8322 | 19.2871 | 1.303 | 0 | 0.0212 | 0 | 0 | 33.0766 | 0 | 0 | 1.4138 | 0
765 | 32 | 1 | 2 | Saturday | 20 | 0 | 0 | 0 | 13.8282 | 19.2871 | 1.303 | 0 | 0.0212 | 0 | 0 | 33.0766 | 0 | 0 | 1.4138 | 0
766 | 32 | 1 | 2 | Saturday | 21 | 0 | 0 | 0 | 13.8282 | 19.2871 | 1.675 | 0 | 0.0272 | 0 | 0 | 33.0826 | 0 | 0 | 1.8178 | 0
767 | 32 | 1 | 2 | Saturday | 22 | 0 | 0 | 0 | 12.5503 | 17.5892 | 0.93 | 0 | 0.0151 | 0 | 0 | 30.1106 | 0 | 0 | 1.0097 | 0
768 | 32 | 1 | 2 | Saturday | 23 | 0 | 0 | 0 | 6.6175 | 11.0335 | 0.93 | 0 | 0.0151 | 0 | 0 | 17.6222 | 0 | 0 | 1.0097 | 0
769 | 33 | 2 | 2 | Sunday | 0 | 0 | 0 | 0 | 5.3583 | 10.6091 | 0.744 | 0 | 0.0121 | 0 | 0 | 15.9354 | 0 | 0 | 0.8077 | 0
770 | 33 | 2 | 2 | Sunday | 1 | 0 | 0 | 0 | 5.2005 | 10.3969 | 0.744 | 0 | 0.0121 | 0 | 0 | 15.5655 | 0 | 0 | 0.8078 | 0
771 | 33 | 2 | 2 | Sunday | 2 | 0 | 0 | 0 | 5.1909 | 10.3969 | 0.744 | 0 | 0.0121 | 0 | 0 | 15.5655 | 0 | 0 | 0.8078 | 0
772 | 33 | 2 | 2 | Sunday | 3 | 0 | 0 | 0 | 5.1909 | 10.3969 | 0.744 | 0 | 0.0121 | 0 | 0 | 15.5655 | 0 | 0 | 0.8078 | 0
773 | 33 | 2 | 2 | Sunday | 4 | 0 | 0 | 0 | 5.1909 | 10.3969 | 0.744 | 0 | 0.0121 | 0 | 0 | 15.5655 | 0 | 0 | 0.8078 | 0
774 | 33 | 2 | 2 | Sunday | 5 | 0 | 0 | 0 | 5.6628 | 10.3969 | 1.303 | 0 | 0.0212 | 0 | 0 | 16.0465 | 0 | 0 | 1.4138 | 0
775 | 33 | 2 | 2 | Sunday | 6 | 0 | 0 | 0 | 6.1433 | 11.0335 | 0.744 | 0 | 0.0121 | 0 | 0 | 17.1473 | 0 | 0 | 0.8077 | 0
776 | 33 | 2 | 2 | Sunday | 7 | 0 | 0 | 0 | 9.5606 | 14.6575 | 0.744 | 0 | 0.0121 | 0 | 0 | 24.1886 | 0 | 0 | 0.8078 | 0
777 | 33 | 2 | 2 | Sunday | 8 | 0 | 0 | 0 | 10.1943 | 15.5065 | 0.744 | 0 | 0.0121 | 0 | 0.2737 | 25.6609 | 0 | 0 | 0.8078 | 0
778 | 33 | 2 | 2 | Sunday | 9 | 0 | 0 | 0 | 9.5676 | 15.5065 | 0.744 | 0 | 0.0121 | 0 | 3.1215 | 25.0341 | 0 | 0 | 0.8078 | 0
779 | 33 | 2 | 2 | Sunday | 10 | 0 | 0 | 0 | 9.3238 | 16.3554 | 0.744 | 0 | 0.0121 | 0 | 7.9487 | 25.649 | 0 | 0 | 0.8078 | 0
780 | 33 | 2 | 2 | Sunday | 11 | 0 | 0 | 0 | 9.0502 | 16.3554 | 1.116 | 0 | 0.0182 | 0 | 9.9533 | 25.3758 | 0 | 0 | 1.2117 | 0
781 | 33 | 2 | 2 | Sunday | 12 | 0 | 0 | 0 | 11.9926 | 20.794 | 1.116 | 0 | 0.0182 | 0 | 10.692 | 32.7624 | 0 | 0 | 1.2117 | 0
782 | 33 | 2 | 2 | Sunday | 13 | 0 | 0 | 0 | 12.2151 | 20.794 | 1.675 | 0 | 0.0272 | 0 | 10.7065 | 32.9955 | 0 | 0 | 1.8178 | 0
783 | 33 | 2 | 2 | Sunday | 14 | 0 | 0 | 0 | 12.6488 | 20.794 | 1.116 | 0 | 0.0182 | 0 | 7.7565 | 33.421 | 0 | 0 | 1.2117 | 0
784 | 33 | 2 | 2 | Sunday | 15 | 0 | 0 | 0 | 13.1796 | 20.794 | 0.744 | 0 | 0.0121 | 0 | 4.2142 | 33.9506 | 0 | 0 | 0.8077 | 0
785 | 33 | 2 | 2 | Sunday | 16 | 0 | 0 | 0 | 14.0303 | 20.3695 | 0.744 | 0 | 0.0121 | 0 | 1.712 | 34.3607 | 0 | 0 | 0.8078 | 0
786 | 33 | 2 | 2 | Sunday | 17 | 0 | 0 | 0 | 14.1451 | 19.916 | 0.744 | 0 | 0.0121 | 0 | 0.335 | 34.0236 | 0 | 0 | 0.8078 | 0
787 | 33 | 2 | 2 | Sunday | 18 | 0 | 0 | 0 | 14.1691 | 19.916 | 0.744 | 0 | 0.0121 | 0 | 0 | 34.0452 | 0 | 0 | 0.8078 | 0
788 | 33 | 2 | 2 | Sunday | 19 | 0 | 0 | 0 | 14.1675 | 19.916 | 0.744 | 0 | 0.0121 | 0 | 0 | 34.0452 | 0 | 0 | 0.8078 | 0
789 | 33 | 2 | 2 | Sunday | 20 | 0 | 0 | 0 | 13.6956 | 19.916 | 0.744 | 0 | 0.0121 | 0 | 0 | 33.5733 | 0 | 0 | 0.8078 | 0
790 | 33 | 2 | 2 | Sunday | 21 | 0 | 0 | 0 | 13.6956 | 19.916 | 1.303 | 0 | 0.0212 | 0 | 0 | 33.5824 | 0 | 0 | 1.4138 | 0
791 | 33 | 2 | 2 | Sunday | 22 | 0 | 0 | 0 | 6.2927 | 11.8825 | 0.744 | 0 | 0.0121 | 0 | 0 | 18.1553 | 0 | 0 | 0.8077 | 0
792 | 33 | 2 | 2 | Sunday | 23 | 0 | 0 | 0 | 5.6618 | 11.0335 | 0.744 | 0 | 0.0121 | 0 | 0 | 16.6754 | 0 | 0 | 0.8078 | 0
793 | 34 | 3 | 2 | Monday | 0 | 0 | 0 | 0 | 5.1885 | 10.3969 | 0.93 | 0 | 0.0151 | 0 | 0 | 15.5685 | 0 | 0 | 1.0097 | 0
794 | 34 | 3 | 2 | Monday | 1 | 0.274 | 0 | 0 | 5.1829 | 10.3969 | 0.93 | 0 | 0.0192 | 0 | 0 | 15.5726 | 0 | 0 | 1.2842 | 0
795 | 34 | 3 | 2 | Monday | 2 | 0.589 | 0 | 0 | 5.1829 | 10.3969 | 0.93 | 0 | 0.0238 | 0 | 0 | 15.5772 | 0 | 0 | 1.5986 | 0
796 | 34 | 3 | 2 | Monday | 3 | 0.519 | 0 | 0 | 5.1829 | 10.3969 | 0.93 | 0 | 0.0228 | 0 | 0 | 15.5762 | 0 | 0 | 1.5289 | 0
797 | 34 | 3 | 2 | Monday | 4 | 0.62 | 0 | 0 | 5.6548 | 10.3969 | 0.93 | 0 | 0.0243 | 0 | 0 | 16.0496 | 0 | 0 | 1.6302 | 0
798 | 34 | 3 | 2 | Monday | 5 | 106.873 | 0 | 27.1709 | 8.8552 | 14.4831 | 1.489 | 0 | 0.5398 | 0 | 0 | 51.0225 | 0 | 0 | 108.5033 | 0
799 | 34 | 3 | 2 | Monday | 6 | 109.32 | 0 | 27.1709 | 17.0169 | 21.1313 | 1.303 | 0 | 0.5372 | 0 | 0 | 65.8227 | 0 | 0 | 110.7459 | 0
800 | 34 | 3 | 2 | Monday | 7 | 95.942 | 0 | 27.1709 | 28.3214 | 37.109 | 3.536 | 0 | 0.5097 | 8.4 | 0 | 101.5054 | 0 | 0 | 99.8123 | 0
801 | 34 | 3 | 2 | Monday | 8 | 37.256 | 0 | 27.1709 | 55.1194 | 79.9326 | 6.513 | 0 | 0.4335 | 16.56 | 0.3002 | 179.23 | 0 | 0 | 44.3536 | 0
802 | 34 | 3 | 2 | Monday | 9 | 28.865 | 0 | 27.1709 | 54.5754 | 84.3871 | 7.071 | 0 | 0.4237 | 10.32 | 2.7463 | 176.8699 | 0 | 0 | 36.5611 | 0
803 | 34 | 3 | 2 | Monday | 10 | 26.858 | 0 | 27.1709 | 46.603 | 85.6606 | 7.257 | 0 | 0.4213 | 8.88 | 5.8137 | 168.7333 | 0 | 0 | 34.7524 | 0
804 | 34 | 3 | 2 | Monday | 11 | 23.023 | 0 | 27.1709 | 42.9898 | 85.6606 | 8.746 | 0 | 0.4183 | 10.32 | 7.1682 | 166.5531 | 0 | 0 | 32.5309 | 0
805 | 34 | 3 | 2 | Monday | 12 | 30.373 | 0 | 27.1709 | 39.5528 | 78.8121 | 10.607 | 0 | 0.4266 | 13.92 | 8.4957 | 159.888 | 0 | 0 | 41.9301 | 0
806 | 34 | 3 | 2 | Monday | 13 | 20.408 | 0 | 27.1709 | 41.867 | 85.6606 | 10.048 | 0 | 0.417 | 11.52 | 9.3216 | 166.633 | 0 | 0 | 31.3262 | 0
807 | 34 | 3 | 2 | Monday | 14 | 18.273 | 0 | 27.1709 | 42.9375 | 85.6606 | 6.327 | 0 | 0.3879 | 8.88 | 8.2049 | 165.0257 | 0 | 0 | 25.1351 | 0
808 | 34 | 3 | 2 | Monday | 15 | 17.477 | 0 | 27.1709 | 45.8713 | 85.6606 | 6.141 | 0 | 0.3717 | 8.88 | 5.2087 | 167.9432 | 0 | 0 | 24.1382 | 0
809 | 34 | 3 | 2 | Monday | 16 | 17.075 | 0 | 27.1709 | 54.8421 | 85.2073 | 8.188 | 0 | 0.4003 | 11.04 | 2.0478 | 178.6471 | 0 | 0 | 25.9555 | 0
810 | 34 | 3 | 2 | Monday | 17 | 37.009 | 0 | 27.1709 | 43.2608 | 55.9825 | 4.838 | 0 | 0.4265 | 14.88 | 0.4058 | 141.7062 | 0 | 0 | 42.2804 | 0
811 | 34 | 3 | 2 | Monday | 18 | 28.589 | 0 | 13.5854 | 30.6763 | 40.9205 | 3.908 | 0 | 0.257 | 4.8 | 0 | 90.1864 | 0 | 0 | 32.8431 | 0
812 | 34 | 3 | 2 | Monday | 19 | 0 | 0 | 0 | 28.3042 | 40.0131 | 2.791 | 0 | 0.0454 | 2.88 | 0 | 71.1964 | 0 | 0 | 3.0295 | 0
813 | 34 | 3 | 2 | Monday | 20 | 0 | 0 | 0 | 24.1068 | 33.1724 | 3.163 | 0 | 0.0515 | 0.96 | 0 | 58.2379 | 0 | 0 | 3.4335 | 0
814 | 34 | 3 | 2 | Monday | 21 | 0 | 0 | 0 | 24.1068 | 32.719 | 1.489 | 0 | 0.0242 | 0.96 | 0 | 57.7572 | 0 | 0 | 1.6156 | 0
815 | 34 | 3 | 2 | Monday | 22 | 0 | 0 | 0 | 12.7362 | 17.8393 | 0.93 | 0 | 0.0151 | 0 | 0 | 30.5546 | 0 | 0 | 1.0097 | 0
816 | 34 | 3 | 2 | Monday | 23 | 0 | 0 | 0 | 6.1377 | 11.0335 | 0.93 | 0 | 0.0151 | 0 | 0 | 17.1503 | 0 | 0 | 1.0097 | 0
817 | 35 | 4 | 2 | Tuesday | 0 | 0 | 0 | 0 | 5.1885 | 10.3969 | 0.93 | 0 | 0.0151 | 0 | 0 | 15.5685 | 0 | 0 | 1.0097 | 0
818 | 35 | 4 | 2 | Tuesday | 1 | 0 | 0 | 0 | 5.1829 | 10.3969 | 0.93 | 0 | 0.0151 | 0 | 0 | 15.5685 | 0 | 0 | 1.0097 | 0
819 | 35 | 4 | 2 | Tuesday | 2 | 0 | 0 | 0 | 5.1829 | 10.3969 | 0.93 | 0 | 0.0151 | 0 | 0 | 15.5685 | 0 | 0 | 1.0097 | 0
820 | 35 | 4 | 2 | Tuesday | 3 | 0 | 0 | 0 | 5.1829 | 10.3969 | 0.93 | 0 | 0.0151 | 0 | 0 | 15.5685 | 0 | 0 | 1.0097 | 0
821 | 35 | 4 | 2 | Tuesday | 4 | 0 | 0 | 0 | 5.6548 | 10.3969 | 0.93 | 0 | 0.0151 | 0 | 0 | 16.0404 | 0 | 0 | 1.0097 | 0
822 | 35 | 4 | 2 | Tuesday | 5 | 105.706 | 0 | 27.1709 | 8.8552 | 14.4831 | 1.489 | 0 | 0.5377 | 0 | 0 | 51.0205 | 0 | 0 | 107.3362 | 0
823 | 35 | 4 | 2 | Tuesday | 6 | 108.272 | 0 | 27.1709 | 17.0169 | 21.1313 | 1.303 | 0 | 0.5347 | 0 | 0 | 65.8201 | 0 | 0 | 109.6978 | 0
824 | 35 | 4 | 2 | Tuesday | 7 | 94.999 | 0 | 27.1709 | 28.3214 | 37.109 | 3.536 | 0 | 0.5065 | 8.4 | 0 | 101.5022 | 0 | 0 | 98.8693 | 0
825 | 35 | 4 | 2 | Tuesday | 8 | 32.265 | 0 | 27.1709 | 54.8626 | 79.9326 | 6.513 | 0 | 0.4278 | 16.56 | 0.4648 | 178.9674 | 0 | 0 | 39.3547 | 0
826 | 35 | 4 | 2 | Tuesday | 9 | 23.932 | 0 | 27.1709 | 52.2002 | 84.3871 | 7.071 | 0 | 0.4183 | 10.32 | 5.4109 | 174.4892 | 0 | 0 | 31.6162 | 0
827 | 35 | 4 | 2 | Tuesday | 10 | 21.493 | 0 | 27.1709 | 47.8318 | 85.6606 | 7.257 | 0 | 0.4159 | 8.88 | 11.3021 | 169.9567 | 0 | 0 | 29.3732 | 0
828 | 35 | 4 | 2 | Tuesday | 11 | 17.66 | 0 | 27.1709 | 43.3388 | 85.6606 | 8.746 | 0 | 0.4127 | 10.32 | 15.4988 | 166.8966 | 0 | 0 | 27.1482 | 0
829 | 35 | 4 | 2 | Tuesday | 12 | 22.559 | 0 | 27.1709 | 38.4288 | 78.8121 | 10.607 | 0 | 0.4189 | 13.92 | 16.6872 | 158.7563 | 0 | 0 | 34.0947 | 0
830 | 35 | 4 | 2 | Tuesday | 13 | 15.206 | 0 | 27.1709 | 40.8986 | 85.6606 | 10.048 | 0 | 0.3984 | 11.52 | 13.4098 | 165.6461 | 0 | 0 | 26.1059 | 0
831 | 35 | 4 | 2 | Tuesday | 14 | 13.919 | 0 | 27.1709 | 41.6537 | 85.6606 | 6.327 | 0 | 0.3177 | 8.88 | 8.2265 | 163.6716 | 0 | 0 | 20.7823 | 0
832 | 35 | 4 | 2 | Tuesday | 15 | 13.568 | 0 | 27.1709 | 45.4128 | 85.6606 | 6.141 | 0 | 0.3089 | 8.88 | 4.5657 | 167.422 | 0 | 0 | 20.2294 | 0
833 | 35 | 4 | 2 | Tuesday | 16 | 12.7 | 0 | 27.1709 | 56.4901 | 85.2073 | 8.188 | 0 | 0.3301 | 11.04 | 1.8513 | 180.2248 | 0 | 0 | 21.5825 | 0
834 | 35 | 4 | 2 | Tuesday | 17 | 28.159 | 0 | 27.1709 | 43.3408 | 55.9825 | 4.838 | 0 | 0.4131 | 14.88 | 0.3366 | 141.7729 | 0 | 0 | 33.4204 | 0
835 | 35 | 4 | 2 | Tuesday | 18 | 24.921 | 0 | 13.5854 | 30.6763 | 40.9205 | 3.908 | 0 | 0.2527 | 4.8 | 0 | 90.1821 | 0 | 0 | 29.1731 | 0
836 | 35 | 4 | 2 | Tuesday | 19 | 0 | 0 | 0 | 28.3042 | 40.0131 | 2.791 | 0 | 0.0454 | 2.88 | 0 | 71.1964 | 0 | 0 | 3.0295 | 0
837 | 35 | 4 | 2 | Tuesday | 20 | 0 | 0 | 0 | 24.1068 | 33.1724 | 3.163 | 0 | 0.0515 | 0.96 | 0 | 58.2379 | 0 | 0 | 3.4335 | 0
838 | 35 | 4 | 2 | Tuesday | 21 | 0 | 0 | 0 | 24.1068 | 32.719 | 1.489 | 0 | 0.0242 | 0.96 | 0 | 57.7572 | 0 | 0 | 1.6156 | 0
839 | 35 | 4 | 2 | Tuesday | 22 | 0 | 0 | 0 | 12.7362 | 17.8393 | 0.93 | 0 | 0.0151 | 0 | 0 | 30.5546 | 0 | 0 | 1.0097 | 0
840 | 35 | 4 | 2 | Tuesday | 23 | 0 | 0 | 0 | 6.1377 | 11.0335 | 0.93 | 0 | 0.0151 | 0 | 0 | 17.1503 | 0 | 0 | 1.0097 | 0
841 | 36 | 5 | 2 | Wednesday | 0 | 0 | 0 | 0 | 5.1885 | 10.3969 | 0.93 | 0 | 0.0151 | 0 | 0 | 15.5685 | 0 | 0 | 1.0097 | 0
842 | 36 | 5 | 2 | Wednesday | 1 | 0 | 0 | 0 | 5.1829 | 10.3969 | 0.93 | 0 | 0.0151 | 0 | 0 | 15.5685 | 0 | 0 | 1.0097 | 0
843 | 36 | 5 | 2 | Wednesday | 2 | 0 | 0 | 0 | 5.1829 | 10.3969 | 0.93 | 0 | 0.0151 | 0 | 0 | 15.5685 | 0 | 0 | 1.0097 | 0
844 | 36 | 5 | 2 | Wednesday | 3 | 0 | 0 | 0 | 5.1829 | 10.3969 | 0.93 | 0 | 0.0151 | 0 | 0 | 15.5685 | 0 | 0 | 1.0097 | 0
845 | 36 | 5 | 2 | Wednesday | 4 | 0 | 0 | 0 | 5.6548 | 10.3969 | 0.93 | 0 | 0.0151 | 0 | 0 | 16.0404 | 0 | 0 | 1.0097 | 0
846 | 36 | 5 | 2 | Wednesday | 5 | 100.881 | 0 | 27.1709 | 8.8552 | 14.4831 | 1.489 | 0 | 0.527 | 0 | 0 | 51.0098 | 0 | 0 | 102.511 | 0
847 | 36 | 5 | 2 | Wednesday | 6 | 98.608 | 0 | 27.1709 | 17.0169 | 21.1313 | 1.303 | 0 | 0.5113 | 0 | 0 | 65.7967 | 0 | 0 | 100.0341 | 0
848 | 36 | 5 | 2 | Wednesday | 7 | 82.709 | 0 | 27.1709 | 28.3214 | 37.109 | 3.536 | 0 | 0.4833 | 8.4 | 0 | 101.479 | 0 | 0 | 86.5775 | 0
849 | 36 | 5 | 2 | Wednesday | 8 | 25.537 | 0 | 27.1709 | 55.0944 | 79.9326 | 6.513 | 0 | 0.4204 | 16.56 | 0.3142 | 179.1919 | 0 | 0 | 32.6136 | 0
850 | 36 | 5 | 2 | Wednesday | 9 | 18.716 | 0 | 27.1709 | 54.4796 | 84.3871 | 7.071 | 0 | 0.4056 | 10.32 | 3.3177 | 176.756 | 0 | 0 | 26.3863 | 0
851 | 36 | 5 | 2 | Wednesday | 10 | 17.203 | 0 | 27.1709 | 47.4875 | 85.6606 | 7.257 | 0 | 0.3865 | 8.88 | 8.3949 | 169.583 | 0 | 0 | 25.0748 | 0
852 | 36 | 5 | 2 | Wednesday | 11 | 13.663 | 0 | 27.1709 | 44.3187 | 85.6606 | 8.746 | 0 | 0.3551 | 10.32 | 12.9554 | 167.8188 | 0 | 0 | 23.1496 | 0
853 | 36 | 5 | 2 | Wednesday | 12 | 15.992 | 0 | 27.1709 | 40.5869 | 78.8121 | 10.607 | 0 | 0.4115 | 13.92 | 14.2491 | 160.907 | 0 | 0 | 27.5008 | 0
854 | 36 | 5 | 2 | Wednesday | 13 | 11.943 | 0 | 27.1709 | 41.9309 | 85.6606 | 10.048 | 0 | 0.3502 | 11.52 | 13.3489 | 166.6301 | 0 | 0 | 22.8433 | 0
855 | 36 | 5 | 2 | Wednesday | 14 | 11.246 | 0 | 27.1709 | 41.7514 | 85.6606 | 6.327 | 0 | 0.2754 | 8.88 | 11.7344 | 163.7271 | 0 | 0 | 18.1096 | 0
856 | 36 | 5 | 2 | Wednesday | 15 | 10.717 | 0 | 27.1709 | 45.5111 | 85.6606 | 6.141 | 0 | 0.264 | 8.88 | 7.7651 | 167.4753 | 0 | 0 | 17.379 | 0
857 | 36 | 5 | 2 | Wednesday | 16 | 9.445 | 0 | 27.1709 | 53.9361 | 85.2073 | 8.188 | 0 | 0.2788 | 11.04 | 3.2252 | 177.6194 | 0 | 0 | 18.3275 | 0
858 | 36 | 5 | 2 | Wednesday | 17 | 21.877 | 0 | 27.1709 | 43.1806 | 55.9825 | 4.838 | 0 | 0.3947 | 14.88 | 0.4736 | 141.5943 | 0 | 0 | 27.1292 | 0
859 | 36 | 5 | 2 | Wednesday | 18 | 19.942 | 0 | 13.5854 | 30.6763 | 40.9205 | 3.908 | 0 | 0.2476 | 4.8 | 0 | 90.177 | 0 | 0 | 24.1914 | 0
860 | 36 | 5 | 2 | Wednesday | 19 | 0 | 0 | 0 | 28.3042 | 40.0131 | 2.791 | 0 | 0.0454 | 2.88 | 0 | 71.1964 | 0 | 0 | 3.0295 | 0
861 | 36 | 5 | 2 | Wednesday | 20 | 0 | 0 | 0 | 24.1068 | 33.1724 | 3.163 | 0 | 0.0515 | 0.96 | 0 | 58.2379 | 0 | 0 | 3.4335 | 0
862 | 36 | 5 | 2 | Wednesday | 21 | 0 | 0 | 0 | 24.1068 | 32.719 | 1.489 | 0 | 0.0242 | 0.96 | 0 | 57.7572 | 0 | 0 | 1.6156 | 0
863 | 36 | 5 | 2 | Wednesday | 22 | 0 | 0 | 0 | 12.7362 | 17.8393 | 0.93 | 0 | 0.0151 | 0 | 0 | 30.5546 | 0 | 0 | 1.0097 | 0
864 | 36 | 5 | 2 | Wednesday | 23 | 0 | 0 | 0 | 6.1377 | 11.0335 | 0.93 | 0 | 0.0151 | 0 | 0 | 17.1503 | 0 | 0 | 1.0097 | 0
865 | 37 | 6 | 2 | Thursday | 0 | 0 | 0 | 0 | 5.1885 | 10.3969 | 0.93 | 0 | 0.0151 | 0 | 0 | 15.5685 | 0 | 0 | 1.0097 | 0
866 | 37 | 6 | 2 | Thursday | 1 | 0 | 0 | 0 | 5.1829 | 10.3969 | 0.93 | 0 | 0.0151 | 0 | 0 | 15.5685 | 0 | 0 | 1.0097 | 0
867 | 37 | 6 | 2 | Thursday | 2 | 0 | 0 | 0 | 5.1829 | 10.3969 | 0.93 | 0 | 0.0151 | 0 | 0 | 15.5685 | 0 | 0 | 1.0097 | 0
868 | 37 | 6 | 2 | Thursday | 3 | 0 | 0 | 0 | 5.1829 | 10.3969 | 0.93 | 0 | 0.0151 | 0 | 0 | 15.5685 | 0 | 0 | 1.0097 | 0
869 | 37 | 6 | 2 | Thursday | 4 | 0 | 0 | 0 | 5.6548 | 10.3969 | 0.93 | 0 | 0.0151 | 0 | 0 | 16.0404 | 0 | 0 | 1.0097 | 0
870 | 37 | 6 | 2 | Thursday | 5 | 100.743 | 0 | 27.1709 | 8.8552 | 14.4831 | 1.489 | 0 | 0.5264 | 0 | 0 | 51.0092 | 0 | 0 | 102.3724 | 0
871 | 37 | 6 | 2 | Thursday | 6 | 100.905 | 0 | 27.1709 | 17.0169 | 21.1313 | 1.303 | 0 | 0.5154 | 0 | 0 | 65.8009 | 0 | 0 | 102.3304 | 0
872 | 37 | 6 | 2 | Thursday | 7 | 84.756 | 0 | 27.1709 | 28.3214 | 37.109 | 3.536 | 0 | 0.4863 | 8.4 | 0 | 101.482 | 0 | 0 | 88.6251 | 0
873 | 37 | 6 | 2 | Thursday | 8 | 25.048 | 0 | 27.1709 | 54.8902 | 79.9326 | 6.513 | 0 | 0.4199 | 16.56 | 0.4654 | 178.9872 | 0 | 0 | 32.1222 | 0
874 | 37 | 6 | 2 | Thursday | 9 | 17.635 | 0 | 27.1709 | 52.1262 | 84.3871 | 7.071 | 0 | 0.3899 | 10.32 | 5.2819 | 174.3868 | 0 | 0 | 25.3048 | 0
875 | 37 | 6 | 2 | Thursday | 10 | 14.982 | 0 | 27.1709 | 47.6787 | 85.6606 | 7.257 | 0 | 0.3507 | 8.88 | 12.0086 | 169.7385 | 0 | 0 | 22.8542 | 0
876 | 37 | 6 | 2 | Thursday | 11 | 11.133 | 0 | 27.1709 | 44.0814 | 85.6606 | 8.746 | 0 | 0.3149 | 10.32 | 17.7574 | 167.5414 | 0 | 0 | 20.6211 | 0
877 | 37 | 6 | 2 | Thursday | 12 | 13.565 | 0 | 27.1709 | 39.1446 | 78.8121 | 10.607 | 0 | 0.3856 | 13.92 | 20.6636 | 159.4388 | 0 | 0 | 25.0701 | 0
878 | 37 | 6 | 2 | Thursday | 13 | 9.471 | 0 | 27.1709 | 41.6386 | 85.6606 | 10.048 | 0 | 0.3112 | 11.52 | 20.189 | 166.2988 | 0 | 0 | 20.3721 | 0
879 | 37 | 6 | 2 | Thursday | 14 | 9.116 | 0 | 27.1709 | 42.6041 | 85.6606 | 6.327 | 0 | 0.2422 | 8.88 | 16.6146 | 164.5465 | 0 | 0 | 15.9807 | 0
880 | 37 | 6 | 2 | Thursday | 15 | 9.087 | 0 | 27.1709 | 46.5679 | 85.6606 | 6.141 | 0 | 0.2386 | 8.88 | 10.6112 | 168.5067 | 0 | 0 | 15.7493 | 0
881 | 37 | 6 | 2 | Thursday | 16 | 8.796 | 0 | 27.1709 | 53.6629 | 85.2073 | 8.188 | 0 | 0.2687 | 11.04 | 3.6989 | 177.3362 | 0 | 0 | 17.6792 | 0
882 | 37 | 6 | 2 | Thursday | 17 | 21.198 | 0 | 27.1709 | 43.1812 | 55.9825 | 4.838 | 0 | 0.3877 | 14.88 | 0.401 | 141.5878 | 0 | 0 | 26.4491 | 0
883 | 37 | 6 | 2 | Thursday | 18 | 19.544 | 0 | 13.5854 | 30.6763 | 40.9205 | 3.908 | 0 | 0.2472 | 4.8 | 0 | 90.1766 | 0 | 0 | 23.7929 | 0
884 | 37 | 6 | 2 | Thursday | 19 | 0 | 0 | 0 | 28.3042 | 40.0131 | 2.791 | 0 | 0.0454 | 2.88 | 0 | 71.1964 | 0 | 0 | 3.0295 | 0
885 | 37 | 6 | 2 | Thursday | 20 | 0 | 0 | 0 | 24.1068 | 33.1724 | 3.163 | 0 | 0.0515 | 0.96 | 0 | 58.2379 | 0 | 0 | 3.4335 | 0
886 | 37 | 6 | 2 | Thursday | 21 | 0 | 0 | 0 | 24.1068 | 32.719 | 1.489 | 0 | 0.0242 | 0.96 | 0 | 57.7572 | 0 | 0 | 1.6156 | 0
887 | 37 | 6 | 2 | Thursday | 22 | 0 | 0 | 0 | 12.7362 | 17.8393 | 0.93 | 0 | 0.0151 | 0 | 0 | 30.5546 | 0 | 0 | 1.0097 | 0
888 | 37 | 6 | 2 | Thursday | 23 | 0 | 0 | 0 | 6.1377 | 11.0335 | 0.93 | 0 | 0.0151 | 0 | 0 | 17.1503 | 0 | 0 | 1.0097 | 0
889 | 38 | 7 | 2 | Friday | 0 | 0 | 0 | 0 | 5.1885 | 10.3969 | 0.93 | 0 | 0.0151 | 0 | 0 | 15.5685 | 0 | 0 | 1.0097 | 0
890 | 38 | 7 | 2 | Friday | 1 | 0 | 0 | 0 | 5.1829 | 10.3969 | 0.93 | 0 | 0.0151 | 0 | 0 | 15.5685 | 0 | 0 | 1.0097 | 0
891 | 38 | 7 | 2 | Friday | 2 | 0 | 0 | 0 | 5.1829 | 10.3969 | 0.93 | 0 | 0.0151 | 0 | 0 | 15.5685 | 0 | 0 | 1.0097 | 0
892 | 38 | 7 | 2 | Friday | 3 | 0 | 0 | 0 | 5.1829 | 10.3969 | 0.93 | 0 | 0.0151 | 0 | 0 | 15.5685 | 0 | 0 | 1.0097 | 0
893 | 38 | 7 | 2 | Friday | 4 | 0 | 0 | 0 | 5.6548 | 10.3969 | 0.93 | 0 | 0.0151 | 0 | 0 | 16.0404 | 0 | 0 | 1.0097 | 0
894 | 38 | 7 | 2 | Friday | 5 | 95.142 | 0 | 27.1709 | 8.8552 | 14.4831 | 1.489 | 0 | 0.5147 | 0 | 0 | 50.9974 | 0 | 0 | 96.7712 | 0
895 | 38 | 7 | 2 | Friday | 6 | 87.786 | 0 | 27.1709 | 17.0169 | 21.1313 | 1.303 | 0 | 0.4888 | 0 | 0 | 65.7743 | 0 | 0 | 89.2113 | 0
896 | 38 | 7 | 2 | Friday | 7 | 65.474 | 0 | 27.1709 | 28.3214 | 37.109 | 3.536 | 0 | 0.4587 | 8.4 | 0 | 101.4544 | 0 | 0 | 69.339 | 0
897 | 38 | 7 | 2 | Friday | 8 | 19.119 | 0 | 27.1709 | 55.158 | 79.9326 | 6.513 | 0 | 0.3797 | 16.56 | 0.1282 | 179.2148 | 0 | 0 | 26.1864 | 0
898 | 38 | 7 | 2 | Friday | 9 | 14.537 | 0 | 27.1709 | 59.0775 | 84.3871 | 7.071 | 0 | 0.3404 | 10.32 | 1.0765 | 181.2887 | 0 | 0 | 22.2077 | 0
899 | 38 | 7 | 2 | Friday | 10 | 13.802 | 0 | 27.1709 | 55.2971 | 85.6606 | 7.257 | 0 | 0.3318 | 8.88 | 2.3962 | 177.338 | 0 | 0 | 21.6748 | 0
900 | 38 | 7 | 2 | Friday | 11 | 11.293 | 0 | 27.1709 | 50.6356 | 85.6606 | 8.746 | 0 | 0.3174 | 10.32 | 3.5781 | 174.098 | 0 | 0 | 20.7813 | 0
901 | 38 | 7 | 2 | Friday | 12 | 13.464 | 0 | 27.1709 | 43.6839 | 78.8121 | 10.607 | 0 | 0.3839 | 13.92 | 5.0928 | 163.9764 | 0 | 0 | 24.9692 | 0
902 | 38 | 7 | 2 | Friday | 13 | 8.679 | 0 | 27.1709 | 45.2194 | 85.6606 | 10.048 | 0 | 0.2988 | 11.52 | 6.3126 | 169.8672 | 0 | 0 | 19.5798 | 0
903 | 38 | 7 | 2 | Friday | 14 | 7.69 | 0 | 27.1709 | 48.1746 | 85.6606 | 6.327 | 0 | 0.2201 | 8.88 | 4.8406 | 170.095 | 0 | 0 | 14.5548 | 0
904 | 38 | 7 | 2 | Friday | 15 | 7.047 | 0 | 27.1709 | 54.3189 | 85.6606 | 6.141 | 0 | 0.2071 | 8.88 | 2.6867 | 176.2262 | 0 | 0 | 13.7104 | 0
905 | 38 | 7 | 2 | Friday | 16 | 6.326 | 0 | 27.1709 | 59.4201 | 85.2073 | 8.188 | 0 | 0.2304 | 11.04 | 1.356 | 183.0552 | 0 | 0 | 15.21 | 0
906 | 38 | 7 | 2 | Friday | 17 | 15.616 | 0 | 27.1709 | 43.3591 | 55.9825 | 4.838 | 0 | 0.3195 | 14.88 | 0.2853 | 141.6975 | 0 | 0 | 20.8645 | 0
907 | 38 | 7 | 2 | Friday | 18 | 14.606 | 0 | 13.5854 | 30.6763 | 40.9205 | 3.908 | 0 | 0.2403 | 4.8 | 0 | 90.1697 | 0 | 0 | 18.8502 | 0
908 | 38 | 7 | 2 | Friday | 19 | 0 | 0 | 0 | 28.3042 | 40.0131 | 2.791 | 0 | 0.0454 | 2.88 | 0 | 71.1964 | 0 | 0 | 3.0295 | 0
909 | 38 | 7 | 2 | Friday | 20 | 0 | 0 | 0 | 24.1068 | 33.1724 | 3.163 | 0 | 0.0515 | 0.96 | 0 | 58.2379 | 0 | 0 | 3.4335 | 0
910 | 38 | 7 | 2 | Friday | 21 | 0 | 0 | 0 | 24.1068 | 32.719 | 1.489 | 0 | 0.0242 | 0.96 | 0 | 57.7572 | 0 | 0 | 1.6156 | 0
911 | 38 | 7 | 2 | Friday | 22 | 0 | 0 | 0 | 12.7362 | 17.8393 | 0.93 | 0 | 0.0151 | 0 | 0 | 30.5546 | 0 | 0 | 1.0097 | 0
912 | 38 | 7 | 2 | Friday | 23 | 0 | 0 | 0 | 6.1377 | 11.0335 | 0.93 | 0 | 0.0151 | 0 | 0 | 17.1503 | 0 | 0 | 1.0097 | 0
913 | 39 | 8 | 2 | Saturday | 0 | 0 | 0 | 0 | 5.3495 | 10.6091 | 0.93 | 0 | 0.0151 | 0 | 0 | 15.9385 | 0 | 0 | 1.0097 | 0
914 | 39 | 8 | 2 | Saturday | 1 | 0 | 0 | 0 | 5.1845 | 10.3969 | 0.93 | 0 | 0.0151 | 0 | 0 | 15.5685 | 0 | 0 | 1.0097 | 0
915 | 39 | 8 | 2 | Saturday | 2 | 0 | 0 | 0 | 5.1845 | 10.3969 | 0.93 | 0 | 0.0151 | 0 | 0 | 15.5685 | 0 | 0 | 1.0097 | 0
916 | 39 | 8 | 2 | Saturday | 3 | 0 | 0 | 0 | 5.1845 | 10.3969 | 0.93 | 0 | 0.0151 | 0 | 0 | 15.5685 | 0 | 0 | 1.0097 | 0
917 | 39 | 8 | 2 | Saturday | 4 | 0 | 0 | 0 | 5.1845 | 10.3969 | 0.93 | 0 | 0.0151 | 0 | 0 | 15.5685 | 0 | 0 | 1.0097 | 0
918 | 39 | 8 | 2 | Saturday | 5 | 0 | 0 | 0 | 5.6564 | 10.3969 | 1.489 | 0 | 0.0242 | 0 | 0 | 16.0495 | 0 | 0 | 1.6157 | 0
919 | 39 | 8 | 2 | Saturday | 6 | 0 | 0 | 0 | 10.2167 | 14.454 | 1.303 | 0 | 0.0212 | 0 | 0 | 24.6599 | 0 | 0 | 1.4137 | 0
920 | 39 | 8 | 2 | Saturday | 7 | 0 | 0 | 0 | 14.0996 | 18.078 | 2.047 | 0 | 0.0333 | 3.84 | 0 | 36.0381 | 0 | 0 | 2.2215 | 0
921 | 39 | 8 | 2 | Saturday | 8 | 0 | 0 | 0 | 23.1849 | 33.4891 | 2.791 | 0 | 0.0454 | 3.36 | 0.5983 | 60.0547 | 0 | 0 | 3.0296 | 0
922 | 39 | 8 | 2 | Saturday | 9 | 0 | 0 | 0 | 21.4856 | 36.0383 | 3.908 | 0 | 0.0636 | 5.04 | 6.9632 | 62.6083 | 0 | 0 | 4.2412 | 0
923 | 39 | 8 | 2 | Saturday | 10 | 0 | 0 | 0 | 19.6738 | 36.8872 | 3.536 | 0 | 0.0575 | 4.32 | 14.5434 | 60.9193 | 0 | 0 | 3.8373 | 0
924 | 39 | 8 | 2 | Saturday | 11 | 0 | 0 | 0 | 19.4505 | 36.8872 | 4.28 | 0 | 0.0697 | 6 | 20.1441 | 62.3794 | 0 | 0 | 4.645 | 0
925 | 39 | 8 | 2 | Saturday | 12 | 0 | 0 | 0 | 15.7547 | 26.6109 | 3.722 | 0 | 0.0606 | 5.04 | 22.6525 | 47.431 | 0 | 0 | 4.0391 | 0
926 | 39 | 8 | 2 | Saturday | 13 | 0 | 0 | 0 | 15.8576 | 26.1571 | 3.536 | 0 | 0.0575 | 3.12 | 21.9079 | 45.1507 | 0 | 0 | 3.8373 | 0
927 | 39 | 8 | 2 | Saturday | 14 | 0 | 0 | 0 | 15.7251 | 26.1571 | 2.791 | 0 | 0.0454 | 1.92 | 18.0512 | 43.802 | 0 | 0 | 3.0295 | 0
928 | 39 | 8 | 2 | Saturday | 15 | 0 | 0 | 0 | 16.1595 | 26.1571 | 2.233 | 0 | 0.0363 | 0.96 | 11.5848 | 43.2642 | 0 | 0 | 2.4235 | 0
929 | 39 | 8 | 2 | Saturday | 16 | 0 | 0.186 | 0 | 17.3103 | 26.1571 | 2.605 | 0 | 0.0524 | 1.2 | 4.0622 | 44.8488 | 0 | 0 | 2.8276 | 0
930 | 39 | 8 | 2 | Saturday | 17 | 0 | 0.108 | 0 | 13.7307 | 19.2871 | 1.303 | 0 | 0.027 | 1.44 | 0.4228 | 34.5328 | 0 | 0 | 1.4137 | 0
931 | 39 | 8 | 2 | Saturday | 18 | 0 | 0 | 0 | 13.8322 | 19.2871 | 1.303 | 0 | 0.0212 | 0 | 0 | 33.0766 | 0 | 0 | 1.4138 | 0
932 | 39 | 8 | 2 | Saturday | 19 | 0 | 0 | 0 | 13.8322 | 19.2871 | 1.303 | 0 | 0.0212 | 0 | 0 | 33.0766 | 0 | 0 | 1.4138 | 0
933 | 39 | 8 | 2 | Saturday | 20 | 0 | 0 | 0 | 13.8282 | 19.2871 | 1.303 | 0 | 0.0212 | 0 | 0 | 33.0766 | 0 | 0 | 1.4138 | 0
934 | 39 | 8 | 2 | Saturday | 21 | 0 | 0 | 0 | 13.8282 | 19.2871 | 1.675 | 0 | 0.0272 | 0 | 0 | 33.0826 | 0 | 0 | 1.8178 | 0
935 | 39 | 8 | 2 | Saturday | 22 | 0 | 0 | 0 | 12.5503 | 17.5892 | 0.93 | 0 | 0.0151 | 0 | 0 | 30.1106 | 0 | 0 | 1.0097 | 0
936 | 39 | 8 | 2 | Saturday | 23 | 0 | 0 | 0 | 6.6175 | 11.0335 | 0.93 | 0 | 0.0151 | 0 | 0 | 17.6222 | 0 | 0 | 1.0097 | 0
937 | 40 | 9 | 2 | Sunday | 0 | 0 | 0 | 0 | 5.3583 | 10.6091 | 0.744 | 0 | 0.0121 | 0 | 0 | 15.9354 | 0 | 0 | 0.8077 | 0
938 | 40 | 9 | 2 | Sunday | 1 | 0 | 0 | 0 | 5.2005 | 10.3969 | 0.744 | 0 | 0.0121 | 0 | 0 | 15.5655 | 0 | 0 | 0.8078 | 0
939 | 40 | 9 | 2 | Sunday | 2 | 0 | 0 | 0 | 5.1909 | 10.3969 | 0.744 | 0 | 0.0121 | 0 | 0 | 15.5655 | 0 | 0 | 0.8078 | 0
940 | 40 | 9 | 2 | Sunday | 3 | 0 | 0 | 0 | 5.1909 | 10.3969 | 0.744 | 0 | 0.0121 | 0 | 0 | 15.5655 | 0 | 0 | 0.8078 | 0
941 | 40 | 9 | 2 | Sunday | 4 | 0 | 0 | 0 | 5.1909 | 10.3969 | 0.744 | 0 | 0.0121 | 0 | 0 | 15.5655 | 0 | 0 | 0.8078 | 0
942 | 40 | 9 | 2 | Sunday | 5 | 0 | 0 | 0 | 5.6628 | 10.3969 | 1.303 | 0 | 0.0212 | 0 | 0 | 16.0465 | 0 | 0 | 1.4138 | 0
943 | 40 | 9 | 2 | Sunday | 6 | 0 | 0 | 0 | 6.1433 | 11.0335 | 0.744 | 0 | 0.0121 | 0 | 0 | 17.1473 | 0 | 0 | 0.8077 | 0
944 | 40 | 9 | 2 | Sunday | 7 | 0 | 0 | 0 | 9.5606 | 14.6575 | 0.744 | 0 | 0.0121 | 0 | 0 | 24.1886 | 0 | 0 | 0.8078 | 0
945 | 40 | 9 | 2 | Sunday | 8 | 0 | 0 | 0 | 10.2019 | 15.5065 | 0.744 | 0 | 0.0121 | 0 | 0.1545 | 25.6685 | 0 | 0 | 0.8078 | 0
946 | 40 | 9 | 2 | Sunday | 9 | 0 | 0 | 0 | 10.0178 | 15.5065 | 0.744 | 0 | 0.0121 | 0 | 1.2471 | 25.4844 | 0 | 0 | 0.8078 | 0
947 | 40 | 9 | 2 | Sunday | 10 | 0 | 0 | 0 | 10.0931 | 16.3554 | 0.744 | 0 | 0.0121 | 0 | 2.5274 | 26.4182 | 0 | 0 | 0.8078 | 0
948 | 40 | 9 | 2 | Sunday | 11 | 0 | 0 | 0 | 9.6745 | 16.3554 | 1.116 | 0 | 0.0182 | 0 | 3.7486 | 26.0001 | 0 | 0 | 1.2117 | 0
949 | 40 | 9 | 2 | Sunday | 12 | 0 | 0 | 0 | 12.7774 | 20.794 | 1.116 | 0 | 0.0182 | 0 | 4.6699 | 33.5472 | 0 | 0 | 1.2117 | 0
950 | 40 | 9 | 2 | Sunday | 13 | 0 | 0 | 0 | 12.6171 | 20.794 | 1.675 | 0 | 0.0272 | 0 | 6.2665 | 33.3976 | 0 | 0 | 1.8178 | 0
951 | 40 | 9 | 2 | Sunday | 14 | 0 | 0 | 0 | 12.8044 | 20.794 | 1.116 | 0 | 0.0182 | 0 | 5.9617 | 33.5766 | 0 | 0 | 1.2117 | 0
952 | 40 | 9 | 2 | Sunday | 15 | 0 | 0 | 0 | 13.2842 | 20.794 | 0.744 | 0 | 0.0121 | 0 | 3.7303 | 34.0551 | 0 | 0 | 0.8077 | 0
953 | 40 | 9 | 2 | Sunday | 16 | 0 | 0 | 0 | 13.9741 | 20.3695 | 0.744 | 0 | 0.0121 | 0 | 1.7858 | 34.3046 | 0 | 0 | 0.8078 | 0
954 | 40 | 9 | 2 | Sunday | 17 | 0 | 0 | 0 | 14.1354 | 19.916 | 0.744 | 0 | 0.0121 | 0 | 0.358 | 34.0139 | 0 | 0 | 0.8078 | 0
955 | 40 | 9 | 2 | Sunday | 18 | 0 | 0 | 0 | 14.1691 | 19.916 | 0.744 | 0 | 0.0121 | 0 | 0 | 34.0452 | 0 | 0 | 0.8078 | 0
956 | 40 | 9 | 2 | Sunday | 19 | 0 | 0 | 0 | 14.1675 | 19.916 | 0.744 | 0 | 0.0121 | 0 | 0 | 34.0452 | 0 | 0 | 0.8078 | 0
957 | 40 | 9 | 2 | Sunday | 20 | 0 | 0 | 0 | 13.6956 | 19.916 | 0.744 | 0 | 0.0121 | 0 | 0 | 33.5733 | 0 | 0 | 0.8078 | 0
958 | 40 | 9 | 2 | Sunday | 21 | 0 | 0 | 0 | 13.6956 | 19.916 | 1.303 | 0 | 0.0212 | 0 | 0 | 33.5824 | 0 | 0 | 1.4138 | 0
959 | 40 | 9 | 2 | Sunday | 22 | 0 | 0 | 0 | 6.2927 | 11.8825 | 0.744 | 0 | 0.0121 | 0 | 0 | 18.1553 | 0 | 0 | 0.8077 | 0
960 | 40 | 9 | 2 | Sunday | 23 | 0 | 0 | 0 | 5.6618 | 11.0335 | 0.744 | 0 | 0.0121 | 0 | 0 | 16.6754 | 0 | 0 | 0.8078 | 0
961 | 41 | 10 | 2 | Monday | 0 | 0 | 0 | 0 | 5.1885 | 10.3969 | 0.93 | 0 | 0.0151 | 0 | 0 | 15.5685 | 0 | 0 | 1.0097 | 0
962 | 41 | 10 | 2 | Monday | 1 | 0 | 0 | 0 | 5.1829 | 10.3969 | 0.93 | 0 | 0.0151 | 0 | 0 | 15.5685 | 0 | 0 | 1.0097 | 0
963 | 41 | 10 | 2 | Monday | 2 | 0 | 0 | 0 | 5.1829 | 10.3969 | 0.93 | 0 | 0.0151 | 0 | 0 | 15.5685 | 0 | 0 | 1.0097 | 0
964 | 41 | 10 | 2 | Monday | 3 | 0 | 0 | 0 | 5.1829 | 10.3969 | 0.93 | 0 | 0.0151 | 0 | 0 | 15.5685 | 0 | 0 | 1.0097 | 0
965 | 41 | 10 | 2 | Monday | 4 | 0 | 0 | 0 | 5.6548 | 10.3969 | 0.93 | 0 | 0.0151 | 0 | 0 | 16.0404 | 0 | 0 | 1.0097 | 0
966 | 41 | 10 | 2 | Monday | 5 | 92.591 | 0 | 27.1709 | 8.8552 | 14.4831 | 1.489 | 0 | 0.5092 | 0 | 0 | 50.9919 | 0 | 0 | 94.2197 | 0
967 | 41 | 10 | 2 | Monday | 6 | 86.003 | 0 | 27.1709 | 17.0169 | 21.1313 | 1.303 | 0 | 0.4869 | 0 | 0 | 65.7724 | 0 | 0 | 87.4283 | 0
968 | 41 | 10 | 2 | Monday | 7 | 70.071 | 0 | 27.1709 | 28.3214 | 37.109 | 3.536 | 0 | 0.4654 | 8.4 | 0 | 101.4611 | 0 | 0 | 73.9375 | 0
969 | 41 | 10 | 2 | Monday | 8 | 23.472 | 0 | 27.1709 | 55.1561 | 79.9326 | 6.513 | 0 | 0.4185 | 16.56 | 0.1987 | 179.2516 | 0 | 0 | 30.5441 | 0
970 | 41 | 10 | 2 | Monday | 9 | 17.759 | 0 | 27.1709 | 57.0664 | 84.3871 | 7.071 | 0 | 0.3921 | 10.32 | 1.8051 | 179.3292 | 0 | 0 | 25.4289 | 0
971 | 41 | 10 | 2 | Monday | 10 | 16.564 | 0 | 27.1709 | 49.1673 | 85.6606 | 7.257 | 0 | 0.3762 | 8.88 | 4.3635 | 171.2525 | 0 | 0 | 24.4355 | 0
972 | 41 | 10 | 2 | Monday | 11 | 12.91 | 0 | 27.1709 | 44.3292 | 85.6606 | 8.746 | 0 | 0.3433 | 10.32 | 6.3544 | 167.8176 | 0 | 0 | 22.3972 | 0
973 | 41 | 10 | 2 | Monday | 12 | 15.112 | 0 | 27.1709 | 40.1302 | 78.8121 | 10.607 | 0 | 0.4093 | 13.92 | 7.9797 | 160.4481 | 0 | 0 | 26.6165 | 0
974 | 41 | 10 | 2 | Monday | 13 | 11.061 | 0 | 27.1709 | 42.1444 | 85.6606 | 10.048 | 0 | 0.3365 | 11.52 | 9.4087 | 166.8299 | 0 | 0 | 21.9613 | 0
975 | 41 | 10 | 2 | Monday | 14 | 9.993 | 0 | 27.1709 | 43.7932 | 85.6606 | 6.327 | 0 | 0.256 | 8.88 | 8.8731 | 165.7494 | 0 | 0 | 16.8567 | 0
976 | 41 | 10 | 2 | Monday | 15 | 8.856 | 0.371 | 27.1709 | 46.8017 | 85.6606 | 6.141 | 0 | 0.2549 | 8.88 | 6.6759 | 169.1107 | 0 | 0 | 15.5186 | 0
977 | 41 | 10 | 2 | Monday | 16 | 8.152 | 0 | 27.1709 | 53.2176 | 85.2073 | 8.188 | 0 | 0.2588 | 11.04 | 3.1457 | 176.881 | 0 | 0 | 17.0349 | 0
978 | 41 | 10 | 2 | Monday | 17 | 19.007 | 0 | 27.1709 | 43.131 | 55.9825 | 4.838 | 0 | 0.3732 | 14.88 | 0.5091 | 141.5231 | 0 | 0 | 24.2554 | 0
979 | 41 | 10 | 2 | Monday | 18 | 16.615 | 0 | 13.5854 | 30.6763 | 40.9205 | 3.908 | 0 | 0.2442 | 4.8 | 0 | 90.1736 | 0 | 0 | 20.8612 | 0
980 | 41 | 10 | 2 | Monday | 19 | 0 | 0 | 0 | 28.3042 | 40.0131 | 2.791 | 0 | 0.0454 | 2.88 | 0 | 71.1964 | 0 | 0 | 3.0295 | 0
981 | 41 | 10 | 2 | Monday | 20 | 0 | 0 | 0 | 24.1068 | 33.1724 | 3.163 | 0 | 0.0515 | 0.96 | 0 | 58.2379 | 0 | 0 | 3.4335 | 0
982 | 41 | 10 | 2 | Monday | 21 | 0 | 0 | 0 | 24.1068 | 32.719 | 1.489 | 0 | 0.0242 | 0.96 | 0 | 57.7572 | 0 | 0 | 1.6156 | 0
983 | 41 | 10 | 2 | Monday | 22 | 0 | 0 | 0 | 12.7362 | 17.8393 | 0.93 | 0 | 0.0151 | 0 | 0 | 30.5546 | 0 | 0 | 1.0097 | 0
984 | 41 | 10 | 2 | Monday | 23 | 0 | 0 | 0 | 6.1377 | 11.0335 | 0.93 | 0 | 0.0151 | 0 | 0 | 17.1503 | 0 | 0 | 1.0097 | 0
985 | 42 | 11 | 2 | Tuesday | 0 | 0 | 0 | 0 | 5.1885 | 10.3969 | 0.93 | 0 | 0.0151 | 0 | 0 | 15.5685 | 0 | 0 | 1.0097 | 0
986 | 42 | 11 | 2 | Tuesday | 1 | 0 | 0 | 0 | 5.1829 | 10.3969 | 0.93 | 0 | 0.0151 | 0 | 0 | 15.5685 | 0 | 0 | 1.0097 | 0
987 | 42 | 11 | 2 | Tuesday | 2 | 0 | 0 | 0 | 5.1829 | 10.3969 | 0.93 | 0 | 0.0151 | 0 | 0 | 15.5685 | 0 | 0 | 1.0097 | 0
988 | 42 | 11 | 2 | Tuesday | 3 | 0 | 0 | 0 | 5.1829 | 10.3969 | 0.93 | 0 | 0.0151 | 0 | 0 | 15.5685 | 0 | 0 | 1.0097 | 0
989 | 42 | 11 | 2 | Tuesday | 4 | 0 | 0 | 0 | 5.6548 | 10.3969 | 0.93 | 0 | 0.0151 | 0 | 0 | 16.0404 | 0 | 0 | 1.0097 | 0
990 | 42 | 11 | 2 | Tuesday | 5 | 79.355 | 0 | 27.1709 | 8.8552 | 14.4831 | 1.489 | 0 | 0.486 | 0 | 0 | 50.9687 | 0 | 0 | 80.9836 | 0
991 | 42 | 11 | 2 | Tuesday | 6 | 71.956 | 0 | 27.1709 | 17.0169 | 21.1313 | 1.303 | 0 | 0.4645 | 0 | 0 | 65.7499 | 0 | 0 | 73.3804 | 0
992 | 42 | 11 | 2 | Tuesday | 7 | 56.72 | 0 | 27.1709 | 28.3214 | 37.109 | 3.536 | 0 | 0.4483 | 8.4 | 0 | 101.4439 | 0 | 0 | 60.5818 | 0
993 | 42 | 11 | 2 | Tuesday | 8 | 16.728 | 0 | 27.1709 | 55.1243 | 79.9326 | 6.513 | 0 | 0.3463 | 16.56 | 0.2981 | 179.1476 | 0 | 0 | 23.7955 | 0
994 | 42 | 11 | 2 | Tuesday | 9 | 12.227 | 0 | 27.1709 | 55.5386 | 84.3871 | 7.071 | 0 | 0.3037 | 10.32 | 2.5994 | 177.713 | 0 | 0 | 19.8982 | 0
995 | 42 | 11 | 2 | Tuesday | 10 | 11.127 | 0 | 27.1709 | 49.6599 | 85.6606 | 7.257 | 0 | 0.2894 | 8.88 | 4.7354 | 171.6583 | 0 | 0 | 19.0006 | 0
996 | 42 | 11 | 2 | Tuesday | 11 | 8.102 | 0 | 27.1709 | 45.6953 | 85.6606 | 8.746 | 0 | 0.2675 | 10.32 | 6.0308 | 169.1079 | 0 | 0 | 17.5906 | 0
997 | 42 | 11 | 2 | Tuesday | 12 | 10.189 | 0 | 27.1709 | 41.8774 | 78.8121 | 10.607 | 0 | 0.3321 | 13.92 | 6.7385 | 162.1181 | 0 | 0 | 21.6952 | 0
998 | 42 | 11 | 2 | Tuesday | 13 | 6.565 | 0 | 27.1709 | 44.3619 | 85.6606 | 10.048 | 0 | 0.266 | 11.52 | 7.3541 | 168.9769 | 0 | 0 | 17.4667 | 0
999 | 42 | 11 | 2 | Tuesday | 14 | 6.134 | 0 | 27.1709 | 45.314 | 85.6606 | 6.327 | 0 | 0.1962 | 8.88 | 6.5431 | 167.2104 | 0 | 0 | 12.9986 | 0
1000 | 42 | 11 | 2 | Tuesday | 15 | 5.87 | 0 | 27.1709 | 49.7391 | 85.6606 | 6.141 | 0 | 0.1891 | 8.88 | 4.2369 | 171.6284 | 0 | 0 | 12.5333 | 0
1001 | 42 | 11 | 2 | Tuesday | 16 | 5.678 | 0 | 27.1709 | 57.0929 | 85.2073 | 8.188 | 0 | 0.2205 | 11.04 | 2.0353 | 180.718 | 0 | 0 | 14.5618 | 0
1002 | 42 | 11 | 2 | Tuesday | 17 | 15.398 | 0 | 27.1709 | 43.2692 | 55.9825 | 4.838 | 0 | 0.3162 | 14.88 | 0.4649 | 141.6044 | 0 | 0 | 20.6463 | 0
1003 | 42 | 11 | 2 | Tuesday | 18 | 14.552 | 0 | 13.5854 | 30.6763 | 40.9205 | 3.908 | 0 | 0.2405 | 4.8 | 0 | 90.1699 | 0 | 0 | 18.7959 | 0
1004 | 42 | 11 | 2 | Tuesday | 19 | 0 | 0 | 0 | 28.3042 | 40.0131 | 2.791 | 0 | 0.0454 | 2.88 | 0 | 71.1964 | 0 | 0 | 3.0295 | 0
1005 | 42 | 11 | 2 | Tuesday | 20 | 0 | 0 | 0 | 24.1068 | 33.1724 | 3.163 | 0 | 0.0515 | 0.96 | 0 | 58.2379 | 0 | 0 | 3.4335 | 0
1006 | 42 | 11 | 2 | Tuesday | 21 | 0 | 0 | 0 | 24.1068 | 32.719 | 1.489 | 0 | 0.0242 | 0.96 | 0 | 57.7572 | 0 | 0 | 1.6156 | 0
1007 | 42 | 11 | 2 | Tuesday | 22 | 0 | 0 | 0 | 12.7362 | 17.8393 | 0.93 | 0 | 0.0151 | 0 | 0 | 30.5546 | 0 | 0 | 1.0097 | 0
1008 | 42 | 11 | 2 | Tuesday | 23 | 0 | 0 | 0 | 6.1377 | 11.0335 | 0.93 | 0 | 0.0151 | 0 | 0 | 17.1503 | 0 | 0 | 1.0097 | 0
1009 | 43 | 12 | 2 | Wednesday | 0 | 0 | 0 | 0 | 5.1885 | 10.3969 | 0.93 | 0 | 0.0151 | 0 | 0 | 15.5685 | 0 | 0 | 1.0097 | 0
1010 | 43 | 12 | 2 | Wednesday | 1 | 0 | 0 | 0 | 5.1829 | 10.3969 | 0.93 | 0 | 0.0151 | 0 | 0 | 15.5685 | 0 | 0 | 1.0097 | 0
1011 | 43 | 12 | 2 | Wednesday | 2 | 0 | 0 | 0 | 5.1829 | 10.3969 | 0.93 | 0 | 0.0151 | 0 | 0 | 15.5685 | 0 | 0 | 1.0097 | 0
1012 | 43 | 12 | 2 | Wednesday | 3 | 0 | 0 | 0 | 5.1829 | 10.3969 | 0.93 | 0 | 0.0151 | 0 | 0 | 15.5685 | 0 | 0 | 1.0097 | 0
1013 | 43 | 12 | 2 | Wednesday | 4 | 0 | 0 | 0 | 5.6548 | 10.3969 | 0.93 | 0 | 0.0151 | 0 | 0 | 16.0404 | 0 | 0 | 1.0097 | 0
1014 | 43 | 12 | 2 | Wednesday | 5 | 75.159 | 0 | 27.1709 | 8.8552 | 14.4831 | 1.489 | 0 | 0.479 | 0 | 0 | 50.9618 | 0 | 0 | 76.7867 | 0
1015 | 43 | 12 | 2 | Wednesday | 6 | 68.297 | 0 | 27.1709 | 17.0169 | 21.1313 | 1.303 | 0 | 0.4596 | 0 | 0 | 65.7451 | 0 | 0 | 69.7205 | 0
1016 | 43 | 12 | 2 | Wednesday | 7 | 53.221 | 0 | 27.1709 | 28.3214 | 37.109 | 3.536 | 0 | 0.4442 | 8.4 | 0 | 101.4399 | 0 | 0 | 57.0819 | 0
1017 | 43 | 12 | 2 | Wednesday | 8 | 15.357 | 0 | 27.1709 | 55.0247 | 79.9326 | 6.513 | 0 | 0.3272 | 16.56 | 0.3813 | 179.0289 | 0 | 0 | 22.4243 | 0
1018 | 43 | 12 | 2 | Wednesday | 9 | 11.135 | 0 | 27.1709 | 53.5386 | 84.3871 | 7.071 | 0 | 0.2864 | 10.32 | 3.5697 | 175.6957 | 0 | 0 | 18.8066 | 0
1019 | 43 | 12 | 2 | Wednesday | 10 | 10.327 | 0 | 27.1709 | 47.514 | 85.6606 | 7.257 | 0 | 0.2768 | 8.88 | 6.8713 | 169.4999 | 0 | 0 | 18.2005 | 0
1020 | 43 | 12 | 2 | Wednesday | 11 | 7.512 | 0 | 27.1709 | 42.9362 | 85.6606 | 8.746 | 0 | 0.2583 | 10.32 | 9.9655 | 166.3395 | 0 | 0 | 17.0006 | 0
1021 | 43 | 12 | 2 | Wednesday | 12 | 9.203 | 0 | 27.1709 | 39.4439 | 78.8121 | 10.607 | 0 | 0.3166 | 13.92 | 11.379 | 159.6691 | 0 | 0 | 20.7089 | 0
1022 | 43 | 12 | 2 | Wednesday | 13 | 6.453 | 0 | 27.1709 | 42.5061 | 85.6606 | 10.048 | 0 | 0.2642 | 11.52 | 11.1311 | 167.1193 | 0 | 0 | 17.3549 | 0
1023 | 43 | 12 | 2 | Wednesday | 14 | 6.127 | 0 | 27.1709 | 43.6064 | 85.6606 | 6.327 | 0 | 0.1961 | 8.88 | 8.8286 | 165.5027 | 0 | 0 | 12.9917 | 0
1024 | 43 | 12 | 2 | Wednesday | 15 | 5.502 | 0 | 27.1709 | 46.115 | 85.6606 | 6.141 | 0 | 0.1834 | 8.88 | 5.7222 | 167.9987 | 0 | 0 | 12.1655 | 0
1025 | 43 | 12 | 2 | Wednesday | 16 | 5.627 | 0 | 27.1709 | 53.5871 | 85.2073 | 8.188 | 0 | 0.2197 | 11.04 | 2.9586 | 177.2113 | 0 | 0 | 14.5114 | 0
1026 | 43 | 12 | 2 | Wednesday | 17 | 14.3 | 0 | 27.1709 | 43.0494 | 55.9825 | 4.838 | 0 | 0.2987 | 14.88 | 0.6233 | 141.3671 | 0 | 0 | 19.5491 | 0
1027 | 43 | 12 | 2 | Wednesday | 18 | 14.025 | 0 | 13.5854 | 30.6763 | 40.9205 | 3.908 | 0 | 0.2391 | 4.8 | 0 | 90.1685 | 0 | 0 | 18.2686 | 0
1028 | 43 | 12 | 2 | Wednesday | 19 | 0 | 0 | 0 | 28.3042 | 40.0131 | 2.791 | 0 | 0.0454 | 2.88 | 0 | 71.1964 | 0 | 0 | 3.0295 | 0
1029 | 43 | 12 | 2 | Wednesday | 20 | 0 | 0 | 0 | 24.1068 | 33.1724 | 3.163 | 0 | 0.0515 | 0.96 | 0 | 58.2379 | 0 | 0 | 3.4335 | 0
1030 | 43 | 12 | 2 | Wednesday | 21 | 0 | 0 | 0 | 24.1068 | 32.719 | 1.489 | 0 | 0.0242 | 0.96 | 0 | 57.7572 | 0 | 0 | 1.6156 | 0
1031 | 43 | 12 | 2 | Wednesday | 22 | 0 | 0 | 0 | 12.7362 | 17.8393 | 0.93 | 0 | 0.0151 | 0 | 0 | 30.5546 | 0 | 0 | 1.0097 | 0
1032 | 43 | 12 | 2 | Wednesday | 23 | 0 | 0 | 0 | 6.1377 | 11.0335 | 0.93 | 0 | 0.0151 | 0 | 0 | 17.1503 | 0 | 0 | 1.0097 | 0
1033 | 44 | 13 | 2 | Thursday | 0 | 0 | 0 | 0 | 5.1885 | 10.3969 | 0.93 | 0 | 0.0151 | 0 | 0 | 15.5685 | 0 | 0 | 1.0097 | 0
1034 | 44 | 13 | 2 | Thursday | 1 | 0 | 0 | 0 | 5.1829 | 10.3969 | 0.93 | 0 | 0.0151 | 0 | 0 | 15.5685 | 0 | 0 | 1.0097 | 0
1035 | 44 | 13 | 2 | Thursday | 2 | 0 | 0 | 0 | 5.1829 | 10.3969 | 0.93 | 0 | 0.0151 | 0 | 0 | 15.5685 | 0 | 0 | 1.0097 | 0
1036 | 44 | 13 | 2 | Thursday | 3 | 0 | 0 | 0 | 5.1829 | 10.3969 | 0.93 | 0 | 0.0151 | 0 | 0 | 15.5685 | 0 | 0 | 1.0097 | 0
1037 | 44 | 13 | 2 | Thursday | 4 | 0 | 0 | 0 | 5.6548 | 10.3969 | 0.93 | 0 | 0.0151 | 0 | 0 | 16.0404 | 0 | 0 | 1.0097 | 0
1038 | 44 | 13 | 2 | Thursday | 5 | 29.472 | 0 | 11.3553 | 8.8552 | 14.4831 | 1.489 | 0 | 0.182 | 0 | 0 | 34.8492 | 0 | 0 | 31.0923 | 0
1039 | 44 | 13 | 2 | Thursday | 6 | 70.887 | 0 | 27.1709 | 17.0169 | 21.1313 | 1.303 | 0 | 0.4653 | 0 | 0 | 65.7508 | 0 | 0 | 72.3115 | 0
1040 | 44 | 13 | 2 | Thursday | 7 | 51.23 | 0 | 27.1709 | 28.3214 | 37.109 | 3.536 | 0 | 0.4423 | 8.4 | 0 | 101.438 | 0 | 0 | 55.09 | 0
1041 | 44 | 13 | 2 | Thursday | 8 | 14.553 | 0 | 27.1709 | 54.5881 | 79.9326 | 6.513 | 0 | 0.3165 | 16.56 | 0.5765 | 178.5817 | 0 | 0 | 21.6196 | 0
1042 | 44 | 13 | 2 | Thursday | 9 | 10.909 | 0 | 27.1709 | 50.3875 | 84.3871 | 7.071 | 0 | 0.2829 | 10.32 | 6.2262 | 172.541 | 0 | 0 | 18.5805 | 0
1043 | 44 | 13 | 2 | Thursday | 10 | 9.752 | 0 | 27.1709 | 47.2874 | 85.6606 | 7.257 | 0 | 0.2679 | 8.88 | 13.0821 | 169.2643 | 0 | 0 | 17.6252 | 0
1044 | 44 | 13 | 2 | Thursday | 11 | 6.926 | 0 | 27.1709 | 46.1897 | 85.6606 | 8.746 | 0 | 0.2492 | 10.32 | 19.5304 | 169.584 | 0 | 0 | 16.4155 | 0
1045 | 44 | 13 | 2 | Thursday | 12 | 8.989 | 0 | 27.1709 | 41.8361 | 78.8121 | 10.607 | 0 | 0.3132 | 13.92 | 22.8919 | 162.0579 | 0 | 0 | 20.4954 | 0
1046 | 44 | 13 | 2 | Thursday | 13 | 5.875 | 0 | 27.1709 | 44.7757 | 85.6606 | 10.048 | 0 | 0.2552 | 11.52 | 22.0944 | 169.38 | 0 | 0 | 16.777 | 0
1047 | 44 | 13 | 2 | Thursday | 14 | 5.581 | 0 | 27.1709 | 45.9744 | 85.6606 | 6.327 | 0 | 0.1877 | 8.88 | 18.4312 | 167.8624 | 0 | 0 | 12.4457 | 0
1048 | 44 | 13 | 2 | Thursday | 15 | 5.389 | 0 | 27.1709 | 47.2 | 85.6606 | 6.141 | 0 | 0.1817 | 8.88 | 12.2215 | 169.0819 | 0 | 0 | 12.0524 | 0
1049 | 44 | 13 | 2 | Thursday | 16 | 5.372 | 0 | 27.1709 | 50.8218 | 85.2073 | 8.188 | 0 | 0.2157 | 11.04 | 4.654 | 174.4422 | 0 | 0 | 14.2555 | 0
1050 | 44 | 13 | 2 | Thursday | 17 | 12.416 | 0 | 27.1709 | 42.848 | 55.9825 | 4.838 | 0 | 0.2689 | 14.88 | 0.6019 | 141.1358 | 0 | 0 | 17.6651 | 0
1051 | 44 | 13 | 2 | Thursday | 18 | 13.068 | 0 | 13.5854 | 30.6763 | 40.9205 | 3.908 | 0 | 0.2358 | 4.8 | 0 | 90.1652 | 0 | 0 | 17.3107 | 0
1052 | 44 | 13 | 2 | Thursday | 19 | 0 | 0 | 0 | 28.3042 | 40.0131 | 2.791 | 0 | 0.0454 | 2.88 | 0 | 71.1964 | 0 | 0 | 3.0295 | 0
1053 | 44 | 13 | 2 | Thursday | 20 | 0 | 0 | 0 | 24.1068 | 33.1724 | 3.163 | 0 | 0.0515 | 0.96 | 0 | 58.2379 | 0 | 0 | 3.4335 | 0
1054 | 44 | 13 | 2 | Thursday | 21 | 0 | 0 | 0 | 24.1068 | 32.719 | 1.489 | 0 | 0.0242 | 0.96 | 0 | 57.7572 | 0 | 0 | 1.6156 | 0
1055 | 44 | 13 | 2 | Thursday | 22 | 0 | 0 | 0 | 12.7362 | 17.8393 | 0.93 | 0 | 0.0151 | 0 | 0 | 30.5546 | 0 | 0 | 1.0097 | 0
1056 | 44 | 13 | 2 | Thursday | 23 | 0 | 0 | 0 | 6.1377 | 11.0335 | 0.93 | 0 | 0.0151 | 0 | 0 | 17.1503 | 0 | 0 | 1.0097 | 0
1057 | 45 | 14 | 2 | Friday | 0 | 0 | 0 | 0 | 5.1885 | 10.3969 | 0.93 | 0 | 0.0151 | 0 | 0 | 15.5685 | 0 | 0 | 1.0097 | 0
1058 | 45 | 14 | 2 | Friday | 1 | 0 | 0 | 0 | 5.1829 | 10.3969 | 0.93 | 0 | 0.0151 | 0 | 0 | 15.5685 | 0 | 0 | 1.0097 | 0
1059 | 45 | 14 | 2 | Friday | 2 | 0 | 0 | 0 | 5.1829 | 10.3969 | 0.93 | 0 | 0.0151 | 0 | 0 | 15.5685 | 0 | 0 | 1.0097 | 0
1060 | 45 | 14 | 2 | Friday | 3 | 0 | 0 | 0 | 5.1829 | 10.3969 | 0.93 | 0 | 0.0151 | 0 | 0 | 15.5685 | 0 | 0 | 1.0097 | 0
1061 | 45 | 14 | 2 | Friday | 4 | 0 | 0 | 0 | 5.6548 | 10.3969 | 0.93 | 0 | 0.0151 | 0 | 0 | 16.0404 | 0 | 0 | 1.0097 | 0
1062 | 45 | 14 | 2 | Friday | 5 | 0 | 0 | 3.4475 | 8.8552 | 14.4831 | 1.489 | 0 | 0.0242 | 0 | 0 | 26.7836 | 0 | 0 | 1.6157 | 0
1063 | 45 | 14 | 2 | Friday | 6 | 27.078 | 0 | 7.4014 | 17.0169 | 21.1313 | 1.303 | 0 | 0.2249 | 0 | 0 | 45.7409 | 0 | 0 | 28.4937 | 0
1064 | 45 | 14 | 2 | Friday | 7 | 63.542 | 0 | 27.1709 | 28.321 | 37.109 | 3.536 | 0 | 0.4611 | 8.4 | 0.0873 | 101.4564 | 0 | 0 | 67.4063 | 0
1065 | 45 | 14 | 2 | Friday | 8 | 16.631 | 0 | 27.1709 | 51.8468 | 79.9326 | 6.513 | 0 | 0.3443 | 16.56 | 1.7133 | 175.8682 | 0 | 0 | 23.6978 | 0
1066 | 45 | 14 | 2 | Friday | 9 | 11.806 | 0 | 27.1709 | 45.6104 | 84.3871 | 7.071 | 0 | 0.2969 | 10.32 | 7.6698 | 167.7781 | 0 | 0 | 19.4775 | 0
1067 | 45 | 14 | 2 | Friday | 10 | 10.02 | 0 | 27.1709 | 41.6286 | 85.6606 | 7.257 | 0 | 0.272 | 8.88 | 14.9465 | 163.6096 | 0 | 0 | 17.8935 | 0
1068 | 45 | 14 | 2 | Friday | 11 | 6.743 | 0 | 27.1709 | 41.5524 | 85.6606 | 8.746 | 0 | 0.2463 | 10.32 | 19.8769 | 164.9437 | 0 | 0 | 16.2322 | 0
1069 | 45 | 14 | 2 | Friday | 12 | 7.674 | 0 | 27.1709 | 39.8946 | 78.8121 | 10.607 | 0 | 0.2926 | 13.92 | 21.8767 | 160.0959 | 0 | 0 | 19.1809 | 0
1070 | 45 | 14 | 2 | Friday | 13 | 4.938 | 0 | 27.1709 | 41.5983 | 85.6606 | 10.048 | 0 | 0.2407 | 11.52 | 21.1024 | 166.188 | 0 | 0 | 15.8399 | 0
1071 | 45 | 14 | 2 | Friday | 14 | 4.518 | 0 | 27.1709 | 42.3246 | 85.6606 | 6.327 | 0 | 0.1715 | 8.88 | 17.6086 | 164.1963 | 0 | 0 | 11.3835 | 0
1072 | 45 | 14 | 2 | Friday | 15 | 4.305 | 0 | 27.1709 | 44.4922 | 85.6606 | 6.141 | 0 | 0.1651 | 8.88 | 11.9561 | 166.3575 | 0 | 0 | 10.9686 | 0
1073 | 45 | 14 | 2 | Friday | 16 | 4.242 | 0 | 27.1709 | 48.6642 | 85.2073 | 8.188 | 0 | 0.1984 | 11.04 | 4.6525 | 172.2672 | 0 | 0 | 13.1261 | 0
1074 | 45 | 14 | 2 | Friday | 17 | 9.138 | 0 | 27.1709 | 42.5929 | 55.9825 | 4.838 | 0 | 0.2177 | 14.88 | 0.6328 | 140.8295 | 0 | 0 | 14.388 | 0
1075 | 45 | 14 | 2 | Friday | 18 | 11.335 | 0 | 13.5854 | 30.6763 | 40.9205 | 3.908 | 0 | 0.2291 | 4.8 | 0 | 90.1585 | 0 | 0 | 15.5752 | 0
1076 | 45 | 14 | 2 | Friday | 19 | 0 | 0 | 0 | 28.3042 | 40.0131 | 2.791 | 0 | 0.0454 | 2.88 | 0 | 71.1964 | 0 | 0 | 3.0295 | 0
1077 | 45 | 14 | 2 | Friday | 20 | 0 | 0 | 0 | 24.1068 | 33.1724 | 3.163 | 0 | 0.0515 | 0.96 | 0 | 58.2379 | 0 | 0 | 3.4335 | 0
1078 | 45 | 14 | 2 | Friday | 21 | 0 | 0 | 0 | 24.1068 | 32.719 | 1.489 | 0 | 0.0242 | 0.96 | 0 | 57.7572 | 0 | 0 | 1.6156 | 0
1079 | 45 | 14 | 2 | Friday | 22 | 0 | 0 | 0 | 12.7362 | 17.8393 | 0.93 | 0 | 0.0151 | 0 | 0 | 30.5546 | 0 | 0 | 1.0097 | 0
1080 | 45 | 14 | 2 | Friday | 23 | 0 | 0 | 0 | 6.1377 | 11.0335 | 0.93 | 0 | 0.0151 | 0 | 0 | 17.1503 | 0 | 0 | 1.0097 | 0
1081 | 46 | 15 | 2 | Saturday | 0 | 0 | 0 | 0 | 5.3495 | 10.6091 | 0.93 | 0 | 0.0151 | 0 | 0 | 15.9385 | 0 | 0 | 1.0097 | 0
1082 | 46 | 15 | 2 | Saturday | 1 | 0 | 0 | 0 | 5.1845 | 10.3969 | 0.93 | 0 | 0.0151 | 0 | 0 | 15.5685 | 0 | 0 | 1.0097 | 0
1083 | 46 | 15 | 2 | Saturday | 2 | 0 | 0 | 0 | 5.1845 | 10.3969 | 0.93 | 0 | 0.0151 | 0 | 0 | 15.5685 | 0 | 0 | 1.0097 | 0
1084 | 46 | 15 | 2 | Saturday | 3 | 0 | 0 | 0 | 5.1845 | 10.3969 | 0.93 | 0 | 0.0151 | 0 | 0 | 15.5685 | 0 | 0 | 1.0097 | 0
1085 | 46 | 15 | 2 | Saturday | 4 | 0 | 0 | 0 | 5.1845 | 10.3969 | 0.93 | 0 | 0.0151 | 0 | 0 | 15.5685 | 0 | 0 | 1.0097 | 0
1086 | 46 | 15 | 2 | Saturday | 5 | 0 | 0 | 0 | 5.6564 | 10.3969 | 1.489 | 0 | 0.0242 | 0 | 0 | 16.0495 | 0 | 0 | 1.6157 | 0
1087 | 46 | 15 | 2 | Saturday | 6 | 0 | 0 | 0 | 10.2167 | 14.454 | 1.303 | 0 | 0.0212 | 0 | 0 | 24.6599 | 0 | 0 | 1.4137 | 0
1088 | 46 | 15 | 2 | Saturday | 7 | 0 | 0 | 0 | 14.0996 | 18.078 | 2.047 | 0 | 0.0333 | 3.84 | 0 | 36.0381 | 0 | 0 | 2.2215 | 0
1089 | 46 | 15 | 2 | Saturday | 8 | 0 | 0 | 0 | 23.346 | 33.4891 | 2.791 | 0 | 0.0454 | 3.36 | 0.4464 | 60.2157 | 0 | 0 | 3.0296 | 0
1090 | 46 | 15 | 2 | Saturday | 9 | 0 | 0 | 0 | 22.6802 | 36.0383 | 3.908 | 0 | 0.0636 | 5.04 | 4.5076 | 63.8029 | 0 | 0 | 4.2412 | 0
1091 | 46 | 15 | 2 | Saturday | 10 | 0 | 0 | 0 | 20.8175 | 36.8872 | 3.536 | 0 | 0.0575 | 4.32 | 9.669 | 62.063 | 0 | 0 | 3.8373 | 0
1092 | 46 | 15 | 2 | Saturday | 11 | 0 | 0 | 0 | 19.8987 | 36.8872 | 4.28 | 0 | 0.0697 | 6 | 13.5119 | 62.8276 | 0 | 0 | 4.645 | 0
1093 | 46 | 15 | 2 | Saturday | 12 | 0 | 0 | 0 | 15.7425 | 26.6109 | 3.722 | 0 | 0.0606 | 5.04 | 15.2891 | 47.4187 | 0 | 0 | 4.0391 | 0
1094 | 46 | 15 | 2 | Saturday | 13 | 0 | 0 | 0 | 15.9059 | 26.1571 | 3.536 | 0 | 0.0575 | 3.12 | 14.9109 | 45.199 | 0 | 0 | 3.8373 | 0
1095 | 46 | 15 | 2 | Saturday | 14 | 0 | 0.296 | 0 | 15.8977 | 26.1571 | 2.791 | 0 | 0.0613 | 1.92 | 12.8677 | 44.2723 | 0 | 0 | 3.0295 | 0
1096 | 46 | 15 | 2 | Saturday | 15 | 0 | 0.898 | 0 | 16.0503 | 26.1571 | 2.233 | 0 | 0.0848 | 0.96 | 7.4472 | 44.0588 | 0 | 0 | 2.4235 | 0
1097 | 46 | 15 | 2 | Saturday | 16 | 0 | 0.982 | 0 | 16.9356 | 26.1571 | 2.605 | 0 | 0.0949 | 1.2 | 3.1548 | 45.2753 | 0 | 0 | 2.8276 | 0
1098 | 46 | 15 | 2 | Saturday | 17 | 0 | 0.055 | 0 | 13.6512 | 19.2871 | 1.303 | 0 | 0.0241 | 1.44 | 0.6457 | 34.3999 | 0 | 0 | 1.4137 | 0
1099 | 46 | 15 | 2 | Saturday | 18 | 0 | 0 | 0 | 13.8322 | 19.2871 | 1.303 | 0 | 0.0212 | 0 | 0 | 33.0766 | 0 | 0 | 1.4138 | 0
1100 | 46 | 15 | 2 | Saturday | 19 | 0 | 0 | 0 | 13.8322 | 19.2871 | 1.303 | 0 | 0.0212 | 0 | 0 | 33.0766 | 0 | 0 | 1.4138 | 0
1101 | 46 | 15 | 2 | Saturday | 20 | 0 | 0 | 0 | 13.8282 | 19.2871 | 1.303 | 0 | 0.0212 | 0 | 0 | 33.0766 | 0 | 0 | 1.4138 | 0
1102 | 46 | 15 | 2 | Saturday | 21 | 0 | 0 | 0 | 13.8282 | 19.2871 | 1.675 | 0 | 0.0272 | 0 | 0 | 33.0826 | 0 | 0 | 1.8178 | 0
1103 | 46 | 15 | 2 | Saturday | 22 | 0 | 0 | 0 | 12.5503 | 17.5892 | 0.93 | 0 | 0.0151 | 0 | 0 | 30.1106 | 0 | 0 | 1.0097 | 0
1104 | 46 | 15 | 2 | Saturday | 23 | 0 | 0 | 0 | 6.6175 | 11.0335 | 0.93 | 0 | 0.0151 | 0 | 0 | 17.6222 | 0 | 0 | 1.0097 | 0
1105 | 47 | 16 | 2 | Sunday | 0 | 0 | 0 | 0 | 5.3583 | 10.6091 | 0.744 | 0 | 0.0121 | 0 | 0 | 15.9354 | 0 | 0 | 0.8077 | 0
1106 | 47 | 16 | 2 | Sunday | 1 | 0 | 0 | 0 | 5.2005 | 10.3969 | 0.744 | 0 | 0.0121 | 0 | 0 | 15.5655 | 0 | 0 | 0.8078 | 0
1107 | 47 | 16 | 2 | Sunday | 2 | 0 | 0 | 0 | 5.1909 | 10.3969 | 0.744 | 0 | 0.0121 | 0 | 0 | 15.5655 | 0 | 0 | 0.8078 | 0
1108 | 47 | 16 | 2 | Sunday | 3 | 0 | 0 | 0 | 5.1909 | 10.3969 | 0.744 | 0 | 0.0121 | 0 | 0 | 15.5655 | 0 | 0 | 0.8078 | 0
1109 | 47 | 16 | 2 | Sunday | 4 | 0 | 0 | 0 | 5.1909 | 10.3969 | 0.744 | 0 | 0.0121 | 0 | 0 | 15.5655 | 0 | 0 | 0.8078 | 0
1110 | 47 | 16 | 2 | Sunday | 5 | 0 | 0 | 0 | 5.6628 | 10.3969 | 1.303 | 0 | 0.0212 | 0 | 0 | 16.0465 | 0 | 0 | 1.4138 | 0
1111 | 47 | 16 | 2 | Sunday | 6 | 0 | 0 | 0 | 6.1433 | 11.0335 | 0.744 | 0 | 0.0121 | 0 | 0 | 17.1473 | 0 | 0 | 0.8077 | 0
1112 | 47 | 16 | 2 | Sunday | 7 | 0 | 0 | 0 | 9.5606 | 14.6575 | 0.744 | 0 | 0.0121 | 0 | 0.0926 | 24.1886 | 0 | 0 | 0.8078 | 0
1113 | 47 | 16 | 2 | Sunday | 8 | 0 | 0 | 0 | 10.0434 | 15.5065 | 0.744 | 0 | 0.0121 | 0 | 1.4943 | 25.5099 | 0 | 0 | 0.8078 | 0
1114 | 47 | 16 | 2 | Sunday | 9 | 0 | 0 | 0 | 9.1813 | 15.5065 | 0.744 | 0 | 0.0121 | 0 | 5.5856 | 24.6478 | 0 | 0 | 0.8078 | 0
1115 | 47 | 16 | 2 | Sunday | 10 | 0 | 0 | 0 | 9.1678 | 16.3554 | 0.744 | 0 | 0.0121 | 0 | 11.4027 | 25.4929 | 0 | 0 | 0.8078 | 0
1116 | 47 | 16 | 2 | Sunday | 11 | 0 | 0 | 0 | 9.0092 | 16.3554 | 1.116 | 0 | 0.0182 | 0 | 18.9692 | 25.3348 | 0 | 0 | 1.2117 | 0
1117 | 47 | 16 | 2 | Sunday | 12 | 0 | 0 | 0 | 11.799 | 20.794 | 1.116 | 0 | 0.0182 | 0 | 23.6393 | 32.5688 | 0 | 0 | 1.2117 | 0
1118 | 47 | 16 | 2 | Sunday | 13 | 0 | 0 | 0 | 12.1011 | 20.794 | 1.675 | 0 | 0.0272 | 0 | 23.305 | 32.8816 | 0 | 0 | 1.8178 | 0
1119 | 47 | 16 | 2 | Sunday | 14 | 0 | 0 | 0 | 12.6405 | 20.794 | 1.116 | 0 | 0.0182 | 0 | 19.5791 | 33.4126 | 0 | 0 | 1.2117 | 0
1120 | 47 | 16 | 2 | Sunday | 15 | 0 | 0 | 0 | 12.8139 | 20.794 | 0.744 | 0 | 0.0121 | 0 | 13.3259 | 33.5848 | 0 | 0 | 0.8077 | 0
1121 | 47 | 16 | 2 | Sunday | 16 | 0 | 0 | 0 | 12.8513 | 20.3695 | 0.744 | 0 | 0.0121 | 0 | 5.2434 | 33.1817 | 0 | 0 | 0.8078 | 0
1122 | 47 | 16 | 2 | Sunday | 17 | 0 | 0 | 0 | 13.909 | 19.916 | 0.744 | 0 | 0.0121 | 0 | 0.6102 | 33.7875 | 0 | 0 | 0.8078 | 0
1123 | 47 | 16 | 2 | Sunday | 18 | 0 | 0 | 0 | 14.1691 | 19.916 | 0.744 | 0 | 0.0121 | 0 | 0 | 34.0452 | 0 | 0 | 0.8078 | 0
1124 | 47 | 16 | 2 | Sunday | 19 | 0 | 0 | 0 | 14.1675 | 19.916 | 0.744 | 0 | 0.0121 | 0 | 0 | 34.0452 | 0 | 0 | 0.8078 | 0
1125 | 47 | 16 | 2 | Sunday | 20 | 0 | 0 | 0 | 13.6956 | 19.916 | 0.744 | 0 | 0.0121 | 0 | 0 | 33.5733 | 0 | 0 | 0.8078 | 0
1126 | 47 | 16 | 2 | Sunday | 21 | 0 | 0 | 0 | 13.6956 | 19.916 | 1.303 | 0 | 0.0212 | 0 | 0 | 33.5824 | 0 | 0 | 1.4138 | 0
1127 | 47 | 16 | 2 | Sunday | 22 | 0 | 0 | 0 | 6.2927 | 11.8825 | 0.744 | 0 | 0.0121 | 0 | 0 | 18.1553 | 0 | 0 | 0.8077 | 0
1128 | 47 | 16 | 2 | Sunday | 23 | 0 | 0 | 0 | 5.6618 | 11.0335 | 0.744 | 0 | 0.0121 | 0 | 0 | 16.6754 | 0 | 0 | 0.8078 | 0
1129 | 48 | 17 | 2 | Monday | 0 | 0 | 0 | 0 | 5.1885 | 10.3969 | 0.93 | 0 | 0.0151 | 0 | 0 | 15.5685 | 0 | 0 | 1.0097 | 0
1130 | 48 | 17 | 2 | Monday | 1 | 0 | 0 | 0 | 5.1829 | 10.3969 | 0.93 | 0 | 0.0151 | 0 | 0 | 15.5685 | 0 | 0 | 1.0097 | 0
1131 | 48 | 17 | 2 | Monday | 2 | 0 | 0 | 0 | 5.1829 | 10.3969 | 0.93 | 0 | 0.0151 | 0 | 0 | 15.5685 | 0 | 0 | 1.0097 | 0
1132 | 48 | 17 | 2 | Monday | 3 | 0 | 0 | 0 | 5.1829 | 10.3969 | 0.93 | 0 | 0.0151 | 0 | 0 | 15.5685 | 0 | 0 | 1.0097 | 0
1133 | 48 | 17 | 2 | Monday | 4 | 0 | 0 | 0 | 5.6548 | 10.3969 | 0.93 | 0 | 0.0151 | 0 | 0 | 16.0404 | 0 | 0 | 1.0097 | 0
1134 | 48 | 17 | 2 | Monday | 5 | 102.423 | 0 | 27.1709 | 8.8552 | 14.4831 | 1.489 | 0 | 0.5301 | 0 | 0 | 51.0128 | 0 | 0 | 104.0522 | 0
1135 | 48 | 17 | 2 | Monday | 6 | 102.67 | 0 | 27.1709 | 17.0169 | 21.1313 | 1.303 | 0 | 0.5222 | 0 | 0 | 65.8077 | 0 | 0 | 104.0962 | 0
1136 | 48 | 17 | 2 | Monday | 7 | 87.027 | 0 | 27.1709 | 28.3193 | 37.109 | 3.536 | 0 | 0.4927 | 8.4 | 0.1051 | 101.4862 | 0 | 0 | 90.8958 | 0
1137 | 48 | 17 | 2 | Monday | 8 | 30.971 | 0 | 27.1709 | 51.2183 | 79.9326 | 6.513 | 0 | 0.4265 | 16.56 | 2.0566 | 175.3219 | 0 | 0 | 38.0594 | 0
1138 | 48 | 17 | 2 | Monday | 9 | 24.295 | 0 | 27.1709 | 47.0868 | 84.3871 | 7.071 | 0 | 0.4189 | 10.32 | 8.5508 | 169.3765 | 0 | 0 | 31.9807 | 0
1139 | 48 | 17 | 2 | Monday | 10 | 20.583 | 0 | 27.1709 | 45.5684 | 85.6606 | 7.257 | 0 | 0.4146 | 8.88 | 15.5449 | 167.692 | 0 | 0 | 28.4606 | 0
1140 | 48 | 17 | 2 | Monday | 11 | 15.945 | 0 | 27.1709 | 43.6032 | 85.6606 | 8.746 | 0 | 0.3916 | 10.32 | 19.891 | 167.1399 | 0 | 0 | 25.4316 | 0
1141 | 48 | 17 | 2 | Monday | 12 | 20.141 | 0 | 27.1709 | 39.1616 | 78.8121 | 10.607 | 0 | 0.4171 | 13.92 | 21.3723 | 159.4873 | 0 | 0 | 31.6679 | 0
1142 | 48 | 17 | 2 | Monday | 13 | 13.711 | 0 | 27.1709 | 42.3204 | 85.6606 | 10.048 | 0 | 0.3766 | 11.52 | 19.0514 | 167.046 | 0 | 0 | 24.6107 | 0
1143 | 48 | 17 | 2 | Monday | 14 | 12.59 | 0 | 27.1709 | 44.9025 | 85.6606 | 6.327 | 0 | 0.2968 | 8.88 | 12.2762 | 166.8995 | 0 | 0 | 19.4533 | 0
1144 | 48 | 17 | 2 | Monday | 15 | 11.352 | 0.61 | 27.1709 | 48.4533 | 85.6606 | 6.141 | 0 | 0.3068 | 8.88 | 5.8292 | 171.0412 | 0 | 0 | 18.0144 | 0
1145 | 48 | 17 | 2 | Monday | 16 | 10.696 | 0.071 | 27.1709 | 56.0538 | 85.2073 | 8.188 | 0 | 0.3023 | 11.04 | 2.3264 | 179.8279 | 0 | 0 | 19.5781 | 0
1146 | 48 | 17 | 2 | Monday | 17 | 23.579 | 0 | 27.1709 | 43.2598 | 55.9825 | 4.838 | 0 | 0.404 | 14.88 | 0.4533 | 141.6828 | 0 | 0 | 28.8332 | 0
1147 | 48 | 17 | 2 | Monday | 18 | 21.255 | 0 | 13.5854 | 30.6763 | 40.9205 | 3.908 | 0 | 0.2492 | 4.8 | 0 | 90.1786 | 0 | 0 | 25.5056 | 0
1148 | 48 | 17 | 2 | Monday | 19 | 0 | 0 | 0 | 28.3042 | 40.0131 | 2.791 | 0 | 0.0454 | 2.88 | 0 | 71.1964 | 0 | 0 | 3.0295 | 0
1149 | 48 | 17 | 2 | Monday | 20 | 0 | 0 | 0 | 24.1068 | 33.1724 | 3.163 | 0 | 0.0515 | 0.96 | 0 | 58.2379 | 0 | 0 | 3.4335 | 0
1150 | 48 | 17 | 2 | Monday | 21 | 0 | 0 | 0 | 24.1068 | 32.719 | 1.489 | 0 | 0.0242 | 0.96 | 0 | 57.7572 | 0 | 0 | 1.6156 | 0
1151 | 48 | 17 | 2 | Monday | 22 | 0 | 0 | 0 | 12.7362 | 17.8393 | 0.93 | 0 | 0.0151 | 0 | 0 | 30.5546 | 0 | 0 | 1.0097 | 0
1152 | 48 | 17 | 2 | Monday | 23 | 0 | 0 | 0 | 6.1377 | 11.0335 | 0.93 | 0 | 0.0151 | 0 | 0 | 17.1503 | 0 | 0 | 1.0097 | 0
1153 | 49 | 18 | 2 | Tuesday | 0 | 0 | 0 | 0 | 5.1885 | 10.3969 | 0.93 | 0 | 0.0151 | 0 | 0 | 15.5685 | 0 | 0 | 1.0097 | 0
1154 | 49 | 18 | 2 | Tuesday | 1 | 0 | 0 | 0 | 5.1829 | 10.3969 | 0.93 | 0 | 0.0151 | 0 | 0 | 15.5685 | 0 | 0 | 1.0097 | 0
1155 | 49 | 18 | 2 | Tuesday | 2 | 0 | 0 | 0 | 5.1829 | 10.3969 | 0.93 | 0 | 0.0151 | 0 | 0 | 15.5685 | 0 | 0 | 1.0097 | 0
1156 | 49 | 18 | 2 | Tuesday | 3 | 0 | 0 | 0 | 5.1829 | 10.3969 | 0.93 | 0 | 0.0151 | 0 | 0 | 15.5685 | 0 | 0 | 1.0097 | 0
1157 | 49 | 18 | 2 | Tuesday | 4 | 0 | 0 | 0 | 5.6548 | 10.3969 | 0.93 | 0 | 0.0151 | 0 | 0 | 16.0404 | 0 | 0 | 1.0097 | 0
1158 | 49 | 18 | 2 | Tuesday | 5 | 8.392 | 0 | 5.0291 | 8.8552 | 14.4831 | 1.489 | 0 | 0.0575 | 0 | 0 | 28.3984 | 0 | 0 | 10.0091 | 0
1159 | 49 | 18 | 2 | Tuesday | 6 | 95.774 | 0 | 27.1709 | 17.0169 | 21.1313 | 1.303 | 0 | 0.5087 | 0 | 0 | 65.7942 | 0 | 0 | 97.1997 | 0
1160 | 49 | 18 | 2 | Tuesday | 7 | 69.547 | 0 | 27.1709 | 28.3214 | 37.109 | 3.536 | 0 | 0.4653 | 8.4 | 0.0984 | 101.4609 | 0 | 0 | 73.4132 | 0
1161 | 49 | 18 | 2 | Tuesday | 8 | 21.774 | 0 | 27.1709 | 54.5626 | 79.9326 | 6.513 | 0 | 0.4119 | 16.56 | 1.0298 | 178.6516 | 0 | 0 | 28.8419 | 0
1162 | 49 | 18 | 2 | Tuesday | 9 | 16.857 | 0 | 27.1709 | 52.8311 | 84.3871 | 7.071 | 0 | 0.3778 | 10.32 | 3.1657 | 175.0796 | 0 | 0 | 24.5267 | 0
1163 | 49 | 18 | 2 | Tuesday | 10 | 15.088 | 0 | 27.1709 | 46.5544 | 85.6606 | 7.257 | 0 | 0.3523 | 8.88 | 5.9662 | 168.6158 | 0 | 0 | 22.96 | 0
1164 | 49 | 18 | 2 | Tuesday | 11 | 11.326 | 0 | 27.1709 | 41.8331 | 85.6606 | 8.746 | 0 | 0.318 | 10.32 | 8.9617 | 165.2962 | 0 | 0 | 20.8137 | 0
1165 | 49 | 18 | 2 | Tuesday | 12 | 13.224 | 0 | 27.1709 | 38.3609 | 78.8121 | 10.607 | 0 | 0.3804 | 13.92 | 12.1655 | 158.6499 | 0 | 0 | 24.7292 | 0
1166 | 49 | 18 | 2 | Tuesday | 13 | 9.288 | 0 | 27.1709 | 40.5198 | 85.6606 | 10.048 | 0 | 0.3084 | 11.52 | 15.7576 | 165.1772 | 0 | 0 | 20.1888 | 0
1167 | 49 | 18 | 2 | Tuesday | 14 | 8.113 | 0 | 27.1709 | 41.2667 | 85.6606 | 6.327 | 0 | 0.2267 | 8.88 | 16.7424 | 163.1936 | 0 | 0 | 14.9778 | 0
1168 | 49 | 18 | 2 | Tuesday | 15 | 7.232 | 0 | 27.1709 | 43.7996 | 85.6606 | 6.141 | 0 | 0.21 | 8.88 | 11.9181 | 165.7098 | 0 | 0 | 13.8946 | 0
1169 | 49 | 18 | 2 | Tuesday | 16 | 6.846 | 0 | 27.1709 | 48.1497 | 85.2073 | 8.188 | 0 | 0.2384 | 11.04 | 4.847 | 171.7928 | 0 | 0 | 15.7294 | 0
1170 | 49 | 18 | 2 | Tuesday | 17 | 16.378 | 0 | 27.1709 | 42.1876 | 55.9825 | 4.838 | 0 | 0.3318 | 14.88 | 0.8503 | 140.5383 | 0 | 0 | 21.6262 | 0
1171 | 49 | 18 | 2 | Tuesday | 18 | 15.322 | 0 | 13.5854 | 30.6763 | 40.9205 | 3.908 | 0 | 0.2417 | 4.8 | 0 | 90.1711 | 0 | 0 | 19.5673 | 0
1172 | 49 | 18 | 2 | Tuesday | 19 | 0 | 0 | 0 | 28.3042 | 40.0131 | 2.791 | 0 | 0.0454 | 2.88 | 0 | 71.1964 | 0 | 0 | 3.0295 | 0
1173 | 49 | 18 | 2 | Tuesday | 20 | 0 | 0 | 0 | 24.1068 | 33.1724 | 3.163 | 0 | 0.0515 | 0.96 | 0 | 58.2379 | 0 | 0 | 3.4335 | 0
1174 | 49 | 18 | 2 | Tuesday | 21 | 0 | 0 | 0 | 24.1068 | 32.719 | 1.489 | 0 | 0.0242 | 0.96 | 0 | 57.7572 | 0 | 0 | 1.6156 | 0
1175 | 49 | 18 | 2 | Tuesday | 22 | 0 | 0 | 0 | 12.7362 | 17.8393 | 0.93 | 0 | 0.0151 | 0 | 0 | 30.5546 | 0 | 0 | 1.0097 | 0
1176 | 49 | 18 | 2 | Tuesday | 23 | 0 | 0 | 0 | 6.1377 | 11.0335 | 0.93 | 0 | 0.0151 | 0 | 0 | 17.1503 | 0 | 0 | 1.0097 | 0
1177 | 50 | 19 | 2 | Wednesday | 0 | 0 | 0 | 0 | 5.1885 | 10.3969 | 0.93 | 0 | 0.0151 | 0 | 0 | 15.5685 | 0 | 0 | 1.0097 | 0
1178 | 50 | 19 | 2 | Wednesday | 1 | 0 | 0 | 0 | 5.1829 | 10.3969 | 0.93 | 0 | 0.0151 | 0 | 0 | 15.5685 | 0 | 0 | 1.0097 | 0
1179 | 50 | 19 | 2 | Wednesday | 2 | 0 | 0 | 0 | 5.1829 | 10.3969 | 0.93 | 0 | 0.0151 | 0 | 0 | 15.5685 | 0 | 0 | 1.0097 | 0
1180 | 50 | 19 | 2 | Wednesday | 3 | 0 | 0 | 0 | 5.1829 | 10.3969 | 0.93 | 0 | 0.0151 | 0 | 0 | 15.5685 | 0 | 0 | 1.0097 | 0
1181 | 50 | 19 | 2 | Wednesday | 4 | 0 | 0 | 0 | 5.6548 | 10.3969 | 0.93 | 0 | 0.0151 | 0 | 0 | 16.0404 | 0 | 0 | 1.0097 | 0
1182 | 50 | 19 | 2 | Wednesday | 5 | 79.138 | 0 | 27.1709 | 8.8552 | 14.4831 | 1.489 | 0 | 0.4859 | 0 | 0 | 50.9686 | 0 | 0 | 80.766 | 0
1183 | 50 | 19 | 2 | Wednesday | 6 | 71.389 | 0 | 27.1709 | 17.0169 | 21.1313 | 1.303 | 0 | 0.464 | 0 | 0 | 65.7494 | 0 | 0 | 72.8136 | 0
1184 | 50 | 19 | 2 | Wednesday | 7 | 56.743 | 0 | 27.1709 | 28.3174 | 37.109 | 3.536 | 0 | 0.4482 | 8.4 | 0.1099 | 101.4398 | 0 | 0 | 60.6051 | 0
1185 | 50 | 19 | 2 | Wednesday | 8 | 16.921 | 0 | 27.1709 | 50.3417 | 79.9326 | 6.513 | 0 | 0.3497 | 16.56 | 2.3853 | 174.3684 | 0 | 0 | 23.988 | 0
1186 | 50 | 19 | 2 | Wednesday | 9 | 13.266 | 0 | 27.1709 | 44.7431 | 84.3871 | 7.071 | 0 | 0.3201 | 10.32 | 9.7916 | 166.9339 | 0 | 0 | 20.9364 | 0
1187 | 50 | 19 | 2 | Wednesday | 10 | 11.126 | 0 | 27.1709 | 41.5725 | 85.6606 | 7.257 | 0 | 0.2894 | 8.88 | 17.3737 | 163.5709 | 0 | 0 | 18.9994 | 0
1188 | 50 | 19 | 2 | Wednesday | 11 | 7.401 | 0 | 27.1709 | 41.5234 | 85.6606 | 8.746 | 0 | 0.2566 | 10.32 | 22.8673 | 164.925 | 0 | 0 | 16.8903 | 0
1189 | 50 | 19 | 2 | Wednesday | 12 | 8.824 | 0 | 27.1709 | 39.1886 | 78.8121 | 10.607 | 0 | 0.3106 | 13.92 | 24.8896 | 159.4079 | 0 | 0 | 20.33 | 0
1190 | 50 | 19 | 2 | Wednesday | 13 | 5.666 | 0 | 27.1709 | 41.6039 | 85.6606 | 10.048 | 0 | 0.252 | 11.52 | 23.7916 | 166.2049 | 0 | 0 | 16.5683 | 0
1191 | 50 | 19 | 2 | Wednesday | 14 | 5.156 | 0 | 27.1709 | 43.8356 | 85.6606 | 6.327 | 0 | 0.1812 | 8.88 | 20.5106 | 165.717 | 0 | 0 | 12.0215 | 0
1192 | 50 | 19 | 2 | Wednesday | 15 | 4.895 | 0 | 27.1709 | 45.3911 | 85.6606 | 6.141 | 0 | 0.1741 | 8.88 | 14.2376 | 167.2655 | 0 | 0 | 11.5588 | 0
1193 | 50 | 19 | 2 | Wednesday | 16 | 5.03 | 0 | 27.1709 | 47.6967 | 85.2073 | 8.188 | 0 | 0.2105 | 11.04 | 5.7862 | 171.3118 | 0 | 0 | 13.9136 | 0
1194 | 50 | 19 | 2 | Wednesday | 17 | 12.261 | 0 | 27.1709 | 42.3307 | 55.9825 | 4.838 | 0 | 0.2665 | 14.88 | 0.6587 | 140.6161 | 0 | 0 | 17.51 | 0
1195 | 50 | 19 | 2 | Wednesday | 18 | 13.152 | 0 | 13.5854 | 30.6763 | 40.9205 | 3.908 | 0 | 0.2355 | 4.8 | 0 | 90.1649 | 0 | 0 | 17.3949 | 0
1196 | 50 | 19 | 2 | Wednesday | 19 | 0 | 0 | 0 | 28.3042 | 40.0131 | 2.791 | 0 | 0.0454 | 2.88 | 0 | 71.1964 | 0 | 0 | 3.0295 | 0
1197 | 50 | 19 | 2 | Wednesday | 20 | 0 | 0 | 0 | 24.1068 | 33.1724 | 3.163 | 0 | 0.0515 | 0.96 | 0 | 58.2379 | 0 | 0 | 3.4335 | 0
1198 | 50 | 19 | 2 | Wednesday | 21 | 0 | 0 | 0 | 24.1068 | 32.719 | 1.489 | 0 | 0.0242 | 0.96 | 0 | 57.7572 | 0 | 0 | 1.6156 | 0
1199 | 50 | 19 | 2 | Wednesday | 22 | 0 | 0 | 0 | 12.7362 | 17.8393 | 0.93 | 0 | 0.0151 | 0 | 0 | 30.5546 | 0 | 0 | 1.0097 | 0
1200 | 50 | 19 | 2 | Wednesday | 23 | 0 | 0 | 0 | 6.1377 | 11.0335 | 0.93 | 0 | 0.0151 | 0 | 0 | 17.1503 | 0 | 0 | 1.0097 | 0
1201 | 51 | 20 | 2 | Thursday | 0 | 0 | 0 | 0 | 5.1885 | 10.3969 | 0.93 | 0 | 0.0151 | 0 | 0 | 15.5685 | 0 | 0 | 1.0097 | 0
1202 | 51 | 20 | 2 | Thursday | 1 | 0 | 0 | 0 | 5.1829 | 10.3969 | 0.93 | 0 | 0.0151 | 0 | 0 | 15.5685 | 0 | 0 | 1.0097 | 0
1203 | 51 | 20 | 2 | Thursday | 2 | 0 | 0 | 0 | 5.1829 | 10.3969 | 0.93 | 0 | 0.0151 | 0 | 0 | 15.5685 | 0 | 0 | 1.0097 | 0
1204 | 51 | 20 | 2 | Thursday | 3 | 0 | 0 | 0 | 5.1829 | 10.3969 | 0.93 | 0 | 0.0151 | 0 | 0 | 15.5685 | 0 | 0 | 1.0097 | 0
1205 | 51 | 20 | 2 | Thursday | 4 | 0 | 0 | 0 | 5.6548 | 10.3969 | 0.93 | 0 | 0.0151 | 0 | 0 | 16.0404 | 0 | 0 | 1.0097 | 0
1206 | 51 | 20 | 2 | Thursday | 5 | 0 | 0 | 3.4475 | 8.8552 | 14.4831 | 1.489 | 0 | 0.0242 | 0 | 0 | 26.7836 | 0 | 0 | 1.6157 | 0
1207 | 51 | 20 | 2 | Thursday | 6 | 50.544 | 0 | 15.3092 | 17.0169 | 21.1313 | 1.303 | 0 | 0.2642 | 0 | 0 | 53.688 | 0 | 0 | 51.9643 | 0
1208 | 51 | 20 | 2 | Thursday | 7 | 56.593 | 0 | 27.1709 | 28.3214 | 37.109 | 3.536 | 0 | 0.4495 | 8.4 | 0.104 | 101.4452 | 0 | 0 | 60.4551 | 0
1209 | 51 | 20 | 2 | Thursday | 8 | 15.187 | 0 | 27.1709 | 54.6373 | 79.9326 | 6.513 | 0 | 0.3244 | 16.56 | 0.9877 | 178.6388 | 0 | 0 | 22.2543 | 0
1210 | 51 | 20 | 2 | Thursday | 9 | 11.276 | 0 | 27.1709 | 52.9463 | 84.3871 | 7.071 | 0 | 0.2886 | 10.32 | 2.9352 | 175.1057 | 0 | 0 | 18.9476 | 0
1211 | 51 | 20 | 2 | Thursday | 10 | 10.165 | 0 | 27.1709 | 47.6259 | 85.6606 | 7.257 | 0 | 0.2743 | 8.88 | 4.9186 | 169.6092 | 0 | 0 | 18.0385 | 0
1212 | 51 | 20 | 2 | Thursday | 11 | 7.316 | 0 | 27.1709 | 45.3997 | 85.6606 | 8.746 | 0 | 0.2552 | 10.32 | 5.4894 | 168.7999 | 0 | 0 | 16.8048 | 0
1213 | 51 | 20 | 2 | Thursday | 12 | 8.891 | 0 | 27.1709 | 41.3478 | 78.8121 | 10.607 | 0 | 0.3116 | 13.92 | 5.9678 | 161.568 | 0 | 0 | 20.3971 | 0
1214 | 51 | 20 | 2 | Thursday | 13 | 5.791 | 0 | 27.1709 | 45.6657 | 85.6606 | 10.048 | 0 | 0.2539 | 11.52 | 5.0552 | 170.2686 | 0 | 0 | 16.6924 | 0
1215 | 51 | 20 | 2 | Thursday | 14 | 5.226 | 0 | 27.1709 | 51.8972 | 85.6606 | 6.327 | 0 | 0.1822 | 8.88 | 3.1468 | 173.7796 | 0 | 0 | 12.0909 | 0
1216 | 51 | 20 | 2 | Thursday | 15 | 4.7 | 0 | 27.1709 | 56.4908 | 85.6606 | 6.141 | 0 | 0.1711 | 8.88 | 2.1068 | 178.3622 | 0 | 0 | 11.363 | 0
1217 | 51 | 20 | 2 | Thursday | 16 | 4.45 | 0 | 27.1709 | 60.1175 | 85.2073 | 8.188 | 0 | 0.2016 | 11.04 | 1.1007 | 183.7237 | 0 | 0 | 13.3338 | 0
1218 | 51 | 20 | 2 | Thursday | 17 | 10.931 | 0 | 27.1709 | 43.3645 | 55.9825 | 4.838 | 0 | 0.2456 | 14.88 | 0.2845 | 141.629 | 0 | 0 | 16.1807 | 0
1219 | 51 | 20 | 2 | Thursday | 18 | 11.995 | 0 | 13.5854 | 30.6763 | 40.9205 | 3.908 | 0 | 0.2307 | 4.8 | 0 | 90.1601 | 0 | 0 | 16.2361 | 0
1220 | 51 | 20 | 2 | Thursday | 19 | 0 | 0 | 0 | 28.3042 | 40.0131 | 2.791 | 0 | 0.0454 | 2.88 | 0 | 71.1964 | 0 | 0 | 3.0295 | 0
1221 | 51 | 20 | 2 | Thursday | 20 | 0 | 0 | 0 | 24.1068 | 33.1724 | 3.163 | 0 | 0.0515 | 0.96 | 0 | 58.2379 | 0 | 0 | 3.4335 | 0
1222 | 51 | 20 | 2 | Thursday | 21 | 0 | 0 | 0 | 24.1068 | 32.719 | 1.489 | 0 | 0.0242 | 0.96 | 0 | 57.7572 | 0 | 0 | 1.6156 | 0
1223 | 51 | 20 | 2 | Thursday | 22 | 0 | 0 | 0 | 12.7362 | 17.8393 | 0.93 | 0 | 0.0151 | 0 | 0 | 30.5546 | 0 | 0 | 1.0097 | 0
1224 | 51 | 20 | 2 | Thursday | 23 | 0 | 0 | 0 | 6.1377 | 11.0335 | 0.93 | 0 | 0.0151 | 0 | 0 | 17.1503 | 0 | 0 | 1.0097 | 0
1225 | 52 | 21 | 2 | Friday | 0 | 0 | 0 | 0 | 5.1885 | 10.3969 | 0.93 | 0 | 0.0151 | 0 | 0 | 15.5685 | 0 | 0 | 1.0097 | 0
1226 | 52 | 21 | 2 | Friday | 1 | 0 | 0 | 0 | 5.1829 | 10.3969 | 0.93 | 0 | 0.0151 | 0 | 0 | 15.5685 | 0 | 0 | 1.0097 | 0
1227 | 52 | 21 | 2 | Friday | 2 | 0 | 0 | 0 | 5.1829 | 10.3969 | 0.93 | 0 | 0.0151 | 0 | 0 | 15.5685 | 0 | 0 | 1.0097 | 0
1228 | 52 | 21 | 2 | Friday | 3 | 0 | 0 | 0 | 5.1829 | 10.3969 | 0.93 | 0 | 0.0151 | 0 | 0 | 15.5685 | 0 | 0 | 1.0097 | 0
1229 | 52 | 21 | 2 | Friday | 4 | 0 | 0 | 0 | 5.6548 | 10.3969 | 0.93 | 0 | 0.0151 | 0 | 0 | 16.0404 | 0 | 0 | 1.0097 | 0
1230 | 52 | 21 | 2 | Friday | 5 | 0 | 0 | 3.4475 | 8.8552 | 14.4831 | 1.489 | 0 | 0.0242 | 0 | 0 | 26.7836 | 0 | 0 | 1.6157 | 0
1231 | 52 | 21 | 2 | Friday | 6 | 10.283 | 0 | 3.4475 | 17.0169 | 21.1313 | 1.303 | 0 | 0.1794 | 0 | 0 | 41.7416 | 0 | 0 | 11.6966 | 0
1232 | 52 | 21 | 2 | Friday | 7 | 34.239 | 0 | 16.8907 | 28.3214 | 37.109 | 3.536 | 0 | 0.3594 | 8.4 | 0.0512 | 91.075 | 0 | 0 | 38.0884 | 0
1233 | 52 | 21 | 2 | Friday | 8 | 12.491 | 0 | 27.1709 | 55.1367 | 79.9326 | 6.513 | 0 | 0.2872 | 16.56 | 0.5017 | 179.1009 | 0 | 0 | 19.5581 | 0
1234 | 52 | 21 | 2 | Friday | 9 | 7.799 | 0 | 27.1709 | 57.4795 | 84.3871 | 7.071 | 0 | 0.2343 | 10.32 | 1.609 | 179.5845 | 0 | 0 | 15.471 | 0
1235 | 52 | 21 | 2 | Friday | 10 | 7.597 | 0 | 27.1709 | 51.6408 | 85.6606 | 7.257 | 0 | 0.2343 | 8.88 | 3.2234 | 173.5841 | 0 | 0 | 15.471 | 0
1236 | 52 | 21 | 2 | Friday | 11 | 5.142 | 0 | 27.1709 | 46.5379 | 85.6606 | 8.746 | 0 | 0.2216 | 10.32 | 4.6773 | 169.9046 | 0 | 0 | 14.6314 | 0
1237 | 52 | 21 | 2 | Friday | 12 | 6.404 | 0 | 27.1709 | 41.2929 | 78.8121 | 10.607 | 0 | 0.2729 | 13.92 | 6.211 | 161.4744 | 0 | 0 | 17.9117 | 0
1238 | 52 | 21 | 2 | Friday | 13 | 4.559 | 0 | 27.1709 | 42.91 | 85.6606 | 10.048 | 0 | 0.2349 | 11.52 | 7.4222 | 167.4939 | 0 | 0 | 15.461 | 0
1239 | 52 | 21 | 2 | Friday | 14 | 4.471 | 0 | 27.1709 | 44.6522 | 85.6606 | 6.327 | 0 | 0.1707 | 8.88 | 6.521 | 166.5232 | 0 | 0 | 11.3364 | 0
1240 | 52 | 21 | 2 | Friday | 15 | 4.722 | 0 | 27.1709 | 49.3652 | 85.6606 | 6.141 | 0 | 0.1714 | 8.88 | 4.3933 | 171.2369 | 0 | 0 | 11.3851 | 0
1241 | 52 | 21 | 2 | Friday | 16 | 4.717 | 0 | 27.1709 | 53.8231 | 85.2073 | 8.188 | 0 | 0.2056 | 11.04 | 2.8856 | 177.4334 | 0 | 0 | 13.6008 | 0
1242 | 52 | 21 | 2 | Friday | 17 | 10.485 | 0 | 27.1709 | 42.5247 | 55.9825 | 4.838 | 0 | 0.2385 | 14.88 | 1.3977 | 140.7822 | 0 | 0 | 15.7348 | 0
1243 | 52 | 21 | 2 | Friday | 18 | 11.418 | 0 | 13.5854 | 30.6747 | 40.9205 | 3.908 | 0 | 0.2286 | 4.8 | 0.241 | 90.1564 | 0 | 0 | 15.6582 | 0
1244 | 52 | 21 | 2 | Friday | 19 | 0 | 0 | 0 | 28.3042 | 40.0131 | 2.791 | 0 | 0.0454 | 2.88 | 0 | 71.1964 | 0 | 0 | 3.0295 | 0
1245 | 52 | 21 | 2 | Friday | 20 | 0 | 0 | 0 | 24.1068 | 33.1724 | 3.163 | 0 | 0.0515 | 0.96 | 0 | 58.2379 | 0 | 0 | 3.4335 | 0
1246 | 52 | 21 | 2 | Friday | 21 | 0 | 0 | 0 | 24.1068 | 32.719 | 1.489 | 0 | 0.0242 | 0.96 | 0 | 57.7572 | 0 | 0 | 1.6156 | 0
1247 | 52 | 21 | 2 | Friday | 22 | 0 | 0 | 0 | 12.7362 | 17.8393 | 0.93 | 0 | 0.0151 | 0 | 0 | 30.5546 | 0 | 0 | 1.0097 | 0
1248 | 52 | 21 | 2 | Friday | 23 | 0 | 0 | 0 | 6.1377 | 11.0335 | 0.93 | 0 | 0.0151 | 0 | 0 | 17.1503 | 0 | 0 | 1.0097 | 0
1249 | 53 | 22 | 2 | Saturday | 0 | 0 | 0 | 0 | 5.3495 | 10.6091 | 0.93 | 0 | 0.0151 | 0 | 0 | 15.9385 | 0 | 0 | 1.0097 | 0
1250 | 53 | 22 | 2 | Saturday | 1 | 0 | 0 | 0 | 5.1845 | 10.3969 | 0.93 | 0 | 0.0151 | 0 | 0 | 15.5685 | 0 | 0 | 1.0097 | 0
1251 | 53 | 22 | 2 | Saturday | 2 | 0 | 0 | 0 | 5.1845 | 10.3969 | 0.93 | 0 | 0.0151 | 0 | 0 | 15.5685 | 0 | 0 | 1.0097 | 0
1252 | 53 | 22 | 2 | Saturday | 3 | 0 | 0 | 0 | 5.1845 | 10.3969 | 0.93 | 0 | 0.0151 | 0 | 0 | 15.5685 | 0 | 0 | 1.0097 | 0
1253 | 53 | 22 | 2 | Saturday | 4 | 0 | 0 | 0 | 5.1845 | 10.3969 | 0.93 | 0 | 0.0151 | 0 | 0 | 15.5685 | 0 | 0 | 1.0097 | 0
1254 | 53 | 22 | 2 | Saturday | 5 | 0 | 0 | 0 | 5.6564 | 10.3969 | 1.489 | 0 | 0.0242 | 0 | 0 | 16.0495 | 0 | 0 | 1.6157 | 0
1255 | 53 | 22 | 2 | Saturday | 6 | 0 | 0 | 0 | 10.2167 | 14.454 | 1.303 | 0 | 0.0212 | 0 | 0 | 24.6599 | 0 | 0 | 1.4137 | 0
1256 | 53 | 22 | 2 | Saturday | 7 | 0 | 0 | 0 | 14.0994 | 18.078 | 2.047 | 0 | 0.0333 | 3.84 | 0.1386 | 36.038 | 0 | 0 | 2.2215 | 0
1257 | 53 | 22 | 2 | Saturday | 8 | 0 | 0 | 0 | 22.1465 | 33.4891 | 2.791 | 0 | 0.0454 | 3.36 | 2.3026 | 59.0162 | 0 | 0 | 3.0296 | 0
1258 | 53 | 22 | 2 | Saturday | 9 | 0 | 0 | 0 | 20.8348 | 36.0383 | 3.908 | 0 | 0.0636 | 5.04 | 8.329 | 61.9576 | 0 | 0 | 4.2412 | 0
1259 | 53 | 22 | 2 | Saturday | 10 | 0 | 0 | 0 | 19.7374 | 36.8872 | 3.536 | 0 | 0.0575 | 4.32 | 14.2887 | 60.983 | 0 | 0 | 3.8373 | 0
1260 | 53 | 22 | 2 | Saturday | 11 | 0 | 0 | 0 | 19.2896 | 36.8872 | 4.28 | 0 | 0.0697 | 6 | 18.2634 | 62.2185 | 0 | 0 | 4.645 | 0
1261 | 53 | 22 | 2 | Saturday | 12 | 0 | 0.186 | 0 | 15.3868 | 26.6109 | 3.722 | 0 | 0.0706 | 5.04 | 19.0237 | 47.2499 | 0 | 0 | 4.0391 | 0
1262 | 53 | 22 | 2 | Saturday | 13 | 0 | 0.713 | 0 | 15.492 | 26.1571 | 3.536 | 0 | 0.0961 | 3.12 | 17.6422 | 45.5031 | 0 | 0 | 3.8373 | 0
1263 | 53 | 22 | 2 | Saturday | 14 | 0 | 1.037 | 0 | 15.3697 | 26.1571 | 2.791 | 0 | 0.1009 | 1.92 | 14.8106 | 44.4902 | 0 | 0 | 3.0295 | 0
1264 | 53 | 22 | 2 | Saturday | 15 | 0 | 1.287 | 0 | 15.6735 | 26.1571 | 2.233 | 0 | 0.1053 | 0.96 | 10.1649 | 44.0732 | 0 | 0 | 2.4235 | 0
1265 | 53 | 22 | 2 | Saturday | 16 | 0 | 1.494 | 0 | 16.4581 | 26.1571 | 2.605 | 0 | 0.1224 | 1.2 | 5.281 | 45.3128 | 0 | 0 | 2.8276 | 0
1266 | 53 | 22 | 2 | Saturday | 17 | 0 | 0.654 | 0 | 13.4663 | 19.2871 | 1.303 | 0 | 0.0562 | 1.44 | 1.5251 | 34.8174 | 0 | 0 | 1.4137 | 0
1267 | 53 | 22 | 2 | Saturday | 18 | 0 | 0 | 0 | 13.8322 | 19.2871 | 1.303 | 0 | 0.0212 | 0 | 0.234 | 33.0766 | 0 | 0 | 1.4138 | 0
1268 | 53 | 22 | 2 | Saturday | 19 | 0 | 0 | 0 | 13.8322 | 19.2871 | 1.303 | 0 | 0.0212 | 0 | 0 | 33.0766 | 0 | 0 | 1.4138 | 0
1269 | 53 | 22 | 2 | Saturday | 20 | 0 | 0 | 0 | 13.8282 | 19.2871 | 1.303 | 0 | 0.0212 | 0 | 0 | 33.0766 | 0 | 0 | 1.4138 | 0
1270 | 53 | 22 | 2 | Saturday | 21 | 0 | 0 | 0 | 13.8282 | 19.2871 | 1.675 | 0 | 0.0272 | 0 | 0 | 33.0826 | 0 | 0 | 1.8178 | 0
1271 | 53 | 22 | 2 | Saturday | 22 | 0 | 0 | 0 | 12.5503 | 17.5892 | 0.93 | 0 | 0.0151 | 0 | 0 | 30.1106 | 0 | 0 | 1.0097 | 0
1272 | 53 | 22 | 2 | Saturday | 23 | 0 | 0 | 0 | 6.6175 | 11.0335 | 0.93 | 0 | 0.0151 | 0 | 0 | 17.6222 | 0 | 0 | 1.0097 | 0
1273 | 54 | 23 | 2 | Sunday | 0 | 0 | 0 | 0 | 5.3583 | 10.6091 | 0.744 | 0 | 0.0121 | 0 | 0 | 15.9354 | 0 | 0 | 0.8077 | 0
1274 | 54 | 23 | 2 | Sunday | 1 | 0 | 0 | 0 | 5.2005 | 10.3969 | 0.744 | 0 | 0.0121 | 0 | 0 | 15.5655 | 0 | 0 | 0.8078 | 0
1275 | 54 | 23 | 2 | Sunday | 2 | 0 | 0 | 0 | 5.1909 | 10.3969 | 0.744 | 0 | 0.0121 | 0 | 0 | 15.5655 | 0 | 0 | 0.8078 | 0
1276 | 54 | 23 | 2 | Sunday | 3 | 0 | 0 | 0 | 5.1909 | 10.3969 | 0.744 | 0 | 0.0121 | 0 | 0 | 15.5655 | 0 | 0 | 0.8078 | 0
1277 | 54 | 23 | 2 | Sunday | 4 | 0 | 0 | 0 | 5.1909 | 10.3969 | 0.744 | 0 | 0.0121 | 0 | 0 | 15.5655 | 0 | 0 | 0.8078 | 0
1278 | 54 | 23 | 2 | Sunday | 5 | 0 | 0 | 0 | 5.6628 | 10.3969 | 1.303 | 0 | 0.0212 | 0 | 0 | 16.0465 | 0 | 0 | 1.4138 | 0
1279 | 54 | 23 | 2 | Sunday | 6 | 0 | 0 | 0 | 6.1433 | 11.0335 | 0.744 | 0 | 0.0121 | 0 | 0 | 17.1473 | 0 | 0 | 0.8077 | 0
1280 | 54 | 23 | 2 | Sunday | 7 | 0 | 0 | 0 | 9.5606 | 14.6575 | 0.744 | 0 | 0.0121 | 0 | 0.0519 | 24.1886 | 0 | 0 | 0.8078 | 0
1281 | 54 | 23 | 2 | Sunday | 8 | 0 | 0 | 0 | 10.1923 | 15.5065 | 0.744 | 0 | 0.0121 | 0 | 0.4906 | 25.6589 | 0 | 0 | 0.8078 | 0
1282 | 54 | 23 | 2 | Sunday | 9 | 0 | 0 | 0 | 9.9575 | 15.5065 | 0.744 | 0 | 0.0121 | 0 | 1.4401 | 25.4241 | 0 | 0 | 0.8078 | 0
1283 | 54 | 23 | 2 | Sunday | 10 | 0 | 0 | 0 | 10.1086 | 16.3554 | 0.744 | 0 | 0.0121 | 0 | 2.4899 | 26.4338 | 0 | 0 | 0.8078 | 0
1284 | 54 | 23 | 2 | Sunday | 11 | 0 | 0 | 0 | 9.776 | 16.3554 | 1.116 | 0 | 0.0182 | 0 | 3.3637 | 26.1016 | 0 | 0 | 1.2117 | 0
1285 | 54 | 23 | 2 | Sunday | 12 | 0 | 0 | 0 | 12.9234 | 20.794 | 1.116 | 0 | 0.0182 | 0 | 4.2589 | 33.6932 | 0 | 0 | 1.2117 | 0
1286 | 54 | 23 | 2 | Sunday | 13 | 0 | 0 | 0 | 12.8135 | 20.794 | 1.675 | 0 | 0.0272 | 0 | 4.646 | 33.594 | 0 | 0 | 1.8178 | 0
1287 | 54 | 23 | 2 | Sunday | 14 | 0 | 0 | 0 | 12.9116 | 20.794 | 1.116 | 0 | 0.0182 | 0 | 4.4881 | 33.6838 | 0 | 0 | 1.2117 | 0
1288 | 54 | 23 | 2 | Sunday | 15 | 0 | 0 | 0 | 13.1505 | 20.794 | 0.744 | 0 | 0.0121 | 0 | 3.9377 | 33.9215 | 0 | 0 | 0.8077 | 0
1289 | 54 | 23 | 2 | Sunday | 16 | 0 | 0 | 0 | 13.4333 | 20.3695 | 0.744 | 0 | 0.0121 | 0 | 2.6061 | 33.7637 | 0 | 0 | 0.8078 | 0
1290 | 54 | 23 | 2 | Sunday | 17 | 0 | 0 | 0 | 13.9368 | 19.916 | 0.744 | 0 | 0.0121 | 0 | 1.1197 | 33.8153 | 0 | 0 | 0.8078 | 0
1291 | 54 | 23 | 2 | Sunday | 18 | 0 | 0 | 0 | 14.1691 | 19.916 | 0.744 | 0 | 0.0121 | 0 | 0.2003 | 34.0452 | 0 | 0 | 0.8078 | 0
1292 | 54 | 23 | 2 | Sunday | 19 | 0 | 0 | 0 | 14.1675 | 19.916 | 0.744 | 0 | 0.0121 | 0 | 0 | 34.0452 | 0 | 0 | 0.8078 | 0
1293 | 54 | 23 | 2 | Sunday | 20 | 0 | 0 | 0 | 13.6956 | 19.916 | 0.744 | 0 | 0.0121 | 0 | 0 | 33.5733 | 0 | 0 | 0.8078 | 0
1294 | 54 | 23 | 2 | Sunday | 21 | 0 | 0 | 0 | 13.6956 | 19.916 | 1.303 | 0 | 0.0212 | 0 | 0 | 33.5824 | 0 | 0 | 1.4138 | 0
1295 | 54 | 23 | 2 | Sunday | 22 | 0 | 0 | 0 | 6.2927 | 11.8825 | 0.744 | 0 | 0.0121 | 0 | 0 | 18.1553 | 0 | 0 | 0.8077 | 0
1296 | 54 | 23 | 2 | Sunday | 23 | 0 | 0 | 0 | 5.6618 | 11.0335 | 0.744 | 0 | 0.0121 | 0 | 0 | 16.6754 | 0 | 0 | 0.8078 | 0
1297 | 55 | 24 | 2 | Monday | 0 | 0 | 0 | 0 | 5.1885 | 10.3969 | 0.93 | 0 | 0.0151 | 0 | 0 | 15.5685 | 0 | 0 | 1.0097 | 0
1298 | 55 | 24 | 2 | Monday | 1 | 0 | 0 | 0 | 5.1829 | 10.3969 | 0.93 | 0 | 0.0151 | 0 | 0 | 15.5685 | 0 | 0 | 1.0097 | 0
1299 | 55 | 24 | 2 | Monday | 2 | 0 | 0 | 0 | 5.1829 | 10.3969 | 0.93 | 0 | 0.0151 | 0 | 0 | 15.5685 | 0 | 0 | 1.0097 | 0
1300 | 55 | 24 | 2 | Monday | 3 | 0 | 0 | 0 | 5.1829 | 10.3969 | 0.93 | 0 | 0.0151 | 0 | 0 | 15.5685 | 0 | 0 | 1.0097 | 0
1301 | 55 | 24 | 2 | Monday | 4 | 0 | 0 | 0 | 5.6548 | 10.3969 | 0.93 | 0 | 0.0151 | 0 | 0 | 16.0404 | 0 | 0 | 1.0097 | 0
1302 | 55 | 24 | 2 | Monday | 5 | 89.77 | 0 | 27.1709 | 8.8552 | 14.4831 | 1.489 | 0 | 0.5045 | 0 | 0 | 50.9873 | 0 | 0 | 91.3991 | 0
1303 | 55 | 24 | 2 | Monday | 6 | 84.267 | 0 | 27.1709 | 17.0169 | 21.1313 | 1.303 | 0 | 0.4849 | 0 | 0 | 65.7704 | 0 | 0 | 85.6921 | 0
1304 | 55 | 24 | 2 | Monday | 7 | 68.882 | 0 | 27.1709 | 28.3165 | 37.109 | 3.536 | 0 | 0.4643 | 8.4 | 0.1725 | 101.4551 | 0 | 0 | 72.7477 | 0
1305 | 55 | 24 | 2 | Monday | 8 | 23.6 | 0 | 27.1709 | 50.1752 | 79.9326 | 6.513 | 0 | 0.4185 | 16.56 | 2.0511 | 174.2708 | 0 | 0 | 30.6725 | 0
1306 | 55 | 24 | 2 | Monday | 9 | 17.562 | 0 | 27.1709 | 44.4373 | 84.3871 | 7.071 | 0 | 0.3885 | 10.32 | 5.8116 | 166.6965 | 0 | 0 | 25.2324 | 0
1307 | 55 | 24 | 2 | Monday | 10 | 15.239 | 0 | 27.1709 | 42.6565 | 85.6606 | 7.257 | 0 | 0.3549 | 8.88 | 9.305 | 164.7204 | 0 | 0 | 23.1111 | 0
1308 | 55 | 24 | 2 | Monday | 11 | 11.409 | 0 | 27.1709 | 40.8381 | 85.6606 | 8.746 | 0 | 0.3196 | 10.32 | 14.0011 | 164.3027 | 0 | 0 | 20.897 | 0
1309 | 55 | 24 | 2 | Monday | 12 | 13.726 | 0 | 27.1709 | 38.3519 | 78.8121 | 10.607 | 0 | 0.3886 | 13.92 | 14.133 | 158.6492 | 0 | 0 | 25.231 | 0
1310 | 55 | 24 | 2 | Monday | 13 | 9.803 | 0.738 | 27.1709 | 41.5127 | 85.6606 | 10.048 | 0 | 0.356 | 11.52 | 12.9904 | 166.9208 | 0 | 0 | 20.7031 | 0
1311 | 55 | 24 | 2 | Monday | 14 | 8.627 | 0.377 | 27.1709 | 43.5343 | 85.6606 | 6.327 | 0 | 0.2548 | 8.88 | 14.241 | 165.8483 | 0 | 0 | 15.4918 | 0
1312 | 55 | 24 | 2 | Monday | 15 | 8.103 | 1.688 | 27.1709 | 43.3727 | 85.6606 | 6.141 | 0 | 0.3148 | 8.88 | 11.9442 | 166.9956 | 0 | 0 | 14.7661 | 0
1313 | 55 | 24 | 2 | Monday | 16 | 7.791 | 0.184 | 27.1709 | 46.4064 | 85.2073 | 8.188 | 0 | 0.263 | 11.04 | 6.3695 | 170.2497 | 0 | 0 | 16.6739 | 0
1314 | 55 | 24 | 2 | Monday | 17 | 17.28 | 0 | 27.1709 | 41.9555 | 55.9825 | 4.838 | 0 | 0.3464 | 14.88 | 1.4853 | 140.3208 | 0 | 0 | 22.5281 | 0
1315 | 55 | 24 | 2 | Monday | 18 | 15.215 | 0 | 13.5854 | 30.6763 | 40.9205 | 3.908 | 0 | 0.2419 | 4.8 | 0.2218 | 90.1713 | 0 | 0 | 19.4599 | 0
1316 | 55 | 24 | 2 | Monday | 19 | 0 | 0 | 0 | 28.3042 | 40.0131 | 2.791 | 0 | 0.0454 | 2.88 | 0 | 71.1964 | 0 | 0 | 3.0295 | 0
1317 | 55 | 24 | 2 | Monday | 20 | 0 | 0 | 0 | 24.1068 | 33.1724 | 3.163 | 0 | 0.0515 | 0.96 | 0 | 58.2379 | 0 | 0 | 3.4335 | 0
1318 | 55 | 24 | 2 | Monday | 21 | 0 | 0 | 0 | 24.1068 | 32.719 | 1.489 | 0 | 0.0242 | 0.96 | 0 | 57.7572 | 0 | 0 | 1.6156 | 0
1319 | 55 | 24 | 2 | Monday | 22 | 0 | 0 | 0 | 12.7362 | 17.8393 | 0.93 | 0 | 0.0151 | 0 | 0 | 30.5546 | 0 | 0 | 1.0097 | 0
1320 | 55 | 24 | 2 | Monday | 23 | 0 | 0 | 0 | 6.1377 | 11.0335 | 0.93 | 0 | 0.0151 | 0 | 0 | 17.1503 | 0 | 0 | 1.0097 | 0
1321 | 56 | 25 | 2 | Tuesday | 0 | 0 | 0 | 0 | 5.1885 | 10.3969 | 0.93 | 0 | 0.0151 | 0 | 0 | 15.5685 | 0 | 0 | 1.0097 | 0
1322 | 56 | 25 | 2 | Tuesday | 1 | 0 | 0 | 0 | 5.1829 | 10.3969 | 0.93 | 0 | 0.0151 | 0 | 0 | 15.5685 | 0 | 0 | 1.0097 | 0
1323 | 56 | 25 | 2 | Tuesday | 2 | 0 | 0 | 0 | 5.1829 | 10.3969 | 0.93 | 0 | 0.0151 | 0 | 0 | 15.5685 | 0 | 0 | 1.0097 | 0
1324 | 56 | 25 | 2 | Tuesday | 3 | 0 | 0 | 0 | 5.1829 | 10.3969 | 0.93 | 0 | 0.0151 | 0 | 0 | 15.5685 | 0 | 0 | 1.0097 | 0
1325 | 56 | 25 | 2 | Tuesday | 4 | 0 | 0 | 0 | 5.6548 | 10.3969 | 0.93 | 0 | 0.0151 | 0 | 0 | 16.0404 | 0 | 0 | 1.0097 | 0
1326 | 56 | 25 | 2 | Tuesday | 5 | 78.428 | 0 | 27.1709 | 8.8552 | 14.4831 | 1.489 | 0 | 0.4845 | 0 | 0 | 50.9673 | 0 | 0 | 80.0564 | 0
1327 | 56 | 25 | 2 | Tuesday | 6 | 70.498 | 0 | 27.1709 | 17.0169 | 21.1313 | 1.303 | 0 | 0.4631 | 0 | 0 | 65.7486 | 0 | 0 | 71.9225 | 0
1328 | 56 | 25 | 2 | Tuesday | 7 | 55.456 | 0 | 27.1709 | 28.3144 | 37.109 | 3.536 | 0 | 0.447 | 8.4 | 0.2215 | 101.4357 | 0 | 0 | 59.3179 | 0
1329 | 56 | 25 | 2 | Tuesday | 8 | 16.385 | 0 | 27.1709 | 50.1016 | 79.9326 | 6.513 | 0 | 0.3419 | 16.56 | 3.1399 | 174.1206 | 0 | 0 | 23.4526 | 0
1330 | 56 | 25 | 2 | Tuesday | 9 | 12.457 | 0 | 27.1709 | 45.4712 | 84.3871 | 7.071 | 0 | 0.3072 | 10.32 | 10.4028 | 167.6491 | 0 | 0 | 20.1279 | 0
1331 | 56 | 25 | 2 | Tuesday | 10 | 10.579 | 0 | 27.1709 | 41.3556 | 85.6606 | 7.257 | 0 | 0.2808 | 8.88 | 16.3393 | 163.3454 | 0 | 0 | 18.4523 | 0
1332 | 56 | 25 | 2 | Tuesday | 11 | 7.103 | 0 | 27.1709 | 40.9307 | 85.6606 | 8.746 | 0 | 0.252 | 10.32 | 18.7287 | 164.3277 | 0 | 0 | 16.5919 | 0
1333 | 56 | 25 | 2 | Tuesday | 12 | 8.856 | 0 | 27.1709 | 38.6473 | 78.8121 | 10.607 | 0 | 0.3112 | 13.92 | 20.0718 | 158.8671 | 0 | 0 | 20.3629 | 0
1334 | 56 | 25 | 2 | Tuesday | 13 | 5.73 | 0 | 27.1709 | 40.858 | 85.6606 | 10.048 | 0 | 0.253 | 11.52 | 20.6054 | 165.4601 | 0 | 0 | 16.6322 | 0
1335 | 56 | 25 | 2 | Tuesday | 14 | 5.178 | 0 | 27.1709 | 41.5222 | 85.6606 | 6.327 | 0 | 0.1816 | 8.88 | 17.6928 | 163.404 | 0 | 0 | 12.0435 | 0
1336 | 56 | 25 | 2 | Tuesday | 15 | 4.919 | 0.607 | 27.1709 | 42.1485 | 85.6606 | 6.141 | 0 | 0.207 | 8.88 | 12.249 | 164.6344 | 0 | 0 | 11.5828 | 0
1337 | 56 | 25 | 2 | Tuesday | 16 | 4.746 | 0.07 | 27.1709 | 46.4314 | 85.2073 | 8.188 | 0 | 0.2099 | 11.04 | 6.2593 | 170.113 | 0 | 0 | 13.6301 | 0
1338 | 56 | 25 | 2 | Tuesday | 17 | 11.154 | 0 | 27.1709 | 41.687 | 55.9825 | 4.838 | 0 | 0.249 | 14.88 | 1.7368 | 139.955 | 0 | 0 | 16.4028 | 0
1339 | 56 | 25 | 2 | Tuesday | 18 | 11.43 | 0 | 13.5854 | 30.6684 | 40.9205 | 3.908 | 0 | 0.2302 | 4.8 | 0.2948 | 90.1517 | 0 | 0 | 15.6706 | 0
1340 | 56 | 25 | 2 | Tuesday | 19 | 0 | 0 | 0 | 28.3042 | 40.0131 | 2.791 | 0 | 0.0454 | 2.88 | 0 | 71.1964 | 0 | 0 | 3.0295 | 0
1341 | 56 | 25 | 2 | Tuesday | 20 | 0 | 0 | 0 | 24.1068 | 33.1724 | 3.163 | 0 | 0.0515 | 0.96 | 0 | 58.2379 | 0 | 0 | 3.4335 | 0
1342 | 56 | 25 | 2 | Tuesday | 21 | 0 | 0 | 0 | 24.1068 | 32.719 | 1.489 | 0 | 0.0242 | 0.96 | 0 | 57.7572 | 0 | 0 | 1.6156 | 0
1343 | 56 | 25 | 2 | Tuesday | 22 | 0 | 0 | 0 | 12.7362 | 17.8393 | 0.93 | 0 | 0.0151 | 0 | 0 | 30.5546 | 0 | 0 | 1.0097 | 0
1344 | 56 | 25 | 2 | Tuesday | 23 | 0 | 0 | 0 | 6.1377 | 11.0335 | 0.93 | 0 | 0.0151 | 0 | 0 | 17.1503 | 0 | 0 | 1.0097 | 0
1345 | 57 | 26 | 2 | Wednesday | 0 | 0 | 0 | 0 | 5.1885 | 10.3969 | 0.93 | 0 | 0.0151 | 0 | 0 | 15.5685 | 0 | 0 | 1.0097 | 0
1346 | 57 | 26 | 2 | Wednesday | 1 | 0 | 0 | 0 | 5.1829 | 10.3969 | 0.93 | 0 | 0.0151 | 0 | 0 | 15.5685 | 0 | 0 | 1.0097 | 0
1347 | 57 | 26 | 2 | Wednesday | 2 | 0 | 0 | 0 | 5.1829 | 10.3969 | 0.93 | 0 | 0.0151 | 0 | 0 | 15.5685 | 0 | 0 | 1.0097 | 0
1348 | 57 | 26 | 2 | Wednesday | 3 | 0 | 0 | 0 | 5.1829 | 10.3969 | 0.93 | 0 | 0.0151 | 0 | 0 | 15.5685 | 0 | 0 | 1.0097 | 0
1349 | 57 | 26 | 2 | Wednesday | 4 | 0 | 0 | 0 | 5.6548 | 10.3969 | 0.93 | 0 | 0.0151 | 0 | 0 | 16.0404 | 0 | 0 | 1.0097 | 0
1350 | 57 | 26 | 2 | Wednesday | 5 | 0 | 0 | 3.4475 | 8.8552 | 14.4831 | 1.489 | 0 | 0.0242 | 0 | 0 | 26.7836 | 0 | 0 | 1.6157 | 0
1351 | 57 | 26 | 2 | Wednesday | 6 | 10.582 | 0 | 3.4475 | 17.0169 | 21.1313 | 1.303 | 0 | 0.1838 | 0 | 0 | 41.746 | 0 | 0 | 11.9949 | 0
1352 | 57 | 26 | 2 | Wednesday | 7 | 52.167 | 0.316 | 22.4262 | 28.3214 | 37.109 | 3.536 | 0 | 0.4414 | 8.4 | 0.1558 | 96.9937 | 0 | 0 | 56.0244 | 0
1353 | 57 | 26 | 2 | Wednesday | 8 | 14.684 | 0 | 27.1709 | 53.2265 | 79.9326 | 6.513 | 0 | 0.3165 | 16.56 | 1.5936 | 177.2202 | 0 | 0 | 21.7514 | 0
1354 | 57 | 26 | 2 | Wednesday | 9 | 9.615 | 0 | 27.1709 | 48.66 | 84.3871 | 7.071 | 0 | 0.2626 | 10.32 | 4.8087 | 170.7932 | 0 | 0 | 17.2868 | 0
1355 | 57 | 26 | 2 | Wednesday | 10 | 8.436 | 0 | 27.1709 | 43.8395 | 85.6606 | 7.257 | 0 | 0.2473 | 8.88 | 9.3229 | 165.7958 | 0 | 0 | 16.3096 | 0
1356 | 57 | 26 | 2 | Wednesday | 11 | 5.479 | 0 | 27.1709 | 41.9355 | 85.6606 | 8.746 | 0 | 0.2269 | 10.32 | 15.6806 | 165.3074 | 0 | 0 | 14.9684 | 0
1357 | 57 | 26 | 2 | Wednesday | 12 | 6.859 | 0 | 27.1709 | 38.6073 | 78.8121 | 10.607 | 0 | 0.28 | 13.92 | 16.7548 | 158.7959 | 0 | 0 | 18.3658 | 0
1358 | 57 | 26 | 2 | Wednesday | 13 | 4.741 | 0 | 27.1709 | 40.6889 | 85.6606 | 10.048 | 0 | 0.2377 | 11.52 | 11.5626 | 165.2757 | 0 | 0 | 15.6432 | 0
1359 | 57 | 26 | 2 | Wednesday | 14 | 4.208 | 0 | 27.1709 | 41.036 | 85.6606 | 6.327 | 0 | 0.1667 | 8.88 | 8.4185 | 162.903 | 0 | 0 | 11.0731 | 0
1360 | 57 | 26 | 2 | Wednesday | 15 | 3.965 | 0 | 27.1709 | 41.4707 | 85.6606 | 6.141 | 0 | 0.1599 | 8.88 | 6.8683 | 163.3309 | 0 | 0 | 10.629 | 0
1361 | 57 | 26 | 2 | Wednesday | 16 | 3.957 | 0 | 27.1709 | 44.3546 | 85.2073 | 8.188 | 0 | 0.194 | 11.04 | 4.6937 | 167.9532 | 0 | 0 | 12.8414 | 0
1362 | 57 | 26 | 2 | Wednesday | 17 | 7.767 | 0 | 27.1709 | 41.2716 | 55.9825 | 4.838 | 0 | 0.1964 | 14.88 | 1.8715 | 139.4869 | 0 | 0 | 13.0167 | 0
1363 | 57 | 26 | 2 | Wednesday | 18 | 9.605 | 0 | 13.5854 | 30.6763 | 40.9205 | 3.908 | 0 | 0.2127 | 4.8 | 0.3333 | 90.1421 | 0 | 0 | 13.844 | 0
1364 | 57 | 26 | 2 | Wednesday | 19 | 0 | 0 | 0 | 28.3042 | 40.0131 | 2.791 | 0 | 0.0454 | 2.88 | 0 | 71.1964 | 0 | 0 | 3.0295 | 0
1365 | 57 | 26 | 2 | Wednesday | 20 | 0 | 0 | 0 | 24.1068 | 33.1724 | 3.163 | 0 | 0.0515 | 0.96 | 0 | 58.2379 | 0 | 0 | 3.4335 | 0
1366 | 57 | 26 | 2 | Wednesday | 21 | 0 | 0 | 0 | 24.1068 | 32.719 | 1.489 | 0 | 0.0242 | 0.96 | 0 | 57.7572 | 0 | 0 | 1.6156 | 0
1367 | 57 | 26 | 2 | Wednesday | 22 | 0 | 0 | 0 | 12.7362 | 17.8393 | 0.93 | 0 | 0.0151 | 0 | 0 | 30.5546 | 0 | 0 | 1.0097 | 0
1368 | 57 | 26 | 2 | Wednesday | 23 | 0 | 0 | 0 | 6.1377 | 11.0335 | 0.93 | 0 | 0.0151 | 0 | 0 | 17.1503 | 0 | 0 | 1.0097 | 0
1369 | 58 | 27 | 2 | Thursday | 0 | 0 | 0 | 0 | 5.1885 | 10.3969 | 0.93 | 0 | 0.0151 | 0 | 0 | 15.5685 | 0 | 0 | 1.0097 | 0
1370 | 58 | 27 | 2 | Thursday | 1 | 0 | 0 | 0 | 5.1829 | 10.3969 | 0.93 | 0 | 0.0151 | 0 | 0 | 15.5685 | 0 | 0 | 1.0097 | 0
1371 | 58 | 27 | 2 | Thursday | 2 | 0 | 0 | 0 | 5.1829 | 10.3969 | 0.93 | 0 | 0.0151 | 0 | 0 | 15.5685 | 0 | 0 | 1.0097 | 0
1372 | 58 | 27 | 2 | Thursday | 3 | 0 | 0 | 0 | 5.1829 | 10.3969 | 0.93 | 0 | 0.0151 | 0 | 0 | 15.5685 | 0 | 0 | 1.0097 | 0
1373 | 58 | 27 | 2 | Thursday | 4 | 0 | 0 | 0 | 5.6548 | 10.3969 | 0.93 | 0 | 0.0151 | 0 | 0 | 16.0404 | 0 | 0 | 1.0097 | 0
1374 | 58 | 27 | 2 | Thursday | 5 | 56.847 | 0 | 27.1709 | 8.8552 | 14.4831 | 1.489 | 0 | 0.4535 | 0 | 0 | 50.9362 | 0 | 0 | 58.4724 | 0
1375 | 58 | 27 | 2 | Thursday | 6 | 53.042 | 0 | 27.1709 | 17.0169 | 21.1313 | 1.303 | 0 | 0.442 | 0 | 0 | 65.7275 | 0 | 0 | 54.464 | 0
1376 | 58 | 27 | 2 | Thursday | 7 | 38.819 | 0 | 27.1709 | 28.3214 | 37.109 | 3.536 | 0 | 0.4293 | 8.4 | 0.0517 | 101.4249 | 0 | 0 | 42.6716 | 0
1377 | 58 | 27 | 2 | Thursday | 8 | 10.237 | 0 | 27.1709 | 55.1536 | 79.9326 | 6.513 | 0 | 0.2557 | 16.56 | 0.4479 | 179.0863 | 0 | 0 | 17.304 | 0
1378 | 58 | 27 | 2 | Thursday | 9 | 6.941 | 0 | 27.1709 | 59.188 | 84.3871 | 7.071 | 0 | 0.2211 | 10.32 | 1.094 | 181.2798 | 0 | 0 | 14.6137 | 0
1379 | 58 | 27 | 2 | Thursday | 10 | 6.591 | 0 | 27.1709 | 57.7838 | 85.6606 | 7.257 | 0 | 0.2187 | 8.88 | 1.7371 | 179.7116 | 0 | 0 | 14.4653 | 0
1380 | 58 | 27 | 2 | Thursday | 11 | 4.659 | 0 | 27.1709 | 54.7266 | 85.6606 | 8.746 | 0 | 0.2143 | 10.32 | 2.4114 | 178.0859 | 0 | 0 | 14.1491 | 0
1381 | 58 | 27 | 2 | Thursday | 12 | 5.658 | 0 | 27.1709 | 48.0627 | 78.8121 | 10.607 | 0 | 0.2614 | 13.92 | 3.1897 | 168.2326 | 0 | 0 | 17.1654 | 0
1382 | 58 | 27 | 2 | Thursday | 13 | 4.255 | 0 | 27.1709 | 51.2441 | 85.6606 | 10.048 | 0 | 0.2302 | 11.52 | 3.2646 | 175.8234 | 0 | 0 | 15.157 | 0
1383 | 58 | 27 | 2 | Thursday | 14 | 3.896 | 0 | 27.1709 | 52.5839 | 85.6606 | 6.327 | 0 | 0.162 | 8.88 | 3.0135 | 174.4461 | 0 | 0 | 10.7618 | 0
1384 | 58 | 27 | 2 | Thursday | 15 | 3.664 | 0 | 27.1709 | 52.3131 | 85.6606 | 6.141 | 0 | 0.1554 | 8.88 | 3.1813 | 174.1687 | 0 | 0 | 10.3272 | 0
1385 | 58 | 27 | 2 | Thursday | 16 | 3.594 | 0 | 27.1709 | 54.0571 | 85.2073 | 8.188 | 0 | 0.1885 | 11.04 | 2.7455 | 177.6502 | 0 | 0 | 12.4786 | 0
1386 | 58 | 27 | 2 | Thursday | 17 | 6.967 | 0 | 27.1709 | 42.4231 | 55.9825 | 4.838 | 0 | 0.1841 | 14.88 | 1.4482 | 140.6262 | 0 | 0 | 12.2169 | 0
1387 | 58 | 27 | 2 | Thursday | 18 | 9.433 | 0 | 13.5854 | 30.6714 | 40.9205 | 3.908 | 0 | 0.2099 | 4.8 | 0.2795 | 90.1344 | 0 | 0 | 13.6726 | 0
1388 | 58 | 27 | 2 | Thursday | 19 | 0 | 0 | 0 | 28.3042 | 40.0131 | 2.791 | 0 | 0.0454 | 2.88 | 0 | 71.1964 | 0 | 0 | 3.0295 | 0
1389 | 58 | 27 | 2 | Thursday | 20 | 0 | 0 | 0 | 24.1068 | 33.1724 | 3.163 | 0 | 0.0515 | 0.96 | 0 | 58.2379 | 0 | 0 | 3.4335 | 0
1390 | 58 | 27 | 2 | Thursday | 21 | 0 | 0 | 0 | 24.1068 | 32.719 | 1.489 | 0 | 0.0242 | 0.96 | 0 | 57.7572 | 0 | 0 | 1.6156 | 0
1391 | 58 | 27 | 2 | Thursday | 22 | 0 | 0 | 0 | 12.7362 | 17.8393 | 0.93 | 0 | 0.0151 | 0 | 0 | 30.5546 | 0 | 0 | 1.0097 | 0
1392 | 58 | 27 | 2 | Thursday | 23 | 0 | 0 | 0 | 6.1377 | 11.0335 | 0.93 | 0 | 0.0151 | 0 | 0 | 17.1503 | 0 | 0 | 1.0097 | 0
1393 | 59 | 28 | 2 | Friday | 0 | 0 | 0 | 0 | 5.1885 | 10.3969 | 0.93 | 0 | 0.0151 | 0 | 0 | 15.5685 | 0 | 0 | 1.0097 | 0
1394 | 59 | 28 | 2 | Friday | 1 | 0 | 0 | 0 | 5.1829 | 10.3969 | 0.93 | 0 | 0.0151 | 0 | 0 | 15.5685 | 0 | 0 | 1.0097 | 0
1395 | 59 | 28 | 2 | Friday | 2 | 0 | 0 | 0 | 5.1829 | 10.3969 | 0.93 | 0 | 0.0151 | 0 | 0 | 15.5685 | 0 | 0 | 1.0097 | 0
1396 | 59 | 28 | 2 | Friday | 3 | 0 | 0 | 0 | 5.1829 | 10.3969 | 0.93 | 0 | 0.0151 | 0 | 0 | 15.5685 | 0 | 0 | 1.0097 | 0
1397 | 59 | 28 | 2 | Friday | 4 | 0 | 0 | 0 | 5.6548 | 10.3969 | 0.93 | 0 | 0.0151 | 0 | 0 | 16.0404 | 0 | 0 | 1.0097 | 0
1398 | 59 | 28 | 2 | Friday | 5 | 0 | 0 | 3.4475 | 8.8552 | 14.4831 | 1.489 | 0 | 0.0242 | 0 | 0 | 26.7836 | 0 | 0 | 1.6157 | 0
1399 | 59 | 28 | 2 | Friday | 6 | 20.881 | 0 | 6.6106 | 17.0169 | 21.1313 | 1.303 | 0 | 0.2037 | 0 | 0 | 44.9289 | 0 | 0 | 22.296 | 0
1400 | 59 | 28 | 2 | Friday | 7 | 51.42 | 0 | 27.1709 | 28.3195 | 37.109 | 3.536 | 0 | 0.4461 | 8.4 | 0.206 | 101.4399 | 0 | 0 | 55.2796 | 0
1401 | 59 | 28 | 2 | Friday | 8 | 12.537 | 0 | 27.1709 | 50.9175 | 79.9326 | 6.513 | 0 | 0.2883 | 16.56 | 2.7992 | 174.8829 | 0 | 0 | 19.6043 | 0
1402 | 59 | 28 | 2 | Friday | 9 | 8.88 | 0 | 27.1709 | 46.9951 | 84.3871 | 7.071 | 0 | 0.2511 | 10.32 | 9.2211 | 169.1169 | 0 | 0 | 16.5519 | 0
1403 | 59 | 28 | 2 | Friday | 10 | 7.516 | 0 | 27.1709 | 44.2032 | 85.6606 | 7.257 | 0 | 0.233 | 8.88 | 14.4364 | 166.1452 | 0 | 0 | 15.3898 | 0
1404 | 59 | 28 | 2 | Friday | 11 | 4.61 | 0 | 27.1709 | 41.6198 | 85.6606 | 8.746 | 0 | 0.2135 | 10.32 | 18.1327 | 164.9783 | 0 | 0 | 14.0992 | 0
1405 | 59 | 28 | 2 | Friday | 12 | 5.468 | 0 | 27.1709 | 37.9435 | 78.8121 | 10.607 | 0 | 0.2585 | 13.92 | 18.7146 | 158.1105 | 0 | 0 | 16.9756 | 0
1406 | 59 | 28 | 2 | Friday | 13 | 4.033 | 0 | 27.1709 | 40.1909 | 85.6606 | 10.048 | 0 | 0.2268 | 11.52 | 14.942 | 164.7668 | 0 | 0 | 14.9355 | 0
1407 | 59 | 28 | 2 | Friday | 14 | 3.769 | 0 | 27.1709 | 40.7408 | 85.6606 | 6.327 | 0 | 0.16 | 8.88 | 12.6783 | 162.6011 | 0 | 0 | 10.6345 | 0
1408 | 59 | 28 | 2 | Friday | 15 | 3.639 | 0 | 27.1709 | 41.3134 | 85.6606 | 6.141 | 0 | 0.155 | 8.88 | 11.0087 | 163.1686 | 0 | 0 | 10.3024 | 0
1409 | 59 | 28 | 2 | Friday | 16 | 3.656 | 0 | 27.1709 | 43.8829 | 85.2073 | 8.188 | 0 | 0.1894 | 11.04 | 6.5973 | 167.477 | 0 | 0 | 12.54 | 0
1410 | 59 | 28 | 2 | Friday | 17 | 7.101 | 0 | 27.1709 | 40.897 | 55.9825 | 4.838 | 0 | 0.1861 | 14.88 | 2.0791 | 139.1021 | 0 | 0 | 12.3508 | 0
1411 | 59 | 28 | 2 | Friday | 18 | 9.011 | 0 | 13.5854 | 30.6763 | 40.9205 | 3.908 | 0 | 0.2031 | 4.8 | 0.3699 | 90.1325 | 0 | 0 | 13.2503 | 0
1412 | 59 | 28 | 2 | Friday | 19 | 0 | 0 | 0 | 28.3042 | 40.0131 | 2.791 | 0 | 0.0454 | 2.88 | 0 | 71.1964 | 0 | 0 | 3.0295 | 0
1413 | 59 | 28 | 2 | Friday | 20 | 0 | 0 | 0 | 24.1068 | 33.1724 | 3.163 | 0 | 0.0515 | 0.96 | 0 | 58.2379 | 0 | 0 | 3.4335 | 0
1414 | 59 | 28 | 2 | Friday | 21 | 0 | 0 | 0 | 24.1068 | 32.719 | 1.489 | 0 | 0.0242 | 0.96 | 0 | 57.7572 | 0 | 0 | 1.6156 | 0
1415 | 59 | 28 | 2 | Friday | 22 | 0 | 0 | 0 | 12.7362 | 17.8393 | 0.93 | 0 | 0.0151 | 0 | 0 | 30.5546 | 0 | 0 | 1.0097 | 0
1416 | 59 | 28 | 2 | Friday | 23 | 0 | 0 | 0 | 6.1377 | 11.0335 | 0.93 | 0 | 0.0151 | 0 | 0 | 17.1503 | 0 | 0 | 1.0097 | 0
1417 | 60 | 1 | 3 | Saturday | 0 | 0 | 0 | 0 | 5.3495 | 10.6091 | 0.93 | 0 | 0.0151 | 0 | 0 | 15.9385 | 0 | 0 | 1.0097 | 0
1418 | 60 | 1 | 3 | Saturday | 1 | 0 | 0 | 0 | 5.1845 | 10.3969 | 0.93 | 0 | 0.0151 | 0 | 0 | 15.5685 | 0 | 0 | 1.0097 | 0
1419 | 60 | 1 | 3 | Saturday | 2 | 0 | 0 | 0 | 5.1845 | 10.3969 | 0.93 | 0 | 0.0151 | 0 | 0 | 15.5685 | 0 | 0 | 1.0097 | 0
1420 | 60 | 1 | 3 | Saturday | 3 | 0 | 0 | 0 | 5.1845 | 10.3969 | 0.93 | 0 | 0.0151 | 0 | 0 | 15.5685 | 0 | 0 | 1.0097 | 0
1421 | 60 | 1 | 3 | Saturday | 4 | 0 | 0 | 0 | 5.1845 | 10.3969 | 0.93 | 0 | 0.0151 | 0 | 0 | 15.5685 | 0 | 0 | 1.0097 | 0
1422 | 60 | 1 | 3 | Saturday | 5 | 0 | 0 | 0 | 5.6564 | 10.3969 | 1.489 | 0 | 0.0242 | 0 | 0 | 16.0495 | 0 | 0 | 1.6157 | 0
1423 | 60 | 1 | 3 | Saturday | 6 | 0 | 0 | 0 | 10.2167 | 14.454 | 1.303 | 0 | 0.0212 | 0 | 0 | 24.6599 | 0 | 0 | 1.4137 | 0
1424 | 60 | 1 | 3 | Saturday | 7 | 0 | 0 | 0 | 14.0996 | 18.078 | 2.047 | 0 | 0.0333 | 3.84 | 0.1114 | 36.0381 | 0 | 0 | 2.2215 | 0
1425 | 60 | 1 | 3 | Saturday | 8 | 0 | 0 | 0 | 23.2964 | 33.4891 | 2.791 | 0 | 0.0454 | 3.36 | 1.0226 | 60.1661 | 0 | 0 | 3.0296 | 0
1426 | 60 | 1 | 3 | Saturday | 9 | 0 | 0 | 0 | 23.4755 | 36.0383 | 3.908 | 0 | 0.0636 | 5.04 | 2.768 | 64.5982 | 0 | 0 | 4.2412 | 0
1427 | 60 | 1 | 3 | Saturday | 10 | 0 | 0 | 0 | 21.1168 | 36.8872 | 3.536 | 0 | 0.0575 | 4.32 | 4.7654 | 62.3623 | 0 | 0 | 3.8373 | 0
1428 | 60 | 1 | 3 | Saturday | 11 | 0 | 0 | 0 | 19.6699 | 36.8872 | 4.28 | 0 | 0.0697 | 6 | 6.4834 | 62.5988 | 0 | 0 | 4.645 | 0
1429 | 60 | 1 | 3 | Saturday | 12 | 0 | 0 | 0 | 15.6516 | 26.6109 | 3.722 | 0 | 0.1524 | 5.04 | 8.0852 | 47.4198 | 0 | 0 | 4.0391 | 0
1430 | 60 | 1 | 3 | Saturday | 13 | 0 | 0 | 0 | 15.5494 | 26.1571 | 3.536 | 0 | 0.3331 | 3.12 | 9.6957 | 45.118 | 0 | 0 | 3.8373 | 0
1431 | 60 | 1 | 3 | Saturday | 14 | 0 | 0 | 0 | 15.3301 | 26.1571 | 2.791 | 0 | 0.504 | 1.92 | 9.5025 | 43.8656 | 0 | 0 | 3.0295 | 0
1432 | 60 | 1 | 3 | Saturday | 15 | 0 | 0 | 0 | 15.5272 | 26.1571 | 2.233 | 0 | 0.7683 | 0.96 | 7.847 | 43.3638 | 0 | 0 | 2.4235 | 0
1433 | 60 | 1 | 3 | Saturday | 16 | 0 | 0 | 0 | 16.0073 | 26.1571 | 2.605 | 0 | 0.6385 | 1.2 | 5.4265 | 43.9549 | 0 | 0 | 2.8276 | 0
1434 | 60 | 1 | 3 | Saturday | 17 | 0 | 0 | 0 | 13.0107 | 19.2871 | 1.303 | 0 | 0.4793 | 1.44 | 2.1331 | 34.162 | 0 | 0 | 1.4137 | 0
1435 | 60 | 1 | 3 | Saturday | 18 | 0 | 0 | 0 | 13.7959 | 19.2871 | 1.303 | 0 | 0.0212 | 0 | 0.3967 | 33.0402 | 0 | 0 | 1.4138 | 0
1436 | 60 | 1 | 3 | Saturday | 19 | 0 | 0 | 0 | 13.8322 | 19.2871 | 1.303 | 0 | 0.0212 | 0 | 0 | 33.0766 | 0 | 0 | 1.4138 | 0
1437 | 60 | 1 | 3 | Saturday | 20 | 0 | 0 | 0 | 13.8282 | 19.2871 | 1.303 | 0 | 0.0212 | 0 | 0 | 33.0766 | 0 | 0 | 1.4138 | 0
1438 | 60 | 1 | 3 | Saturday | 21 | 0 | 0 | 0 | 13.8282 | 19.2871 | 1.675 | 0 | 0.0272 | 0 | 0 | 33.0826 | 0 | 0 | 1.8178 | 0
1439 | 60 | 1 | 3 | Saturday | 22 | 0 | 0 | 0 | 12.5503 | 17.5892 | 0.93 | 0 | 0.0151 | 0 | 0 | 30.1106 | 0 | 0 | 1.0097 | 0
1440 | 60 | 1 | 3 | Saturday | 23 | 0 | 0 | 0 | 6.6175 | 11.0335 | 0.93 | 0 | 0.0151 | 0 | 0 | 17.6222 | 0 | 0 | 1.0097 | 0
1441 | 61 | 2 | 3 | Sunday | 0 | 0 | 0 | 0 | 5.3583 | 10.6091 | 0.744 | 0 | 0.0121 | 0 | 0 | 15.9354 | 0 | 0 | 0.8077 | 0
1442 | 61 | 2 | 3 | Sunday | 1 | 0 | 0 | 0 | 5.2005 | 10.3969 | 0.744 | 0 | 0.0121 | 0 | 0 | 15.5655 | 0 | 0 | 0.8078 | 0
1443 | 61 | 2 | 3 | Sunday | 2 | 0 | 0 | 0 | 5.1909 | 10.3969 | 0.744 | 0 | 0.0121 | 0 | 0 | 15.5655 | 0 | 0 | 0.8078 | 0
1444 | 61 | 2 | 3 | Sunday | 3 | 0 | 0 | 0 | 5.1909 | 10.3969 | 0.744 | 0 | 0.0121 | 0 | 0 | 15.5655 | 0 | 0 | 0.8078 | 0
1445 | 61 | 2 | 3 | Sunday | 4 | 0 | 0 | 0 | 5.1909 | 10.3969 | 0.744 | 0 | 0.0121 | 0 | 0 | 15.5655 | 0 | 0 | 0.8078 | 0
1446 | 61 | 2 | 3 | Sunday | 5 | 0 | 0 | 0 | 5.6628 | 10.3969 | 1.303 | 0 | 0.0212 | 0 | 0 | 16.0465 | 0 | 0 | 1.4138 | 0
1447 | 61 | 2 | 3 | Sunday | 6 | 0 | 0 | 0 | 6.1433 | 11.0335 | 0.744 | 0 | 0.0121 | 0 | 0 | 17.1473 | 0 | 0 | 0.8077 | 0
1448 | 61 | 2 | 3 | Sunday | 7 | 0 | 0 | 0 | 9.5595 | 14.6575 | 0.744 | 0 | 0.0121 | 0 | 0.1941 | 24.1875 | 0 | 0 | 0.8078 | 0
1449 | 61 | 2 | 3 | Sunday | 8 | 0 | 0 | 0 | 9.8841 | 15.5065 | 0.744 | 0 | 0.0121 | 0 | 1.8268 | 25.3506 | 0 | 0 | 0.8078 | 0
1450 | 61 | 2 | 3 | Sunday | 9 | 0 | 0 | 0 | 8.9106 | 15.5065 | 0.744 | 0 | 0.0121 | 0 | 5.0387 | 24.3772 | 0 | 0 | 0.8078 | 0
1451 | 61 | 2 | 3 | Sunday | 10 | 0 | 0 | 0 | 8.7953 | 16.3554 | 0.744 | 0 | 0.0121 | 0 | 8.6012 | 25.1205 | 0 | 0 | 0.8078 | 0
1452 | 61 | 2 | 3 | Sunday | 11 | 0 | 0 | 0 | 8.5835 | 16.3554 | 1.116 | 0 | 0.0182 | 0 | 11.3896 | 24.9091 | 0 | 0 | 1.2117 | 0
1453 | 61 | 2 | 3 | Sunday | 12 | 0 | 0 | 0 | 11.1869 | 20.794 | 1.116 | 0 | 0.0182 | 0 | 14.0028 | 31.9567 | 0 | 0 | 1.2117 | 0
1454 | 61 | 2 | 3 | Sunday | 13 | 0 | 0 | 0 | 11.5599 | 20.794 | 1.675 | 0 | 0.0272 | 0 | 16.915 | 32.3404 | 0 | 0 | 1.8178 | 0
1455 | 61 | 2 | 3 | Sunday | 14 | 0 | 0 | 0 | 12.186 | 20.794 | 1.116 | 0 | 0.0182 | 0 | 18.6069 | 32.9582 | 0 | 0 | 1.2117 | 0
1456 | 61 | 2 | 3 | Sunday | 15 | 0 | 0 | 0 | 12.507 | 20.794 | 0.744 | 0 | 0.0121 | 0 | 15.5447 | 33.2779 | 0 | 0 | 0.8077 | 0
1457 | 61 | 2 | 3 | Sunday | 16 | 0 | 0 | 0 | 12.4329 | 20.3695 | 0.744 | 0 | 0.0121 | 0 | 8.3121 | 32.7634 | 0 | 0 | 0.8078 | 0
1458 | 61 | 2 | 3 | Sunday | 17 | 0 | 0 | 0 | 13.1279 | 19.916 | 0.744 | 0 | 0.0121 | 0 | 1.914 | 33.0064 | 0 | 0 | 0.8078 | 0
1459 | 61 | 2 | 3 | Sunday | 18 | 0 | 0 | 0 | 14.1329 | 19.916 | 0.744 | 0 | 0.0121 | 0 | 0.3336 | 34.009 | 0 | 0 | 0.8078 | 0
1460 | 61 | 2 | 3 | Sunday | 19 | 0 | 0 | 0 | 14.1675 | 19.916 | 0.744 | 0 | 0.0121 | 0 | 0 | 34.0452 | 0 | 0 | 0.8078 | 0
1461 | 61 | 2 | 3 | Sunday | 20 | 0 | 0 | 0 | 13.6956 | 19.916 | 0.744 | 0 | 0.0121 | 0 | 0 | 33.5733 | 0 | 0 | 0.8078 | 0
1462 | 61 | 2 | 3 | Sunday | 21 | 0 | 0 | 0 | 13.6956 | 19.916 | 1.303 | 0 | 0.0212 | 0 | 0 | 33.5824 | 0 | 0 | 1.4138 | 0
1463 | 61 | 2 | 3 | Sunday | 22 | 0 | 0 | 0 | 6.2927 | 11.8825 | 0.744 | 0 | 0.0121 | 0 | 0 | 18.1553 | 0 | 0 | 0.8077 | 0
1464 | 61 | 2 | 3 | Sunday | 23 | 0 | 0 | 0 | 5.6618 | 11.0335 | 0.744 | 0 | 0.0121 | 0 | 0 | 16.6754 | 0 | 0 | 0.8078 | 0
1465 | 62 | 3 | 3 | Monday | 0 | 0 | 0 | 0 | 5.1885 | 10.3969 | 0.93 | 0 | 0.0151 | 0 | 0 | 15.5685 | 0 | 0 | 1.0097 | 0
1466 | 62 | 3 | 3 | Monday | 1 | 0 | 0 | 0 | 5.1829 | 10.3969 | 0.93 | 0 | 0.0151 | 0 | 0 | 15.5685 | 0 | 0 | 1.0097 | 0
1467 | 62 | 3 | 3 | Monday | 2 | 0 | 0 | 0 | 5.1829 | 10.3969 | 0.93 | 0 | 0.0151 | 0 | 0 | 15.5685 | 0 | 0 | 1.0097 | 0
1468 | 62 | 3 | 3 | Monday | 3 | 0 | 0 | 0 | 5.1829 | 10.3969 | 0.93 | 0 | 0.0151 | 0 | 0 | 15.5685 | 0 | 0 | 1.0097 | 0
1469 | 62 | 3 | 3 | Monday | 4 | 0 | 0 | 0 | 5.6548 | 10.3969 | 0.93 | 0 | 0.0151 | 0 | 0 | 16.0404 | 0 | 0 | 1.0097 | 0
1470 | 62 | 3 | 3 | Monday | 5 | 91.467 | 0 | 27.1709 | 8.8552 | 14.4831 | 1.489 | 0 | 0.5078 | 0 | 0 | 50.9906 | 0 | 0 | 93.0963 | 0
1471 | 62 | 3 | 3 | Monday | 6 | 85.035 | 0 | 27.1709 | 17.0169 | 21.1313 | 1.303 | 0 | 0.4867 | 0 | 0 | 65.7722 | 0 | 0 | 86.4598 | 0
1472 | 62 | 3 | 3 | Monday | 7 | 67.041 | 0 | 27.1709 | 28.2447 | 37.109 | 3.536 | 0 | 0.462 | 8.4 | 0.3794 | 101.3809 | 0 | 0 | 70.9062 | 0
1473 | 62 | 3 | 3 | Monday | 8 | 21.351 | 0 | 27.1709 | 47.876 | 79.9326 | 6.513 | 0 | 0.4096 | 16.56 | 5.2223 | 171.9627 | 0 | 0 | 28.4183 | 0
1474 | 62 | 3 | 3 | Monday | 9 | 16.132 | 0 | 27.1709 | 42.3866 | 84.3871 | 7.071 | 0 | 0.3662 | 10.32 | 13.1247 | 164.6236 | 0 | 0 | 23.8021 | 0
1475 | 62 | 3 | 3 | Monday | 10 | 13.848 | 0 | 27.1709 | 40.4316 | 85.6606 | 7.257 | 0 | 0.3327 | 8.88 | 20.7742 | 162.4733 | 0 | 0 | 21.7206 | 0
1476 | 62 | 3 | 3 | Monday | 11 | 9.12 | 0 | 27.1709 | 39.715 | 85.6606 | 8.746 | 0 | 0.2835 | 10.32 | 26.1128 | 163.1436 | 0 | 0 | 18.6083 | 0
1477 | 62 | 3 | 3 | Monday | 12 | 9.647 | 0 | 27.1709 | 37.4273 | 78.8121 | 10.607 | 0 | 0.6453 | 13.92 | 28.084 | 157.9812 | 0 | 0 | 21.1535 | 0
1478 | 62 | 3 | 3 | Monday | 13 | 5.935 | 0 | 27.1709 | 40.2294 | 85.6606 | 10.048 | 0 | 0.76 | 11.52 | 27.0526 | 165.3385 | 0 | 0 | 16.8363 | 0
1479 | 62 | 3 | 3 | Monday | 14 | 5.375 | 0 | 27.1709 | 40.9352 | 85.6606 | 6.327 | 0 | 0.646 | 8.88 | 23.0565 | 163.2815 | 0 | 0 | 12.2402 | 0
1480 | 62 | 3 | 3 | Monday | 15 | 4.993 | 0 | 27.1709 | 41.6824 | 85.6606 | 6.141 | 0 | 1.0037 | 8.88 | 16.5302 | 164.3863 | 0 | 0 | 11.656 | 0
1481 | 62 | 3 | 3 | Monday | 16 | 4.944 | 0 | 27.1709 | 44.5993 | 85.2073 | 8.188 | 0 | 0.5751 | 11.04 | 8.344 | 168.579 | 0 | 0 | 13.8276 | 0
1482 | 62 | 3 | 3 | Monday | 17 | 10.982 | 0 | 27.1709 | 39.7171 | 55.9825 | 4.838 | 0 | 0.384 | 14.88 | 1.8864 | 138.12 | 0 | 0 | 16.2317 | 0
1483 | 62 | 3 | 3 | Monday | 18 | 11.472 | 0 | 13.5854 | 30.5945 | 40.9205 | 3.908 | 0 | 0.2331 | 4.8 | 0.3481 | 90.0807 | 0 | 0 | 15.712 | 0
1484 | 62 | 3 | 3 | Monday | 19 | 0 | 0 | 0 | 28.3042 | 40.0131 | 2.791 | 0 | 0.0454 | 2.88 | 0 | 71.1964 | 0 | 0 | 3.0295 | 0
1485 | 62 | 3 | 3 | Monday | 20 | 0 | 0 | 0 | 24.1068 | 33.1724 | 3.163 | 0 | 0.0515 | 0.96 | 0 | 58.2379 | 0 | 0 | 3.4335 | 0
1486 | 62 | 3 | 3 | Monday | 21 | 0 | 0 | 0 | 24.1068 | 32.719 | 1.489 | 0 | 0.0242 | 0.96 | 0 | 57.7572 | 0 | 0 | 1.6156 | 0
1487 | 62 | 3 | 3 | Monday | 22 | 0 | 0 | 0 | 12.7362 | 17.8393 | 0.93 | 0 | 0.0151 | 0 | 0 | 30.5546 | 0 | 0 | 1.0097 | 0
1488 | 62 | 3 | 3 | Monday | 23 | 0 | 0 | 0 | 6.1377 | 11.0335 | 0.93 | 0 | 0.0151 | 0 | 0 | 17.1503 | 0 | 0 | 1.0097 | 0
1489 | 63 | 4 | 3 | Tuesday | 0 | 0 | 0 | 0 | 5.1885 | 10.3969 | 0.93 | 0 | 0.0151 | 0 | 0 | 15.5685 | 0 | 0 | 1.0097 | 0
1490 | 63 | 4 | 3 | Tuesday | 1 | 0 | 0 | 0 | 5.1829 | 10.3969 | 0.93 | 0 | 0.0151 | 0 | 0 | 15.5685 | 0 | 0 | 1.0097 | 0
1491 | 63 | 4 | 3 | Tuesday | 2 | 0 | 0 | 0 | 5.1829 | 10.3969 | 0.93 | 0 | 0.0151 | 0 | 0 | 15.5685 | 0 | 0 | 1.0097 | 0
1492 | 63 | 4 | 3 | Tuesday | 3 | 0 | 0 | 0 | 5.1829 | 10.3969 | 0.93 | 0 | 0.0151 | 0 | 0 | 15.5685 | 0 | 0 | 1.0097 | 0
1493 | 63 | 4 | 3 | Tuesday | 4 | 0 | 0 | 0 | 5.6548 | 10.3969 | 0.93 | 0 | 0.0151 | 0 | 0 | 16.0404 | 0 | 0 | 1.0097 | 0
1494 | 63 | 4 | 3 | Tuesday | 5 | 0 | 0 | 3.4475 | 8.8552 | 14.4831 | 1.489 | 0 | 0.0242 | 0 | 0 | 26.7836 | 0 | 0 | 1.6157 | 0
1495 | 63 | 4 | 3 | Tuesday | 6 | 10.715 | 0 | 3.4475 | 17.0169 | 21.1313 | 1.303 | 0 | 0.1856 | 0 | 0 | 41.7478 | 0 | 0 | 12.1284 | 0
1496 | 63 | 4 | 3 | Tuesday | 7 | 64.944 | 0 | 27.1709 | 28.301 | 37.109 | 3.536 | 0 | 0.5566 | 8.4 | 0.2635 | 101.5318 | 0 | 0 | 68.8075 | 0
1497 | 63 | 4 | 3 | Tuesday | 8 | 15.012 | 0 | 27.1709 | 50.5902 | 79.9326 | 6.513 | 0 | 0.3211 | 16.56 | 2.5832 | 174.5884 | 0 | 0 | 22.0791 | 0
1498 | 63 | 4 | 3 | Tuesday | 9 | 10.092 | 0 | 27.1709 | 47.5481 | 84.3871 | 7.071 | 0 | 0.27 | 10.32 | 4.5768 | 169.6889 | 0 | 0 | 17.764 | 0
1499 | 63 | 4 | 3 | Tuesday | 10 | 8.784 | 0 | 27.1709 | 45.0814 | 85.6606 | 7.257 | 0 | 0.2527 | 8.88 | 5.3491 | 167.0432 | 0 | 0 | 16.6578 | 0
1500 | 63 | 4 | 3 | Tuesday | 11 | 6.297 | 0 | 27.1709 | 42.8458 | 85.6606 | 8.746 | 0 | 0.2395 | 10.32 | 6.1222 | 166.2303 | 0 | 0 | 15.7862 | 0
1501 | 63 | 4 | 3 | Tuesday | 12 | 7.874 | 0 | 27.1709 | 39.2577 | 78.8121 | 10.607 | 0 | 0.2958 | 13.92 | 7.2294 | 159.4621 | 0 | 0 | 19.3805 | 0
1502 | 63 | 4 | 3 | Tuesday | 13 | 5.062 | 0 | 27.1709 | 41.5255 | 85.6606 | 10.048 | 0 | 0.2427 | 11.52 | 7.6426 | 166.1172 | 0 | 0 | 15.964 | 0
1503 | 63 | 4 | 3 | Tuesday | 14 | 4.68 | 0 | 27.1709 | 42.5335 | 85.6606 | 6.327 | 0 | 0.1739 | 8.88 | 6.595 | 164.4077 | 0 | 0 | 11.5456 | 0
1504 | 63 | 4 | 3 | Tuesday | 15 | 4.534 | 0 | 27.1709 | 46.5884 | 85.6606 | 6.141 | 0 | 0.8537 | 8.88 | 4.542 | 169.1423 | 0 | 0 | 11.1973 | 0
1505 | 63 | 4 | 3 | Tuesday | 16 | 4.531 | 0 | 27.1709 | 53.5239 | 85.2073 | 8.188 | 0 | 0.2028 | 11.04 | 2.7764 | 177.1313 | 0 | 0 | 13.4149 | 0
1506 | 63 | 4 | 3 | Tuesday | 17 | 12.069 | 0 | 27.1709 | 42.5857 | 55.9825 | 4.838 | 0 | 0.2634 | 14.88 | 1.2728 | 140.8681 | 0 | 0 | 17.3179 | 0
1507 | 63 | 4 | 3 | Tuesday | 18 | 12.369 | 0 | 13.5854 | 30.6721 | 40.9205 | 3.908 | 0 | 0.2331 | 4.8 | 0.2527 | 90.1583 | 0 | 0 | 16.6102 | 0
1508 | 63 | 4 | 3 | Tuesday | 19 | 0 | 0 | 0 | 28.3042 | 40.0131 | 2.791 | 0 | 0.0454 | 2.88 | 0 | 71.1964 | 0 | 0 | 3.0295 | 0
1509 | 63 | 4 | 3 | Tuesday | 20 | 0 | 0 | 0 | 24.1068 | 33.1724 | 3.163 | 0 | 0.0515 | 0.96 | 0 | 58.2379 | 0 | 0 | 3.4335 | 0
1510 | 63 | 4 | 3 | Tuesday | 21 | 0 | 0 | 0 | 24.1068 | 32.719 | 1.489 | 0 | 0.0242 | 0.96 | 0 | 57.7572 | 0 | 0 | 1.6156 | 0
1511 | 63 | 4 | 3 | Tuesday | 22 | 0 | 0 | 0 | 12.7362 | 17.8393 | 0.93 | 0 | 0.0151 | 0 | 0 | 30.5546 | 0 | 0 | 1.0097 | 0
1512 | 63 | 4 | 3 | Tuesday | 23 | 0 | 0 | 0 | 6.1377 | 11.0335 | 0.93 | 0 | 0.0151 | 0 | 0 | 17.1503 | 0 | 0 | 1.0097 | 0
1513 | 64 | 5 | 3 | Wednesday | 0 | 0 | 0 | 0 | 5.1885 | 10.3969 | 0.93 | 0 | 0.0151 | 0 | 0 | 15.5685 | 0 | 0 | 1.0097 | 0
1514 | 64 | 5 | 3 | Wednesday | 1 | 0 | 0 | 0 | 5.1829 | 10.3969 | 0.93 | 0 | 0.0151 | 0 | 0 | 15.5685 | 0 | 0 | 1.0097 | 0
1515 | 64 | 5 | 3 | Wednesday | 2 | 0 | 0 | 0 | 5.1829 | 10.3969 | 0.93 | 0 | 0.0151 | 0 | 0 | 15.5685 | 0 | 0 | 1.0097 | 0
1516 | 64 | 5 | 3 | Wednesday | 3 | 0 | 0 | 0 | 5.1829 | 10.3969 | 0.93 | 0 | 0.0151 | 0 | 0 | 15.5685 | 0 | 0 | 1.0097 | 0
1517 | 64 | 5 | 3 | Wednesday | 4 | 0 | 0 | 0 | 5.6548 | 10.3969 | 0.93 | 0 | 0.0151 | 0 | 0 | 16.0404 | 0 | 0 | 1.0097 | 0
1518 | 64 | 5 | 3 | Wednesday | 5 | 36.544 | 0 | 12.9368 | 8.8552 | 14.4831 | 1.489 | 0 | 0.2163 | 0 | 0 | 36.4651 | 0 | 0 | 38.1646 | 0
1519 | 64 | 5 | 3 | Wednesday | 6 | 82.72 | 0 | 27.1709 | 17.0169 | 21.1313 | 1.303 | 0 | 0.4846 | 0 | 0 | 65.7701 | 0 | 0 | 84.1446 | 0
1520 | 64 | 5 | 3 | Wednesday | 7 | 63.786 | 0 | 27.1709 | 28.1107 | 37.109 | 3.536 | 0 | 0.4577 | 8.4 | 0.4505 | 101.2426 | 0 | 0 | 67.6503 | 0
1521 | 64 | 5 | 3 | Wednesday | 8 | 16.57 | 0 | 27.1709 | 44.2409 | 79.9326 | 6.513 | 0 | 0.3392 | 16.56 | 6.19 | 168.2572 | 0 | 0 | 23.6373 | 0
1522 | 64 | 5 | 3 | Wednesday | 9 | 10.456 | 0 | 27.1709 | 40.9117 | 84.3871 | 7.071 | 0 | 0.2758 | 10.32 | 15.2124 | 163.0582 | 0 | 0 | 18.1275 | 0
1523 | 64 | 5 | 3 | Wednesday | 10 | 8.755 | 0 | 27.1709 | 40.3084 | 85.6606 | 7.257 | 0 | 0.2522 | 8.88 | 23.372 | 162.2697 | 0 | 0 | 16.6284 | 0
1524 | 64 | 5 | 3 | Wednesday | 11 | 5.644 | 0 | 27.1709 | 39.5917 | 85.6606 | 8.746 | 0 | 0.2294 | 10.32 | 28.7625 | 162.9661 | 0 | 0 | 15.133 | 0
1525 | 64 | 5 | 3 | Wednesday | 12 | 6.751 | 0 | 27.1709 | 37.4153 | 78.8121 | 10.607 | 0 | 0.2783 | 13.92 | 30.8316 | 157.6022 | 0 | 0 | 18.258 | 0
1526 | 64 | 5 | 3 | Wednesday | 13 | 4.542 | 0 | 27.1709 | 40.2177 | 85.6606 | 10.048 | 0 | 0.2346 | 11.52 | 29.7229 | 164.8013 | 0 | 0 | 15.444 | 0
1527 | 64 | 5 | 3 | Wednesday | 14 | 4.153 | 0 | 27.1709 | 40.9277 | 85.6606 | 6.327 | 0 | 0.1659 | 8.88 | 25.302 | 162.7938 | 0 | 0 | 11.0182 | 0
1528 | 64 | 5 | 3 | Wednesday | 15 | 3.985 | 0 | 27.1709 | 41.8883 | 85.6606 | 6.141 | 0 | 0.1602 | 8.88 | 18.2743 | 163.7488 | 0 | 0 | 10.6488 | 0
1529 | 64 | 5 | 3 | Wednesday | 16 | 4.028 | 0 | 27.1709 | 44.303 | 85.2073 | 8.188 | 0 | 0.1951 | 11.04 | 9.3341 | 167.9027 | 0 | 0 | 12.9126 | 0
1530 | 64 | 5 | 3 | Wednesday | 17 | 8.716 | 0 | 27.1709 | 39.2904 | 55.9825 | 4.838 | 0 | 0.2111 | 14.88 | 2.1361 | 137.5205 | 0 | 0 | 13.9655 | 0
1531 | 64 | 5 | 3 | Wednesday | 18 | 10.78 | 0 | 13.5854 | 30.5855 | 40.9205 | 3.908 | 0 | 0.2262 | 4.8 | 0.3937 | 90.0648 | 0 | 0 | 15.02 | 0
1532 | 64 | 5 | 3 | Wednesday | 19 | 0 | 0 | 0 | 28.3042 | 40.0131 | 2.791 | 0 | 0.0454 | 2.88 | 0 | 71.1964 | 0 | 0 | 3.0295 | 0
1533 | 64 | 5 | 3 | Wednesday | 20 | 0 | 0 | 0 | 24.1068 | 33.1724 | 3.163 | 0 | 0.0515 | 0.96 | 0 | 58.2379 | 0 | 0 | 3.4335 | 0
1534 | 64 | 5 | 3 | Wednesday | 21 | 0 | 0 | 0 | 24.1068 | 32.719 | 1.489 | 0 | 0.0242 | 0.96 | 0 | 57.7572 | 0 | 0 | 1.6156 | 0
1535 | 64 | 5 | 3 | Wednesday | 22 | 0 | 0 | 0 | 12.7362 | 17.8393 | 0.93 | 0 | 0.0151 | 0 | 0 | 30.5546 | 0 | 0 | 1.0097 | 0
1536 | 64 | 5 | 3 | Wednesday | 23 | 0 | 0 | 0 | 6.1377 | 11.0335 | 0.93 | 0 | 0.0151 | 0 | 0 | 17.1503 | 0 | 0 | 1.0097 | 0
1537 | 65 | 6 | 3 | Thursday | 0 | 0 | 0 | 0 | 5.1885 | 10.3969 | 0.93 | 0 | 0.0151 | 0 | 0 | 15.5685 | 0 | 0 | 1.0097 | 0
1538 | 65 | 6 | 3 | Thursday | 1 | 0 | 0 | 0 | 5.1829 | 10.3969 | 0.93 | 0 | 0.0151 | 0 | 0 | 15.5685 | 0 | 0 | 1.0097 | 0
1539 | 65 | 6 | 3 | Thursday | 2 | 0 | 0 | 0 | 5.1829 | 10.3969 | 0.93 | 0 | 0.0151 | 0 | 0 | 15.5685 | 0 | 0 | 1.0097 | 0
1540 | 65 | 6 | 3 | Thursday | 3 | 0 | 0 | 0 | 5.1829 | 10.3969 | 0.93 | 0 | 0.0151 | 0 | 0 | 15.5685 | 0 | 0 | 1.0097 | 0
1541 | 65 | 6 | 3 | Thursday | 4 | 0 | 0 | 0 | 5.6548 | 10.3969 | 0.93 | 0 | 0.0151 | 0 | 0 | 16.0404 | 0 | 0 | 1.0097 | 0
1542 | 65 | 6 | 3 | Thursday | 5 | 0 | 0 | 3.4475 | 8.8552 | 14.4831 | 1.489 | 0 | 0.0242 | 0 | 0 | 26.7836 | 0 | 0 | 1.6157 | 0
1543 | 65 | 6 | 3 | Thursday | 6 | 13.847 | 0 | 4.2383 | 17.0169 | 21.1313 | 1.303 | 0 | 0.1879 | 0 | 0 | 42.5408 | 0 | 0 | 15.2614 | 0
1544 | 65 | 6 | 3 | Thursday | 7 | 60.71 | 0 | 27.1709 | 28.31 | 37.109 | 3.536 | 0 | 0.4582 | 8.4 | 0.2308 | 101.4424 | 0 | 0 | 64.5721 | 0
1545 | 65 | 6 | 3 | Thursday | 8 | 14.237 | 0 | 27.1709 | 51.7126 | 79.9326 | 6.513 | 0 | 0.3108 | 16.56 | 2.2245 | 175.7005 | 0 | 0 | 21.3043 | 0
1546 | 65 | 6 | 3 | Thursday | 9 | 9.897 | 0 | 27.1709 | 49.7219 | 84.3871 | 7.071 | 0 | 0.267 | 10.32 | 3.9133 | 171.8595 | 0 | 0 | 17.5683 | 0
1547 | 65 | 6 | 3 | Thursday | 10 | 8.58 | 0 | 27.1709 | 46.2833 | 85.6606 | 7.257 | 0 | 0.2495 | 8.88 | 5.4701 | 168.2419 | 0 | 0 | 16.4537 | 0
1548 | 65 | 6 | 3 | Thursday | 11 | 5.58 | 0 | 27.1709 | 41.7059 | 85.6606 | 8.746 | 0 | 0.2284 | 10.32 | 9.1848 | 165.0793 | 0 | 0 | 15.069 | 0
1549 | 65 | 6 | 3 | Thursday | 12 | 6.687 | 0 | 27.1709 | 38.0876 | 78.8121 | 10.607 | 0 | 0.2773 | 13.92 | 11.6596 | 158.2735 | 0 | 0 | 18.1939 | 0
1550 | 65 | 6 | 3 | Thursday | 13 | 4.642 | 0 | 27.1709 | 41.2037 | 85.6606 | 10.048 | 0 | 0.2362 | 11.52 | 10.3869 | 165.7889 | 0 | 0 | 15.5445 | 0
1551 | 65 | 6 | 3 | Thursday | 14 | 4.313 | 0 | 27.1709 | 41.4665 | 85.6606 | 6.327 | 0 | 0.1683 | 8.88 | 11.3204 | 163.3351 | 0 | 0 | 11.1781 | 0
1552 | 65 | 6 | 3 | Thursday | 15 | 4.031 | 0 | 27.1709 | 42.3735 | 85.6606 | 6.141 | 0 | 0.1609 | 8.88 | 11.1625 | 164.2346 | 0 | 0 | 10.695 | 0
1553 | 65 | 6 | 3 | Thursday | 16 | 3.939 | 0 | 27.1709 | 47.1645 | 85.2073 | 8.188 | 0 | 0.1938 | 11.04 | 6.463 | 170.7629 | 0 | 0 | 12.8235 | 0
1554 | 65 | 6 | 3 | Thursday | 17 | 9.093 | 0 | 27.1709 | 40.9093 | 55.9825 | 4.838 | 0 | 0.2169 | 14.88 | 2.0396 | 139.1451 | 0 | 0 | 14.3428 | 0
1555 | 65 | 6 | 3 | Thursday | 18 | 10.479 | 0 | 13.5854 | 30.6151 | 40.9205 | 3.908 | 0 | 0.2247 | 4.8 | 0.4162 | 90.0929 | 0 | 0 | 14.7186 | 0
1556 | 65 | 6 | 3 | Thursday | 19 | 0 | 0 | 0 | 28.3042 | 40.0131 | 2.791 | 0 | 0.0454 | 2.88 | 0 | 71.1964 | 0 | 0 | 3.0295 | 0
1557 | 65 | 6 | 3 | Thursday | 20 | 0 | 0 | 0 | 24.1068 | 33.1724 | 3.163 | 0 | 0.0515 | 0.96 | 0 | 58.2379 | 0 | 0 | 3.4335 | 0
1558 | 65 | 6 | 3 | Thursday | 21 | 0 | 0 | 0 | 24.1068 | 32.719 | 1.489 | 0 | 0.0242 | 0.96 | 0 | 57.7572 | 0 | 0 | 1.6156 | 0
1559 | 65 | 6 | 3 | Thursday | 22 | 0 | 0 | 0 | 12.7362 | 17.8393 | 0.93 | 0 | 0.0151 | 0 | 0 | 30.5546 | 0 | 0 | 1.0097 | 0
1560 | 65 | 6 | 3 | Thursday | 23 | 0 | 0 | 0 | 6.1377 | 11.0335 | 0.93 | 0 | 0.0151 | 0 | 0 | 17.1503 | 0 | 0 | 1.0097 | 0
1561 | 66 | 7 | 3 | Friday | 0 | 0 | 0 | 0 | 5.1885 | 10.3969 | 0.93 | 0 | 0.0151 | 0 | 0 | 15.5685 | 0 | 0 | 1.0097 | 0
1562 | 66 | 7 | 3 | Friday | 1 | 0 | 0 | 0 | 5.1829 | 10.3969 | 0.93 | 0 | 0.0151 | 0 | 0 | 15.5685 | 0 | 0 | 1.0097 | 0
1563 | 66 | 7 | 3 | Friday | 2 | 0 | 0 | 0 | 5.1829 | 10.3969 | 0.93 | 0 | 0.0151 | 0 | 0 | 15.5685 | 0 | 0 | 1.0097 | 0
1564 | 66 | 7 | 3 | Friday | 3 | 0 | 0 | 0 | 5.1829 | 10.3969 | 0.93 | 0 | 0.0151 | 0 | 0 | 15.5685 | 0 | 0 | 1.0097 | 0
1565 | 66 | 7 | 3 | Friday | 4 | 0 | 0 | 0 | 5.6548 | 10.3969 | 0.93 | 0 | 0.0151 | 0 | 0 | 16.0404 | 0 | 0 | 1.0097 | 0
1566 | 66 | 7 | 3 | Friday | 5 | 58.439 | 0 | 27.1709 | 8.8552 | 14.4831 | 1.489 | 0 | 0.4555 | 0 | 0 | 50.9383 | 0 | 0 | 60.0652 | 0
1567 | 66 | 7 | 3 | Friday | 6 | 54.066 | 0 | 27.1709 | 17.0169 | 21.1313 | 1.303 | 0 | 0.4432 | 0 | 0 | 65.7287 | 0 | 0 | 55.4881 | 0
1568 | 66 | 7 | 3 | Friday | 7 | 39.513 | 0 | 27.1709 | 28.2765 | 37.109 | 3.536 | 0 | 0.4301 | 8.4 | 0.3259 | 101.3808 | 0 | 0 | 43.3664 | 0
1569 | 66 | 7 | 3 | Friday | 8 | 10.4 | 0 | 27.1709 | 48.8179 | 79.9326 | 6.513 | 0 | 0.2585 | 16.56 | 3.1301 | 172.7535 | 0 | 0 | 17.467 | 0
1570 | 66 | 7 | 3 | Friday | 9 | 7.435 | 0 | 27.1709 | 44.118 | 84.3871 | 7.071 | 0 | 0.2287 | 10.32 | 6.577 | 166.2174 | 0 | 0 | 15.1076 | 0
1571 | 66 | 7 | 3 | Friday | 10 | 6.821 | 0 | 27.1709 | 40.9256 | 85.6606 | 7.257 | 0 | 0.2223 | 8.88 | 10.5928 | 162.8569 | 0 | 0 | 14.6949 | 0
1572 | 66 | 7 | 3 | Friday | 11 | 4.464 | 0 | 27.1709 | 39.919 | 85.6606 | 8.746 | 0 | 0.2113 | 10.32 | 12.473 | 163.2753 | 0 | 0 | 13.9539 | 0
1573 | 66 | 7 | 3 | Friday | 12 | 4.957 | 0 | 27.1709 | 38.3479 | 78.8121 | 10.607 | 0 | 0.2506 | 13.92 | 9.8883 | 158.5071 | 0 | 0 | 16.465 | 0
1574 | 66 | 7 | 3 | Friday | 13 | 3.993 | 0 | 27.1709 | 41.9796 | 85.6606 | 10.048 | 0 | 0.2262 | 11.52 | 8.2266 | 166.5548 | 0 | 0 | 14.8949 | 0
1575 | 66 | 7 | 3 | Friday | 14 | 3.769 | 0 | 27.1709 | 42.4396 | 85.6606 | 6.327 | 0 | 0.16 | 8.88 | 8.2476 | 164.2999 | 0 | 0 | 10.6344 | 0
1576 | 66 | 7 | 3 | Friday | 15 | 3.617 | 0 | 27.1709 | 44.2794 | 85.6606 | 6.141 | 0 | 0.1546 | 8.88 | 6.9274 | 166.1343 | 0 | 0 | 10.2805 | 0
1577 | 66 | 7 | 3 | Friday | 16 | 3.572 | 0 | 27.1709 | 51.2298 | 85.2073 | 8.188 | 0 | 0.1882 | 11.04 | 3.9141 | 174.8225 | 0 | 0 | 12.4562 | 0
1578 | 66 | 7 | 3 | Friday | 17 | 6.823 | 0 | 27.1709 | 42.5024 | 55.9825 | 4.838 | 0 | 0.1819 | 14.88 | 1.3558 | 140.7033 | 0 | 0 | 12.073 | 0
1579 | 66 | 7 | 3 | Friday | 18 | 9.527 | 0 | 13.5854 | 30.675 | 40.9205 | 3.908 | 0 | 0.211 | 4.8 | 0.2289 | 90.1391 | 0 | 0 | 13.766 | 0
1580 | 66 | 7 | 3 | Friday | 19 | 0 | 0 | 0 | 28.3042 | 40.0131 | 2.791 | 0 | 0.0454 | 2.88 | 0 | 71.1964 | 0 | 0 | 3.0295 | 0
1581 | 66 | 7 | 3 | Friday | 20 | 0 | 0 | 0 | 24.1068 | 33.1724 | 3.163 | 0 | 0.0515 | 0.96 | 0 | 58.2379 | 0 | 0 | 3.4335 | 0
1582 | 66 | 7 | 3 | Friday | 21 | 0 | 0 | 0 | 24.1068 | 32.719 | 1.489 | 0 | 0.0242 | 0.96 | 0 | 57.7572 | 0 | 0 | 1.6156 | 0
1583 | 66 | 7 | 3 | Friday | 22 | 0 | 0 | 0 | 12.7362 | 17.8393 | 0.93 | 0 | 0.0151 | 0 | 0 | 30.5546 | 0 | 0 | 1.0097 | 0
1584 | 66 | 7 | 3 | Friday | 23 | 0 | 0 | 0 | 6.1377 | 11.0335 | 0.93 | 0 | 0.0151 | 0 | 0 | 17.1503 | 0 | 0 | 1.0097 | 0
1585 | 67 | 8 | 3 | Saturday | 0 | 0 | 0 | 0 | 5.3495 | 10.6091 | 0.93 | 0 | 0.0151 | 0 | 0 | 15.9385 | 0 | 0 | 1.0097 | 0
1586 | 67 | 8 | 3 | Saturday | 1 | 0 | 0 | 0 | 5.1845 | 10.3969 | 0.93 | 0 | 0.0151 | 0 | 0 | 15.5685 | 0 | 0 | 1.0097 | 0
1587 | 67 | 8 | 3 | Saturday | 2 | 0 | 0 | 0 | 5.1845 | 10.3969 | 0.93 | 0 | 0.0151 | 0 | 0 | 15.5685 | 0 | 0 | 1.0097 | 0
1588 | 67 | 8 | 3 | Saturday | 3 | 0 | 0 | 0 | 5.1845 | 10.3969 | 0.93 | 0 | 0.0151 | 0 | 0 | 15.5685 | 0 | 0 | 1.0097 | 0
1589 | 67 | 8 | 3 | Saturday | 4 | 0 | 0 | 0 | 5.1845 | 10.3969 | 0.93 | 0 | 0.0151 | 0 | 0 | 15.5685 | 0 | 0 | 1.0097 | 0
1590 | 67 | 8 | 3 | Saturday | 5 | 0 | 0 | 0 | 5.6564 | 10.3969 | 1.489 | 0 | 0.0242 | 0 | 0 | 16.0495 | 0 | 0 | 1.6157 | 0
1591 | 67 | 8 | 3 | Saturday | 6 | 0 | 0 | 0 | 10.2167 | 14.454 | 1.303 | 0 | 0.0212 | 0 | 0 | 24.6599 | 0 | 0 | 1.4137 | 0
1592 | 67 | 8 | 3 | Saturday | 7 | 0 | 0 | 0 | 14.0188 | 18.078 | 2.047 | 0 | 0.0333 | 3.84 | 0.5353 | 35.9573 | 0 | 0 | 2.2215 | 0
1593 | 67 | 8 | 3 | Saturday | 8 | 0 | 0 | 0 | 20.1154 | 33.4891 | 2.791 | 0 | 0.0454 | 3.36 | 7.0565 | 56.9851 | 0 | 0 | 3.0296 | 0
1594 | 67 | 8 | 3 | Saturday | 9 | 0 | 0 | 0 | 19.3235 | 36.0383 | 3.908 | 0 | 0.0636 | 5.04 | 16.324 | 60.4462 | 0 | 0 | 4.2412 | 0
1595 | 67 | 8 | 3 | Saturday | 10 | 0 | 0 | 0 | 18.7867 | 36.8872 | 3.536 | 0 | 0.0575 | 4.32 | 24.283 | 60.0323 | 0 | 0 | 3.8373 | 0
1596 | 67 | 8 | 3 | Saturday | 11 | 0 | 0 | 0 | 18.4107 | 36.8872 | 4.28 | 0 | 0.0697 | 6 | 29.5974 | 61.3396 | 0 | 0 | 4.645 | 0
1597 | 67 | 8 | 3 | Saturday | 12 | 0 | 0 | 0 | 15.0557 | 26.6109 | 3.722 | 0 | 0.1524 | 5.04 | 31.7383 | 46.8238 | 0 | 0 | 4.0391 | 0
1598 | 67 | 8 | 3 | Saturday | 13 | 0 | 0 | 0 | 15.3497 | 26.1571 | 3.536 | 0 | 0.2879 | 3.12 | 30.5861 | 44.8731 | 0 | 0 | 3.8373 | 0
1599 | 67 | 8 | 3 | Saturday | 14 | 0 | 0 | 0 | 15.3403 | 26.1571 | 2.791 | 0 | 0.4127 | 1.92 | 26.2083 | 43.7863 | 0 | 0 | 3.0295 | 0
1600 | 67 | 8 | 3 | Saturday | 15 | 0 | 1.142 | 0 | 15.6719 | 26.1571 | 2.233 | 0 | 0.1888 | 0.96 | 19.1352 | 44.0209 | 0 | 0 | 2.4235 | 0
1601 | 67 | 8 | 3 | Saturday | 16 | 0 | 1.643 | 0 | 15.9153 | 26.1571 | 2.605 | 0 | 0.1306 | 1.2 | 10.3758 | 44.921 | 0 | 0 | 2.8276 | 0
1602 | 67 | 8 | 3 | Saturday | 17 | 0 | 0.893 | 0 | 12.4857 | 19.2871 | 1.303 | 0 | 0.069 | 1.44 | 3.2542 | 34.0772 | 0 | 0 | 1.4137 | 0
1603 | 67 | 8 | 3 | Saturday | 18 | 0 | 0 | 0 | 13.7067 | 19.2871 | 1.303 | 0 | 0.0212 | 0 | 0.5926 | 32.951 | 0 | 0 | 1.4138 | 0
1604 | 67 | 8 | 3 | Saturday | 19 | 0 | 0 | 0 | 13.8322 | 19.2871 | 1.303 | 0 | 0.0212 | 0 | 0 | 33.0766 | 0 | 0 | 1.4138 | 0
1605 | 67 | 8 | 3 | Saturday | 20 | 0 | 0 | 0 | 13.8282 | 19.2871 | 1.303 | 0 | 0.0212 | 0 | 0 | 33.0766 | 0 | 0 | 1.4138 | 0
1606 | 67 | 8 | 3 | Saturday | 21 | 0 | 0 | 0 | 13.8282 | 19.2871 | 1.675 | 0 | 0.0272 | 0 | 0 | 33.0826 | 0 | 0 | 1.8178 | 0
1607 | 67 | 8 | 3 | Saturday | 22 | 0 | 0 | 0 | 12.5503 | 17.5892 | 0.93 | 0 | 0.0151 | 0 | 0 | 30.1106 | 0 | 0 | 1.0097 | 0
1608 | 67 | 8 | 3 | Saturday | 23 | 0 | 0 | 0 | 6.6175 | 11.0335 | 0.93 | 0 | 0.0151 | 0 | 0 | 17.6222 | 0 | 0 | 1.0097 | 0
1609 | 68 | 9 | 3 | Sunday | 0 | 0 | 0 | 0 | 5.3583 | 10.6091 | 0.744 | 0 | 0.0121 | 0 | 0 | 15.9354 | 0 | 0 | 0.8077 | 0
1610 | 68 | 9 | 3 | Sunday | 1 | 0 | 0 | 0 | 5.2005 | 10.3969 | 0.744 | 0 | 0.0121 | 0 | 0 | 15.5655 | 0 | 0 | 0.8078 | 0
1611 | 68 | 9 | 3 | Sunday | 2 | 0 | 0 | 0 | 5.1909 | 10.3969 | 0.744 | 0 | 0.0121 | 0 | 0 | 15.5655 | 0 | 0 | 0.8078 | 0
1612 | 68 | 9 | 3 | Sunday | 3 | 0 | 0 | 0 | 5.1909 | 10.3969 | 0.744 | 0 | 0.0121 | 0 | 0 | 15.5655 | 0 | 0 | 0.8078 | 0
1613 | 68 | 9 | 3 | Sunday | 4 | 0 | 0 | 0 | 5.1909 | 10.3969 | 0.744 | 0 | 0.0121 | 0 | 0 | 15.5655 | 0 | 0 | 0.8078 | 0
1614 | 68 | 9 | 3 | Sunday | 5 | 0 | 0 | 0 | 5.6628 | 10.3969 | 1.303 | 0 | 0.0212 | 0 | 0 | 16.0465 | 0 | 0 | 1.4138 | 0
1615 | 68 | 9 | 3 | Sunday | 6 | 0 | 0 | 0 | 6.1433 | 11.0335 | 0.744 | 0 | 0.0121 | 0 | 0 | 17.1473 | 0 | 0 | 0.8077 | 0
1616 | 68 | 9 | 3 | Sunday | 7 | 0 | 0 | 0 | 9.5587 | 14.6575 | 0.744 | 0 | 0.0121 | 0 | 0.2006 | 24.1867 | 0 | 0 | 0.8078 | 0
1617 | 68 | 9 | 3 | Sunday | 8 | 0 | 0 | 0 | 9.9034 | 15.5065 | 0.744 | 0 | 0.0121 | 0 | 1.6607 | 25.3699 | 0 | 0 | 0.8078 | 0
1618 | 68 | 9 | 3 | Sunday | 9 | 0 | 0 | 0 | 9.2554 | 15.5065 | 0.744 | 0 | 0.0121 | 0 | 3.4557 | 24.722 | 0 | 0 | 0.8078 | 0
1619 | 68 | 9 | 3 | Sunday | 10 | 0 | 0 | 0 | 9.1012 | 16.3554 | 0.744 | 0 | 0.0121 | 0 | 6.3 | 25.4264 | 0 | 0 | 0.8078 | 0
1620 | 68 | 9 | 3 | Sunday | 11 | 0 | 0 | 0 | 8.6715 | 16.3554 | 1.116 | 0 | 0.0182 | 0 | 10.0726 | 24.9971 | 0 | 0 | 1.2117 | 0
1621 | 68 | 9 | 3 | Sunday | 12 | 0 | 0 | 0 | 11.2852 | 20.794 | 1.116 | 0 | 0.0182 | 0 | 15.915 | 32.055 | 0 | 0 | 1.2117 | 0
1622 | 68 | 9 | 3 | Sunday | 13 | 0 | 0 | 0 | 11.6434 | 20.794 | 1.675 | 0 | 0.0272 | 0 | 19.0827 | 32.4239 | 0 | 0 | 1.8178 | 0
1623 | 68 | 9 | 3 | Sunday | 14 | 0 | 0 | 0 | 12.2434 | 20.794 | 1.116 | 0 | 0.0182 | 0 | 15.2754 | 33.0156 | 0 | 0 | 1.2117 | 0
1624 | 68 | 9 | 3 | Sunday | 15 | 0 | 0 | 0 | 12.5251 | 20.794 | 0.744 | 0 | 0.0121 | 0 | 9.2727 | 33.296 | 0 | 0 | 0.8077 | 0
1625 | 68 | 9 | 3 | Sunday | 16 | 0 | 0 | 0 | 12.6346 | 20.3695 | 0.744 | 0 | 0.0121 | 0 | 5.1182 | 32.965 | 0 | 0 | 0.8078 | 0
1626 | 68 | 9 | 3 | Sunday | 17 | 0 | 0 | 0 | 13.0708 | 19.916 | 0.744 | 0 | 0.0121 | 0 | 2.468 | 32.9493 | 0 | 0 | 0.8078 | 0
1627 | 68 | 9 | 3 | Sunday | 18 | 0 | 0 | 0 | 14.0904 | 19.916 | 0.744 | 0 | 0.0121 | 0 | 0.4803 | 33.9665 | 0 | 0 | 0.8078 | 0
1628 | 68 | 9 | 3 | Sunday | 19 | 0 | 0 | 0 | 14.1675 | 19.916 | 0.744 | 0 | 0.0121 | 0 | 0 | 34.0452 | 0 | 0 | 0.8078 | 0
1629 | 68 | 9 | 3 | Sunday | 20 | 0 | 0 | 0 | 13.6956 | 19.916 | 0.744 | 0 | 0.0121 | 0 | 0 | 33.5733 | 0 | 0 | 0.8078 | 0
1630 | 68 | 9 | 3 | Sunday | 21 | 0 | 0 | 0 | 13.6956 | 19.916 | 1.303 | 0 | 0.0212 | 0 | 0 | 33.5824 | 0 | 0 | 1.4138 | 0
1631 | 68 | 9 | 3 | Sunday | 22 | 0 | 0 | 0 | 6.2927 | 11.8825 | 0.744 | 0 | 0.0121 | 0 | 0 | 18.1553 | 0 | 0 | 0.8077 | 0
1632 | 68 | 9 | 3 | Sunday | 23 | 0 | 0 | 0 | 5.6618 | 11.0335 | 0.744 | 0 | 0.0121 | 0 | 0 | 16.6754 | 0 | 0 | 0.8078 | 0
1633 | 69 | 10 | 3 | Monday | 0 | 0 | 0 | 0 | 5.1885 | 10.3969 | 0.93 | 0 | 0.0151 | 0 | 0 | 15.5685 | 0 | 0 | 1.0097 | 0
1634 | 69 | 10 | 3 | Monday | 1 | 0 | 0 | 0 | 5.1829 | 10.3969 | 0.93 | 0 | 0.0151 | 0 | 0 | 15.5685 | 0 | 0 | 1.0097 | 0
1635 | 69 | 10 | 3 | Monday | 2 | 0 | 0 | 0 | 5.1829 | 10.3969 | 0.93 | 0 | 0.0151 | 0 | 0 | 15.5685 | 0 | 0 | 1.0097 | 0
1636 | 69 | 10 | 3 | Monday | 3 | 0 | 0 | 0 | 5.1829 | 10.3969 | 0.93 | 0 | 0.0151 | 0 | 0 | 15.5685 | 0 | 0 | 1.0097 | 0
1637 | 69 | 10 | 3 | Monday | 4 | 0 | 0 | 0 | 5.6548 | 10.3969 | 0.93 | 0 | 0.0151 | 0 | 0 | 16.0404 | 0 | 0 | 1.0097 | 0
1638 | 69 | 10 | 3 | Monday | 5 | 91.29 | 0 | 27.1709 | 8.8552 | 14.4831 | 1.489 | 0 | 0.5072 | 0 | 0 | 50.9899 | 0 | 0 | 92.9188 | 0
1639 | 69 | 10 | 3 | Monday | 6 | 84.324 | 0 | 27.1709 | 17.0169 | 21.1313 | 1.303 | 0 | 0.4851 | 0 | 0 | 65.7706 | 0 | 0 | 85.7492 | 0
1640 | 69 | 10 | 3 | Monday | 7 | 68.274 | 0 | 27.1709 | 28.0647 | 37.109 | 3.536 | 0 | 0.4634 | 8.4 | 0.5319 | 101.2024 | 0 | 0 | 72.1393 | 0
1641 | 69 | 10 | 3 | Monday | 8 | 22.791 | 0 | 27.1709 | 43.2512 | 79.9326 | 6.513 | 0 | 0.4176 | 16.56 | 6.0025 | 167.3459 | 0 | 0 | 29.861 | 0
1642 | 69 | 10 | 3 | Monday | 9 | 17.426 | 0 | 27.1709 | 40.3116 | 84.3871 | 7.071 | 0 | 0.3866 | 10.32 | 11.243 | 162.5688 | 0 | 0 | 25.0958 | 0
1643 | 69 | 10 | 3 | Monday | 10 | 14.297 | 0 | 27.1709 | 39.8369 | 85.6606 | 7.257 | 0 | 0.3398 | 8.88 | 12.9934 | 161.8858 | 0 | 0 | 22.1691 | 0
1644 | 69 | 10 | 3 | Monday | 11 | 10.547 | 0 | 27.1709 | 38.9389 | 85.6606 | 8.746 | 0 | 0.306 | 10.32 | 14.0903 | 162.3899 | 0 | 0 | 20.0345 | 0
1645 | 69 | 10 | 3 | Monday | 12 | 12.256 | 0.52 | 27.1709 | 36.8769 | 78.8121 | 10.607 | 0 | 0.3931 | 13.92 | 13.5608 | 157.6744 | 0 | 0 | 23.7617 | 0
1646 | 69 | 10 | 3 | Monday | 13 | 8.477 | 0.218 | 27.1709 | 39.6979 | 85.6606 | 10.048 | 0 | 0.3075 | 11.52 | 12.2224 | 164.5625 | 0 | 0 | 19.378 | 0
1647 | 69 | 10 | 3 | Monday | 14 | 7.579 | 0.931 | 27.1709 | 40.3222 | 85.6606 | 6.327 | 0 | 0.2684 | 8.88 | 10.7303 | 163.1778 | 0 | 0 | 14.4433 | 0
1648 | 69 | 10 | 3 | Monday | 15 | 6.524 | 1.491 | 27.1709 | 41.1422 | 85.6606 | 6.141 | 0 | 0.2791 | 8.88 | 7.8052 | 164.5425 | 0 | 0 | 13.1871 | 0
1649 | 69 | 10 | 3 | Monday | 16 | 6.75 | 0.38 | 27.1709 | 45.172 | 85.2073 | 8.188 | 0 | 0.2574 | 11.04 | 4.529 | 169.1963 | 0 | 0 | 15.6334 | 0
1650 | 69 | 10 | 3 | Monday | 17 | 15.789 | 0 | 27.1709 | 40.6279 | 55.9825 | 4.838 | 0 | 0.3225 | 14.88 | 2.1389 | 138.9693 | 0 | 0 | 21.0371 | 0
1651 | 69 | 10 | 3 | Monday | 18 | 13.648 | 0 | 13.5854 | 30.6021 | 40.9205 | 3.908 | 0 | 0.2398 | 4.8 | 0.4262 | 90.0951 | 0 | 0 | 17.8912 | 0
1652 | 69 | 10 | 3 | Monday | 19 | 0 | 0 | 0 | 28.3042 | 40.0131 | 2.791 | 0 | 0.0454 | 2.88 | 0 | 71.1964 | 0 | 0 | 3.0295 | 0
1653 | 69 | 10 | 3 | Monday | 20 | 0 | 0 | 0 | 24.1068 | 33.1724 | 3.163 | 0 | 0.0515 | 0.96 | 0 | 58.2379 | 0 | 0 | 3.4335 | 0
1654 | 69 | 10 | 3 | Monday | 21 | 0 | 0 | 0 | 24.1068 | 32.719 | 1.489 | 0 | 0.0242 | 0.96 | 0 | 57.7572 | 0 | 0 | 1.6156 | 0
1655 | 69 | 10 | 3 | Monday | 22 | 0 | 0 | 0 | 12.7362 | 17.8393 | 0.93 | 0 | 0.0151 | 0 | 0 | 30.5546 | 0 | 0 | 1.0097 | 0
1656 | 69 | 10 | 3 | Monday | 23 | 0 | 0 | 0 | 6.1377 | 11.0335 | 0.93 | 0 | 0.0151 | 0 | 0 | 17.1503 | 0 | 0 | 1.0097 | 0
1657 | 70 | 11 | 3 | Tuesday | 0 | 0 | 0 | 0 | 5.1885 | 10.3969 | 0.93 | 0 | 0.0151 | 0 | 0 | 15.5685 | 0 | 0 | 1.0097 | 0
1658 | 70 | 11 | 3 | Tuesday | 1 | 0 | 0 | 0 | 5.1829 | 10.3969 | 0.93 | 0 | 0.0151 | 0 | 0 | 15.5685 | 0 | 0 | 1.0097 | 0
1659 | 70 | 11 | 3 | Tuesday | 2 | 0 | 0 | 0 | 5.1829 | 10.3969 | 0.93 | 0 | 0.0151 | 0 | 0 | 15.5685 | 0 | 0 | 1.0097 | 0
1660 | 70 | 11 | 3 | Tuesday | 3 | 0 | 0 | 0 | 5.1829 | 10.3969 | 0.93 | 0 | 0.0151 | 0 | 0 | 15.5685 | 0 | 0 | 1.0097 | 0
1661 | 70 | 11 | 3 | Tuesday | 4 | 0 | 0 | 0 | 5.6548 | 10.3969 | 0.93 | 0 | 0.0151 | 0 | 0 | 16.0404 | 0 | 0 | 1.0097 | 0
1662 | 70 | 11 | 3 | Tuesday | 5 | 0 | 0 | 3.4475 | 8.8552 | 14.4831 | 1.489 | 0 | 0.0242 | 0 | 0 | 26.7836 | 0 | 0 | 1.6157 | 0
1663 | 70 | 11 | 3 | Tuesday | 6 | 44.482 | 0.459 | 14.5184 | 17.0169 | 21.1313 | 1.303 | 0 | 0.2807 | 0 | 0 | 53.3513 | 0 | 0 | 45.9009 | 0
1664 | 70 | 11 | 3 | Tuesday | 7 | 53.075 | 0 | 27.1709 | 28.3214 | 37.109 | 3.536 | 0 | 0.4459 | 8.4 | 0.0683 | 101.4415 | 0 | 0 | 56.935 | 0
1665 | 70 | 11 | 3 | Tuesday | 8 | 13.439 | 0 | 27.1709 | 54.8981 | 79.9326 | 6.513 | 0 | 0.2996 | 16.56 | 0.7294 | 178.8748 | 0 | 0 | 20.5058 | 0
1666 | 70 | 11 | 3 | Tuesday | 9 | 8.906 | 0 | 27.1709 | 53.3326 | 84.3871 | 7.071 | 0 | 0.2515 | 10.32 | 2.9378 | 175.4549 | 0 | 0 | 16.5777 | 0
1667 | 70 | 11 | 3 | Tuesday | 10 | 7.65 | 0 | 27.1709 | 42.9813 | 85.6606 | 7.257 | 0 | 0.2351 | 8.88 | 6.0801 | 164.9254 | 0 | 0 | 15.5237 | 0
1668 | 70 | 11 | 3 | Tuesday | 11 | 5.357 | 0 | 27.1709 | 40.8253 | 85.6606 | 8.746 | 0 | 0.225 | 10.32 | 6.2604 | 164.1953 | 0 | 0 | 14.8464 | 0
1669 | 70 | 11 | 3 | Tuesday | 12 | 6.554 | 0 | 27.1709 | 38.8076 | 78.8121 | 10.607 | 0 | 0.2753 | 13.92 | 6.2216 | 158.9915 | 0 | 0 | 18.0612 | 0
1670 | 70 | 11 | 3 | Tuesday | 13 | 4.51 | 0 | 27.1709 | 40.793 | 85.6606 | 10.048 | 0 | 0.2342 | 11.52 | 10.2638 | 165.3762 | 0 | 0 | 15.4118 | 0
1671 | 70 | 11 | 3 | Tuesday | 14 | 4.179 | 0.369 | 27.1709 | 43.4628 | 85.6606 | 6.327 | 0 | 0.1859 | 8.88 | 8.9294 | 165.7007 | 0 | 0 | 11.0442 | 0
1672 | 70 | 11 | 3 | Tuesday | 15 | 4.133 | 1.128 | 27.1709 | 50.7754 | 85.6606 | 6.141 | 0 | 0.2229 | 8.88 | 3.9386 | 173.7732 | 0 | 0 | 10.7965 | 0
1673 | 70 | 11 | 3 | Tuesday | 16 | 4.133 | 0 | 27.1709 | 52.5333 | 85.2073 | 8.188 | 0 | 0.1967 | 11.04 | 2.5596 | 176.1346 | 0 | 0 | 13.0172 | 0
1674 | 70 | 11 | 3 | Tuesday | 17 | 8.69 | 0 | 27.1709 | 40.6789 | 55.9825 | 4.838 | 0 | 0.2106 | 14.88 | 1.8009 | 138.9085 | 0 | 0 | 13.9399 | 0
1675 | 70 | 11 | 3 | Tuesday | 18 | 9.746 | 0 | 13.5854 | 30.575 | 40.9205 | 3.908 | 0 | 0.215 | 4.8 | 0.4783 | 90.0432 | 0 | 0 | 13.9848 | 0
1676 | 70 | 11 | 3 | Tuesday | 19 | 0 | 0 | 0 | 28.3042 | 40.0131 | 2.791 | 0 | 0.0454 | 2.88 | 0 | 71.1964 | 0 | 0 | 3.0295 | 0
1677 | 70 | 11 | 3 | Tuesday | 20 | 0 | 0 | 0 | 24.1068 | 33.1724 | 3.163 | 0 | 0.0515 | 0.96 | 0 | 58.2379 | 0 | 0 | 3.4335 | 0
1678 | 70 | 11 | 3 | Tuesday | 21 | 0 | 0 | 0 | 24.1068 | 32.719 | 1.489 | 0 | 0.0242 | 0.96 | 0 | 57.7572 | 0 | 0 | 1.6156 | 0
1679 | 70 | 11 | 3 | Tuesday | 22 | 0 | 0 | 0 | 12.7362 | 17.8393 | 0.93 | 0 | 0.0151 | 0 | 0 | 30.5546 | 0 | 0 | 1.0097 | 0
1680 | 70 | 11 | 3 | Tuesday | 23 | 0 | 0 | 0 | 6.1377 | 11.0335 | 0.93 | 0 | 0.0151 | 0 | 0 | 17.1503 | 0 | 0 | 1.0097 | 0
1681 | 71 | 12 | 3 | Wednesday | 0 | 0 | 0 | 0 | 5.1885 | 10.3969 | 0.93 | 0 | 0.0151 | 0 | 0 | 15.5685 | 0 | 0 | 1.0097 | 0
1682 | 71 | 12 | 3 | Wednesday | 1 | 0 | 0 | 0 | 5.1829 | 10.3969 | 0.93 | 0 | 0.0151 | 0 | 0 | 15.5685 | 0 | 0 | 1.0097 | 0
1683 | 71 | 12 | 3 | Wednesday | 2 | 0 | 0 | 0 | 5.1829 | 10.3969 | 0.93 | 0 | 0.0151 | 0 | 0 | 15.5685 | 0 | 0 | 1.0097 | 0
1684 | 71 | 12 | 3 | Wednesday | 3 | 0 | 0 | 0 | 5.1829 | 10.3969 | 0.93 | 0 | 0.0151 | 0 | 0 | 15.5685 | 0 | 0 | 1.0097 | 0
1685 | 71 | 12 | 3 | Wednesday | 4 | 0 | 0 | 0 | 5.6548 | 10.3969 | 0.93 | 0 | 0.0151 | 0 | 0 | 16.0404 | 0 | 0 | 1.0097 | 0
1686 | 71 | 12 | 3 | Wednesday | 5 | 0 | 0 | 3.4475 | 8.8552 | 14.4831 | 1.489 | 0 | 0.0242 | 0 | 0 | 26.7836 | 0 | 0 | 1.6157 | 0
1687 | 71 | 12 | 3 | Wednesday | 6 | 16.831 | 0.447 | 5.8198 | 17.0169 | 21.1313 | 1.303 | 0 | 0.2176 | 0 | 0 | 44.578 | 0 | 0 | 18.2458 | 0
1688 | 71 | 12 | 3 | Wednesday | 7 | 44.139 | 0 | 27.1709 | 28.0989 | 37.109 | 3.536 | 0 | 0.4379 | 8.4 | 0.5637 | 101.211 | 0 | 0 | 47.9948 | 0
1689 | 71 | 12 | 3 | Wednesday | 8 | 9.846 | 0 | 27.1709 | 45.5065 | 79.9326 | 6.513 | 0 | 0.2505 | 16.56 | 6.7396 | 169.4341 | 0 | 0 | 16.9128 | 0
1690 | 71 | 12 | 3 | Wednesday | 9 | 6.342 | 0 | 27.1709 | 43.2941 | 84.3871 | 7.071 | 0 | 0.2118 | 10.32 | 14.0559 | 165.3767 | 0 | 0 | 14.0142 | 0
1691 | 71 | 12 | 3 | Wednesday | 10 | 5.595 | 0 | 27.1709 | 41.9852 | 85.6606 | 7.257 | 0 | 0.2034 | 8.88 | 18.4883 | 163.8976 | 0 | 0 | 13.4695 | 0
1692 | 71 | 12 | 3 | Wednesday | 11 | 4.048 | 0 | 27.1709 | 40.6377 | 85.6606 | 8.746 | 0 | 0.2049 | 10.32 | 20.7748 | 163.9876 | 0 | 0 | 13.5381 | 0
1693 | 71 | 12 | 3 | Wednesday | 12 | 4.665 | 0 | 27.1709 | 37.3474 | 78.8121 | 10.607 | 0 | 0.2461 | 13.92 | 21.591 | 157.5021 | 0 | 0 | 16.1727 | 0
1694 | 71 | 12 | 3 | Wednesday | 13 | 3.609 | 0 | 27.1709 | 39.912 | 85.6606 | 10.048 | 0 | 0.2203 | 11.52 | 17.9511 | 164.4813 | 0 | 0 | 14.5117 | 0
1695 | 71 | 12 | 3 | Wednesday | 14 | 3.405 | 0 | 27.1709 | 40.6519 | 85.6606 | 6.327 | 0 | 0.1545 | 8.88 | 14.4957 | 162.5067 | 0 | 0 | 10.2706 | 0
1696 | 71 | 12 | 3 | Wednesday | 15 | 3.247 | 0.928 | 27.1709 | 41.281 | 85.6606 | 6.141 | 0 | 0.1988 | 8.88 | 11.8119 | 164.0641 | 0 | 0 | 9.9111 | 0
1697 | 71 | 12 | 3 | Wednesday | 16 | 3.268 | 0 | 27.1709 | 42.6874 | 85.2073 | 8.188 | 0 | 0.1835 | 11.04 | 7.1398 | 166.2755 | 0 | 0 | 12.1526 | 0
1698 | 71 | 12 | 3 | Wednesday | 17 | 5.885 | 0 | 27.1709 | 38.2902 | 55.9825 | 4.838 | 0 | 0.1675 | 14.88 | 2.7531 | 136.4767 | 0 | 0 | 11.1346 | 0
1699 | 71 | 12 | 3 | Wednesday | 18 | 7.599 | 0 | 13.5854 | 30.5668 | 40.9205 | 3.908 | 0 | 0.1806 | 4.8 | 0.4585 | 90.0005 | 0 | 0 | 11.8388 | 0
1700 | 71 | 12 | 3 | Wednesday | 19 | 0 | 0 | 0 | 28.3042 | 40.0131 | 2.791 | 0 | 0.0454 | 2.88 | 0 | 71.1964 | 0 | 0 | 3.0295 | 0
1701 | 71 | 12 | 3 | Wednesday | 20 | 0 | 0 | 0 | 24.1068 | 33.1724 | 3.163 | 0 | 0.0515 | 0.96 | 0 | 58.2379 | 0 | 0 | 3.4335 | 0
1702 | 71 | 12 | 3 | Wednesday | 21 | 0 | 0 | 0 | 24.1068 | 32.719 | 1.489 | 0 | 0.0242 | 0.96 | 0 | 57.7572 | 0 | 0 | 1.6156 | 0
1703 | 71 | 12 | 3 | Wednesday | 22 | 0 | 0 | 0 | 12.7362 | 17.8393 | 0.93 | 0 | 0.0151 | 0 | 0 | 30.5546 | 0 | 0 | 1.0097 | 0
1704 | 71 | 12 | 3 | Wednesday | 23 | 0 | 0 | 0 | 6.1377 | 11.0335 | 0.93 | 0 | 0.0151 | 0 | 0 | 17.1503 | 0 | 0 | 1.0097 | 0
1705 | 72 | 13 | 3 | Thursday | 0 | 0 | 0 | 0 | 5.1885 | 10.3969 | 0.93 | 0 | 0.0151 | 0 | 0 | 15.5685 | 0 | 0 | 1.0097 | 0
1706 | 72 | 13 | 3 | Thursday | 1 | 0 | 0 | 0 | 5.1829 | 10.3969 | 0.93 | 0 | 0.0151 | 0 | 0 | 15.5685 | 0 | 0 | 1.0097 | 0
1707 | 72 | 13 | 3 | Thursday | 2 | 0 | 0 | 0 | 5.1829 | 10.3969 | 0.93 | 0 | 0.0151 | 0 | 0 | 15.5685 | 0 | 0 | 1.0097 | 0
1708 | 72 | 13 | 3 | Thursday | 3 | 0 | 0 | 0 | 5.1829 | 10.3969 | 0.93 | 0 | 0.0151 | 0 | 0 | 15.5685 | 0 | 0 | 1.0097 | 0
1709 | 72 | 13 | 3 | Thursday | 4 | 0 | 0 | 0 | 5.6548 | 10.3969 | 0.93 | 0 | 0.0151 | 0 | 0 | 16.0404 | 0 | 0 | 1.0097 | 0
1710 | 72 | 13 | 3 | Thursday | 5 | 0 | 0 | 3.4475 | 8.8552 | 14.4831 | 1.489 | 0 | 0.0242 | 0 | 0 | 26.7836 | 0 | 0 | 1.6157 | 0
1711 | 72 | 13 | 3 | Thursday | 6 | 9.307 | 0 | 3.4475 | 17.0169 | 21.1313 | 1.303 | 0 | 0.164 | 0 | 0 | 41.7261 | 0 | 0 | 10.7205 | 0
1712 | 72 | 13 | 3 | Thursday | 7 | 36.25 | 0.449 | 22.4262 | 28.321 | 37.109 | 3.536 | 0 | 0.4217 | 8.4 | 0.166 | 97.0999 | 0 | 0 | 40.1001 | 0
1713 | 72 | 13 | 3 | Thursday | 8 | 9.351 | 0 | 27.1709 | 54.4186 | 79.9326 | 6.513 | 0 | 0.2433 | 16.56 | 1.1644 | 178.339 | 0 | 0 | 16.4185 | 0
1714 | 72 | 13 | 3 | Thursday | 9 | 6.071 | 0 | 27.1709 | 58.0748 | 84.3871 | 7.071 | 0 | 0.2076 | 10.32 | 1.4102 | 180.1532 | 0 | 0 | 13.7438 | 0
1715 | 72 | 13 | 3 | Thursday | 10 | 5.974 | 0 | 27.1709 | 56.1012 | 85.6606 | 7.257 | 0 | 0.2092 | 8.88 | 2.1076 | 178.0195 | 0 | 0 | 13.8487 | 0
1716 | 72 | 13 | 3 | Thursday | 11 | 4.081 | 0 | 27.1709 | 43.2115 | 85.6606 | 8.746 | 0 | 0.2054 | 10.32 | 6.0927 | 166.5619 | 0 | 0 | 13.5703 | 0
1717 | 72 | 13 | 3 | Thursday | 12 | 4.13 | 0 | 27.1709 | 37.5432 | 78.8121 | 10.607 | 0 | 0.2379 | 13.92 | 15.8837 | 157.6896 | 0 | 0 | 15.6376 | 0
1718 | 72 | 13 | 3 | Thursday | 13 | 3.234 | 0 | 27.1709 | 39.9978 | 85.6606 | 10.048 | 0 | 0.2146 | 11.52 | 22.4867 | 164.5613 | 0 | 0 | 14.1364 | 0
1719 | 72 | 13 | 3 | Thursday | 14 | 3.061 | 0 | 27.1709 | 40.6467 | 85.6606 | 6.327 | 0 | 0.1493 | 8.88 | 18.4174 | 162.4962 | 0 | 0 | 9.9263 | 0
1720 | 72 | 13 | 3 | Thursday | 15 | 3.067 | 0.889 | 27.1709 | 41.3993 | 85.6606 | 6.141 | 0 | 0.1938 | 8.88 | 11.0107 | 164.1404 | 0 | 0 | 9.731 | 0
1721 | 72 | 13 | 3 | Thursday | 16 | 3.224 | 0.03 | 27.1709 | 42.6876 | 85.2073 | 8.188 | 0 | 0.1844 | 11.04 | 6.7165 | 166.3052 | 0 | 0 | 12.1086 | 0
1722 | 72 | 13 | 3 | Thursday | 17 | 5.701 | 0 | 27.1709 | 37.2052 | 55.9825 | 4.838 | 0 | 0.1647 | 14.88 | 3.1747 | 135.3889 | 0 | 0 | 10.9505 | 0
1723 | 72 | 13 | 3 | Thursday | 18 | 6.958 | 0 | 13.5854 | 30.3959 | 40.9205 | 3.908 | 0 | 0.1704 | 4.8 | 0.641 | 89.8194 | 0 | 0 | 11.1971 | 0
1724 | 72 | 13 | 3 | Thursday | 19 | 0 | 0 | 0 | 28.3042 | 40.0131 | 2.791 | 0 | 0.0454 | 2.88 | 0 | 71.1964 | 0 | 0 | 3.0295 | 0
1725 | 72 | 13 | 3 | Thursday | 20 | 0 | 0 | 0 | 24.1068 | 33.1724 | 3.163 | 0 | 0.0515 | 0.96 | 0 | 58.2379 | 0 | 0 | 3.4335 | 0
1726 | 72 | 13 | 3 | Thursday | 21 | 0 | 0 | 0 | 24.1068 | 32.719 | 1.489 | 0 | 0.0242 | 0.96 | 0 | 57.7572 | 0 | 0 | 1.6156 | 0
1727 | 72 | 13 | 3 | Thursday | 22 | 0 | 0 | 0 | 12.7362 | 17.8393 | 0.93 | 0 | 0.0151 | 0 | 0 | 30.5546 | 0 | 0 | 1.0097 | 0
1728 | 72 | 13 | 3 | Thursday | 23 | 0 | 0 | 0 | 6.1377 | 11.0335 | 0.93 | 0 | 0.0151 | 0 | 0 | 17.1503 | 0 | 0 | 1.0097 | 0
1729 | 73 | 14 | 3 | Friday | 0 | 0 | 0 | 0 | 5.1885 | 10.3969 | 0.93 | 0 | 0.0151 | 0 | 0 | 15.5685 | 0 | 0 | 1.0097 | 0
1730 | 73 | 14 | 3 | Friday | 1 | 0 | 0 | 0 | 5.1829 | 10.3969 | 0.93 | 0 | 0.0151 | 0 | 0 | 15.5685 | 0 | 0 | 1.0097 | 0
1731 | 73 | 14 | 3 | Friday | 2 | 0 | 0 | 0 | 5.1829 | 10.3969 | 0.93 | 0 | 0.0151 | 0 | 0 | 15.5685 | 0 | 0 | 1.0097 | 0
1732 | 73 | 14 | 3 | Friday | 3 | 0 | 0 | 0 | 5.1829 | 10.3969 | 0.93 | 0 | 0.0151 | 0 | 0 | 15.5685 | 0 | 0 | 1.0097 | 0
1733 | 73 | 14 | 3 | Friday | 4 | 0 | 0 | 0 | 5.6548 | 10.3969 | 0.93 | 0 | 0.0151 | 0 | 0 | 16.0404 | 0 | 0 | 1.0097 | 0
1734 | 73 | 14 | 3 | Friday | 5 | 0 | 0 | 3.4475 | 8.8552 | 14.4831 | 1.489 | 0 | 0.0242 | 0 | 0 | 26.7836 | 0 | 0 | 1.6157 | 0
1735 | 73 | 14 | 3 | Friday | 6 | 8.95 | 0 | 3.4475 | 17.0169 | 21.1313 | 1.303 | 0 | 0.1583 | 0 | 0.0742 | 41.7204 | 0 | 0 | 10.3631 | 0
1736 | 73 | 14 | 3 | Friday | 7 | 20.075 | 0.679 | 12.1461 | 28.1933 | 37.109 | 3.536 | 0 | 0.3204 | 8.4 | 0.7591 | 86.81 | 0 | 0 | 23.9175 | 0
1737 | 73 | 14 | 3 | Friday | 8 | 9.215 | 0 | 27.1709 | 48.8825 | 79.9326 | 6.513 | 0 | 0.2412 | 16.56 | 3.0214 | 172.8008 | 0 | 0 | 16.282 | 0
1738 | 73 | 14 | 3 | Friday | 9 | 5.598 | 0 | 27.1709 | 44.2096 | 84.3871 | 7.071 | 0 | 0.2003 | 10.32 | 8.4949 | 166.2807 | 0 | 0 | 13.2707 | 0
1739 | 73 | 14 | 3 | Friday | 10 | 4.856 | 0 | 27.1709 | 41.6856 | 85.6606 | 7.257 | 0 | 0.1921 | 8.88 | 14.428 | 163.5867 | 0 | 0 | 12.7308 | 0
1740 | 73 | 14 | 3 | Friday | 11 | 3.316 | 0 | 27.1709 | 39.7196 | 85.6606 | 8.746 | 0 | 0.1937 | 10.32 | 17.477 | 163.0583 | 0 | 0 | 12.8059 | 0
1741 | 73 | 14 | 3 | Friday | 12 | 3.312 | 0 | 27.1709 | 37.1698 | 78.8121 | 10.607 | 0 | 0.2253 | 13.92 | 18.8416 | 157.3038 | 0 | 0 | 14.8201 | 0
1742 | 73 | 14 | 3 | Friday | 13 | 3.01 | 0 | 27.1709 | 39.8036 | 85.6606 | 10.048 | 0 | 0.2111 | 11.52 | 17.5355 | 164.3637 | 0 | 0 | 13.9129 | 0
1743 | 73 | 14 | 3 | Friday | 14 | 2.79 | 0 | 27.1709 | 40.5119 | 85.6606 | 6.327 | 0 | 0.1452 | 8.88 | 14.9684 | 162.3573 | 0 | 0 | 9.6556 | 0
1744 | 73 | 14 | 3 | Friday | 15 | 2.713 | 0.917 | 27.1709 | 41.3151 | 85.6606 | 6.141 | 0 | 0.1899 | 8.88 | 12.8503 | 164.0792 | 0 | 0 | 9.3765 | 0
1745 | 73 | 14 | 3 | Friday | 16 | 2.74 | 0 | 27.1709 | 42.8528 | 85.2073 | 8.188 | 0 | 0.1755 | 11.04 | 8.6757 | 166.4329 | 0 | 0 | 11.6246 | 0
1746 | 73 | 14 | 3 | Friday | 17 | 4.585 | 0 | 27.1709 | 36.8689 | 55.9825 | 4.838 | 0 | 0.1477 | 14.88 | 3.3495 | 135.0356 | 0 | 0 | 9.835 | 0
1747 | 73 | 14 | 3 | Friday | 18 | 4.841 | 0 | 13.5854 | 30.3567 | 40.9205 | 3.908 | 0 | 0.1372 | 4.8 | 0.6086 | 89.747 | 0 | 0 | 9.0807 | 0
1748 | 73 | 14 | 3 | Friday | 19 | 0 | 0 | 0 | 28.3042 | 40.0131 | 2.791 | 0 | 0.0454 | 2.88 | 0 | 71.1964 | 0 | 0 | 3.0295 | 0
1749 | 73 | 14 | 3 | Friday | 20 | 0 | 0 | 0 | 24.1068 | 33.1724 | 3.163 | 0 | 0.0515 | 0.96 | 0 | 58.2379 | 0 | 0 | 3.4335 | 0
1750 | 73 | 14 | 3 | Friday | 21 | 0 | 0 | 0 | 24.1068 | 32.719 | 1.489 | 0 | 0.0242 | 0.96 | 0 | 57.7572 | 0 | 0 | 1.6156 | 0
1751 | 73 | 14 | 3 | Friday | 22 | 0 | 0 | 0 | 12.7362 | 17.8393 | 0.93 | 0 | 0.0151 | 0 | 0 | 30.5546 | 0 | 0 | 1.0097 | 0
1752 | 73 | 14 | 3 | Friday | 23 | 0 | 0 | 0 | 6.1377 | 11.0335 | 0.93 | 0 | 0.0151 | 0 | 0 | 17.1503 | 0 | 0 | 1.0097 | 0
1753 | 74 | 15 | 3 | Saturday | 0 | 0 | 0 | 0 | 5.3495 | 10.6091 | 0.93 | 0 | 0.0151 | 0 | 0 | 15.9385 | 0 | 0 | 1.0097 | 0
1754 | 74 | 15 | 3 | Saturday | 1 | 0 | 0 | 0 | 5.1845 | 10.3969 | 0.93 | 0 | 0.0151 | 0 | 0 | 15.5685 | 0 | 0 | 1.0097 | 0
1755 | 74 | 15 | 3 | Saturday | 2 | 0 | 0 | 0 | 5.1845 | 10.3969 | 0.93 | 0 | 0.0151 | 0 | 0 | 15.5685 | 0 | 0 | 1.0097 | 0
1756 | 74 | 15 | 3 | Saturday | 3 | 0 | 0 | 0 | 5.1845 | 10.3969 | 0.93 | 0 | 0.0151 | 0 | 0 | 15.5685 | 0 | 0 | 1.0097 | 0
1757 | 74 | 15 | 3 | Saturday | 4 | 0 | 0 | 0 | 5.1845 | 10.3969 | 0.93 | 0 | 0.0151 | 0 | 0 | 15.5685 | 0 | 0 | 1.0097 | 0
1758 | 74 | 15 | 3 | Saturday | 5 | 0 | 0 | 0 | 5.6564 | 10.3969 | 1.489 | 0 | 0.0242 | 0 | 0 | 16.0495 | 0 | 0 | 1.6157 | 0
1759 | 74 | 15 | 3 | Saturday | 6 | 0 | 0 | 0 | 10.2167 | 14.454 | 1.303 | 0 | 0.0212 | 0 | 0.1088 | 24.6599 | 0 | 0 | 1.4137 | 0
1760 | 74 | 15 | 3 | Saturday | 7 | 0 | 0 | 0 | 13.8586 | 18.078 | 2.047 | 0 | 0.0333 | 3.84 | 1.2531 | 35.7971 | 0 | 0 | 2.2215 | 0
1761 | 74 | 15 | 3 | Saturday | 8 | 0 | 0 | 0 | 20.1737 | 33.4891 | 2.791 | 0 | 0.0454 | 3.36 | 3.8358 | 57.0434 | 0 | 0 | 3.0296 | 0
1762 | 74 | 15 | 3 | Saturday | 9 | 0 | 0 | 0 | 20.3051 | 36.0383 | 3.908 | 0 | 0.0636 | 5.04 | 5.3033 | 61.4278 | 0 | 0 | 4.2412 | 0
1763 | 74 | 15 | 3 | Saturday | 10 | 0 | 0 | 0 | 19.4719 | 36.8872 | 3.536 | 0 | 0.0575 | 4.32 | 8.0769 | 60.7174 | 0 | 0 | 3.8373 | 0
1764 | 74 | 15 | 3 | Saturday | 11 | 0 | 0.297 | 0 | 18.5703 | 36.8872 | 4.28 | 0 | 0.0856 | 6 | 12.4001 | 61.7984 | 0 | 0 | 4.645 | 0
1765 | 74 | 15 | 3 | Saturday | 12 | 0 | 1.352 | 0 | 15.0718 | 26.6109 | 3.722 | 0 | 0.1336 | 5.04 | 15.8456 | 48.1091 | 0 | 0 | 4.0391 | 0
1766 | 74 | 15 | 3 | Saturday | 13 | 0 | 2.278 | 0 | 15.3993 | 26.1571 | 3.536 | 0 | 0.1806 | 3.12 | 17.1692 | 46.9861 | 0 | 0 | 3.8373 | 0
1767 | 74 | 15 | 3 | Saturday | 14 | 0 | 2.362 | 0 | 15.5377 | 26.1571 | 2.791 | 0 | 0.1728 | 1.92 | 14.9595 | 45.993 | 0 | 0 | 3.0295 | 0
1768 | 74 | 15 | 3 | Saturday | 15 | 0 | 2.183 | 0 | 15.8386 | 26.1571 | 2.233 | 0 | 0.154 | 0.96 | 10.8842 | 45.1412 | 0 | 0 | 2.4235 | 0
1769 | 74 | 15 | 3 | Saturday | 16 | 0 | 2.692 | 0 | 16.3654 | 26.1571 | 2.605 | 0 | 0.187 | 1.2 | 6.8792 | 46.4267 | 0 | 0 | 2.8276 | 0
1770 | 74 | 15 | 3 | Saturday | 17 | 0 | 1.841 | 0 | 12.7876 | 19.2871 | 1.303 | 0 | 0.1202 | 1.44 | 2.9527 | 35.3339 | 0 | 0 | 1.4137 | 0
1771 | 74 | 15 | 3 | Saturday | 18 | 0 | 0.11 | 0 | 13.7446 | 19.2871 | 1.303 | 0 | 0.0271 | 0 | 0.545 | 33.0993 | 0 | 0 | 1.4138 | 0
1772 | 74 | 15 | 3 | Saturday | 19 | 0 | 0 | 0 | 13.8322 | 19.2871 | 1.303 | 0 | 0.0212 | 0 | 0 | 33.0766 | 0 | 0 | 1.4138 | 0
1773 | 74 | 15 | 3 | Saturday | 20 | 0 | 0 | 0 | 13.8282 | 19.2871 | 1.303 | 0 | 0.0212 | 0 | 0 | 33.0766 | 0 | 0 | 1.4138 | 0
1774 | 74 | 15 | 3 | Saturday | 21 | 0 | 0 | 0 | 13.8282 | 19.2871 | 1.675 | 0 | 0.0272 | 0 | 0 | 33.0826 | 0 | 0 | 1.8178 | 0
1775 | 74 | 15 | 3 | Saturday | 22 | 0 | 0 | 0 | 12.5503 | 17.5892 | 0.93 | 0 | 0.0151 | 0 | 0 | 30.1106 | 0 | 0 | 1.0097 | 0
1776 | 74 | 15 | 3 | Saturday | 23 | 0 | 0 | 0 | 6.6175 | 11.0335 | 0.93 | 0 | 0.0151 | 0 | 0 | 17.6222 | 0 | 0 | 1.0097 | 0
1777 | 75 | 16 | 3 | Sunday | 0 | 0 | 0 | 0 | 5.3583 | 10.6091 | 0.744 | 0 | 0.0121 | 0 | 0 | 15.9354 | 0 | 0 | 0.8077 | 0
1778 | 75 | 16 | 3 | Sunday | 1 | 0 | 0 | 0 | 5.2005 | 10.3969 | 0.744 | 0 | 0.0121 | 0 | 0 | 15.5655 | 0 | 0 | 0.8078 | 0
1779 | 75 | 16 | 3 | Sunday | 2 | 0 | 0 | 0 | 5.1909 | 10.3969 | 0.744 | 0 | 0.0121 | 0 | 0 | 15.5655 | 0 | 0 | 0.8078 | 0
1780 | 75 | 16 | 3 | Sunday | 3 | 0 | 0 | 0 | 5.1909 | 10.3969 | 0.744 | 0 | 0.0121 | 0 | 0 | 15.5655 | 0 | 0 | 0.8078 | 0
1781 | 75 | 16 | 3 | Sunday | 4 | 0 | 0 | 0 | 5.1909 | 10.3969 | 0.744 | 0 | 0.0121 | 0 | 0 | 15.5655 | 0 | 0 | 0.8078 | 0
1782 | 75 | 16 | 3 | Sunday | 5 | 0 | 0 | 0 | 5.6628 | 10.3969 | 1.303 | 0 | 0.0212 | 0 | 0 | 16.0465 | 0 | 0 | 1.4138 | 0
1783 | 75 | 16 | 3 | Sunday | 6 | 0 | 0 | 0 | 6.1433 | 11.0335 | 0.744 | 0 | 0.0121 | 0 | 0.1325 | 17.1473 | 0 | 0 | 0.8077 | 0
1784 | 75 | 16 | 3 | Sunday | 7 | 0 | 0 | 0 | 9.307 | 14.6575 | 0.744 | 0 | 0.0121 | 0 | 1.5801 | 23.935 | 0 | 0 | 0.8078 | 0
1785 | 75 | 16 | 3 | Sunday | 8 | 0 | 0 | 0 | 9.0086 | 15.5065 | 0.744 | 0 | 0.0121 | 0 | 5.4449 | 24.4751 | 0 | 0 | 0.8078 | 0
1786 | 75 | 16 | 3 | Sunday | 9 | 0 | 0 | 0 | 8.3374 | 15.5065 | 0.744 | 0 | 0.0121 | 0 | 9.703 | 23.804 | 0 | 0 | 0.8078 | 0
1787 | 75 | 16 | 3 | Sunday | 10 | 0 | 0 | 0 | 8.7038 | 16.3554 | 0.744 | 0 | 0.0121 | 0 | 13.2364 | 25.0289 | 0 | 0 | 0.8078 | 0
1788 | 75 | 16 | 3 | Sunday | 11 | 0 | 0 | 0 | 8.5679 | 16.3554 | 1.116 | 0 | 0.0182 | 0 | 14.3548 | 24.8935 | 0 | 0 | 1.2117 | 0
1789 | 75 | 16 | 3 | Sunday | 12 | 0 | 0 | 0 | 11.2722 | 20.794 | 1.116 | 0 | 0.0182 | 0 | 15.7999 | 32.0419 | 0 | 0 | 1.2117 | 0
1790 | 75 | 16 | 3 | Sunday | 13 | 0 | 0 | 0 | 11.6543 | 20.794 | 1.675 | 0 | 0.0272 | 0 | 17.1882 | 32.4347 | 0 | 0 | 1.8178 | 0
1791 | 75 | 16 | 3 | Sunday | 14 | 0 | 0 | 0 | 12.2618 | 20.794 | 1.116 | 0 | 0.0182 | 0 | 17.7212 | 33.0339 | 0 | 0 | 1.2117 | 0
1792 | 75 | 16 | 3 | Sunday | 15 | 0 | 0.296 | 0 | 12.583 | 20.794 | 0.744 | 0 | 0.028 | 0 | 15.4533 | 33.6521 | 0 | 0 | 0.8077 | 0
1793 | 75 | 16 | 3 | Sunday | 16 | 0 | 0 | 0 | 12.4184 | 20.3695 | 0.744 | 0 | 0.0121 | 0 | 9.6592 | 32.7488 | 0 | 0 | 0.8078 | 0
1794 | 75 | 16 | 3 | Sunday | 17 | 0 | 0 | 0 | 12.6533 | 19.916 | 0.744 | 0 | 0.0121 | 0 | 3.6356 | 32.5318 | 0 | 0 | 0.8078 | 0
1795 | 75 | 16 | 3 | Sunday | 18 | 0 | 0 | 0 | 13.9652 | 19.916 | 0.744 | 0 | 0.0121 | 0 | 0.7145 | 33.8413 | 0 | 0 | 0.8078 | 0
1796 | 75 | 16 | 3 | Sunday | 19 | 0 | 0 | 0 | 14.1675 | 19.916 | 0.744 | 0 | 0.0121 | 0 | 0 | 34.0452 | 0 | 0 | 0.8078 | 0
1797 | 75 | 16 | 3 | Sunday | 20 | 0 | 0 | 0 | 13.6956 | 19.916 | 0.744 | 0 | 0.0121 | 0 | 0 | 33.5733 | 0 | 0 | 0.8078 | 0
1798 | 75 | 16 | 3 | Sunday | 21 | 0 | 0 | 0 | 13.6956 | 19.916 | 1.303 | 0 | 0.0212 | 0 | 0 | 33.5824 | 0 | 0 | 1.4138 | 0
1799 | 75 | 16 | 3 | Sunday | 22 | 0 | 0 | 0 | 6.2927 | 11.8825 | 0.744 | 0 | 0.0121 | 0 | 0 | 18.1553 | 0 | 0 | 0.8077 | 0
1800 | 75 | 16 | 3 | Sunday | 23 | 0 | 0 | 0 | 5.6618 | 11.0335 | 0.744 | 0 | 0.0121 | 0 | 0 | 16.6754 | 0 | 0 | 0.8078 | 0
1801 | 76 | 17 | 3 | Monday | 0 | 0 | 0 | 0 | 5.1885 | 10.3969 | 0.93 | 0 | 0.0151 | 0 | 0 | 15.5685 | 0 | 0 | 1.0097 | 0
1802 | 76 | 17 | 3 | Monday | 1 | 0 | 0 | 0 | 5.1829 | 10.3969 | 0.93 | 0 | 0.0151 | 0 | 0 | 15.5685 | 0 | 0 | 1.0097 | 0
1803 | 76 | 17 | 3 | Monday | 2 | 0 | 0 | 0 | 5.1829 | 10.3969 | 0.93 | 0 | 0.0151 | 0 | 0 | 15.5685 | 0 | 0 | 1.0097 | 0
1804 | 76 | 17 | 3 | Monday | 3 | 0 | 0 | 0 | 5.1829 | 10.3969 | 0.93 | 0 | 0.0151 | 0 | 0 | 15.5685 | 0 | 0 | 1.0097 | 0
1805 | 76 | 17 | 3 | Monday | 4 | 0 | 0 | 0 | 5.6548 | 10.3969 | 0.93 | 0 | 0.0151 | 0 | 0 | 16.0404 | 0 | 0 | 1.0097 | 0
1806 | 76 | 17 | 3 | Monday | 5 | 79.405 | 0 | 27.1709 | 8.8552 | 14.4831 | 1.489 | 0 | 0.4865 | 0 | 0 | 50.9693 | 0 | 0 | 81.0333 | 0
1807 | 76 | 17 | 3 | Monday | 6 | 73.323 | 0 | 27.1709 | 17.0169 | 21.1313 | 1.303 | 0 | 0.4686 | 0 | 0.1171 | 65.7541 | 0 | 0 | 74.7473 | 0
1808 | 76 | 17 | 3 | Monday | 7 | 57.637 | 0 | 27.1709 | 27.2426 | 37.109 | 3.536 | 0 | 0.4505 | 8.4 | 1.5884 | 100.3674 | 0 | 0 | 61.4993 | 0
1809 | 76 | 17 | 3 | Monday | 8 | 16.806 | 0 | 27.1709 | 40.8841 | 79.9326 | 6.513 | 0 | 0.3468 | 16.56 | 7.1105 | 164.908 | 0 | 0 | 23.8733 | 0
1810 | 76 | 17 | 3 | Monday | 9 | 10.819 | 0 | 27.1709 | 39.9514 | 84.3871 | 7.071 | 0 | 0.2817 | 10.32 | 15.2525 | 162.1038 | 0 | 0 | 18.4906 | 0
1811 | 76 | 17 | 3 | Monday | 10 | 8.862 | 0 | 27.1709 | 39.8552 | 85.6606 | 7.257 | 0 | 0.2541 | 8.88 | 21.5234 | 161.8183 | 0 | 0 | 16.7353 | 0
1812 | 76 | 17 | 3 | Monday | 11 | 6.423 | 0.87 | 27.1709 | 39.2413 | 85.6606 | 8.746 | 0 | 0.2885 | 10.32 | 24.42 | 163.5036 | 0 | 0 | 15.9123 | 0
1813 | 76 | 17 | 3 | Monday | 12 | 7.672 | 1.449 | 27.1709 | 37.0285 | 78.8121 | 10.607 | 0 | 0.3707 | 13.92 | 25.2811 | 158.6888 | 0 | 0 | 19.1786 | 0
1814 | 76 | 17 | 3 | Monday | 13 | 5.049 | 1.878 | 27.1709 | 39.6922 | 85.6606 | 10.048 | 0 | 0.3449 | 11.52 | 25.3397 | 166.1757 | 0 | 0 | 15.9513 | 0
1815 | 76 | 17 | 3 | Monday | 14 | 4.719 | 1.601 | 27.1709 | 40.3977 | 85.6606 | 6.327 | 0 | 0.2616 | 8.88 | 22.3103 | 163.8849 | 0 | 0 | 11.584 | 0
1816 | 76 | 17 | 3 | Monday | 15 | 4.661 | 2.329 | 27.1709 | 41.2375 | 85.6606 | 6.141 | 0 | 0.2961 | 8.88 | 16.8052 | 165.4527 | 0 | 0 | 11.3249 | 0
1817 | 76 | 17 | 3 | Monday | 16 | 4.697 | 1.064 | 27.1709 | 42.4451 | 85.2073 | 8.188 | 0 | 0.263 | 11.04 | 10.3025 | 167.1265 | 0 | 0 | 13.5814 | 0
1818 | 76 | 17 | 3 | Monday | 17 | 10.042 | 0.061 | 27.1709 | 36.2765 | 55.9825 | 4.838 | 0 | 0.235 | 14.88 | 3.7822 | 134.5887 | 0 | 0 | 15.2912 | 0
1819 | 76 | 17 | 3 | Monday | 18 | 10.179 | 0 | 13.5854 | 30.2821 | 40.9205 | 3.908 | 0 | 0.2218 | 4.8 | 0.6332 | 89.757 | 0 | 0 | 14.4178 | 0
1820 | 76 | 17 | 3 | Monday | 19 | 0 | 0 | 0 | 28.3042 | 40.0131 | 2.791 | 0 | 0.0454 | 2.88 | 0 | 71.1964 | 0 | 0 | 3.0295 | 0
1821 | 76 | 17 | 3 | Monday | 20 | 0 | 0 | 0 | 24.1068 | 33.1724 | 3.163 | 0 | 0.0515 | 0.96 | 0 | 58.2379 | 0 | 0 | 3.4335 | 0
1822 | 76 | 17 | 3 | Monday | 21 | 0 | 0 | 0 | 24.1068 | 32.719 | 1.489 | 0 | 0.0242 | 0.96 | 0 | 57.7572 | 0 | 0 | 1.6156 | 0
1823 | 76 | 17 | 3 | Monday | 22 | 0 | 0 | 0 | 12.7362 | 17.8393 | 0.93 | 0 | 0.0151 | 0 | 0 | 30.5546 | 0 | 0 | 1.0097 | 0
1824 | 76 | 17 | 3 | Monday | 23 | 0 | 0 | 0 | 6.1377 | 11.0335 | 0.93 | 0 | 0.0151 | 0 | 0 | 17.1503 | 0 | 0 | 1.0097 | 0
1825 | 77 | 18 | 3 | Tuesday | 0 | 0 | 0 | 0 | 5.1885 | 10.3969 | 0.93 | 0 | 0.0151 | 0 | 0 | 15.5685 | 0 | 0 | 1.0097 | 0
1826 | 77 | 18 | 3 | Tuesday | 1 | 0 | 0 | 0 | 5.1829 | 10.3969 | 0.93 | 0 | 0.0151 | 0 | 0 | 15.5685 | 0 | 0 | 1.0097 | 0
1827 | 77 | 18 | 3 | Tuesday | 2 | 0 | 0 | 0 | 5.1829 | 10.3969 | 0.93 | 0 | 0.0151 | 0 | 0 | 15.5685 | 0 | 0 | 1.0097 | 0
1828 | 77 | 18 | 3 | Tuesday | 3 | 0 | 0 | 0 | 5.1829 | 10.3969 | 0.93 | 0 | 0.0151 | 0 | 0 | 15.5685 | 0 | 0 | 1.0097 | 0
1829 | 77 | 18 | 3 | Tuesday | 4 | 0 | 0 | 0 | 5.6548 | 10.3969 | 0.93 | 0 | 0.0151 | 0 | 0 | 16.0404 | 0 | 0 | 1.0097 | 0
1830 | 77 | 18 | 3 | Tuesday | 5 | 0 | 0 | 3.4475 | 8.8552 | 14.4831 | 1.489 | 0 | 0.0242 | 0 | 0 | 26.7836 | 0 | 0 | 1.6157 | 0
1831 | 77 | 18 | 3 | Tuesday | 6 | 46.483 | 0.693 | 15.3092 | 17.0156 | 21.1313 | 1.303 | 0 | 0.2967 | 0 | 0.1798 | 54.3796 | 0 | 0 | 47.9025 | 0
1832 | 77 | 18 | 3 | Tuesday | 7 | 50.706 | 0 | 27.1709 | 27.3673 | 37.109 | 3.536 | 0 | 0.4436 | 8.4 | 1.8278 | 100.4852 | 0 | 0 | 54.5657 | 0
1833 | 77 | 18 | 3 | Tuesday | 8 | 12.386 | 0 | 27.1709 | 43.7806 | 79.9326 | 6.513 | 0 | 0.2855 | 16.56 | 5.8012 | 167.7431 | 0 | 0 | 19.4531 | 0
1834 | 77 | 18 | 3 | Tuesday | 9 | 8.956 | 0 | 27.1709 | 41.6466 | 84.3871 | 7.071 | 0 | 0.2523 | 10.32 | 10.9354 | 163.7697 | 0 | 0 | 16.6279 | 0
1835 | 77 | 18 | 3 | Tuesday | 10 | 7.531 | 0 | 27.1709 | 40.2173 | 85.6606 | 7.257 | 0 | 0.2333 | 8.88 | 15.6932 | 162.1596 | 0 | 0 | 15.4048 | 0
1836 | 77 | 18 | 3 | Tuesday | 11 | 5.207 | 0 | 27.1709 | 39.2869 | 85.6606 | 8.746 | 0 | 0.2227 | 10.32 | 17.9636 | 162.6547 | 0 | 0 | 14.6968 | 0
1837 | 77 | 18 | 3 | Tuesday | 12 | 6.274 | 0 | 27.1709 | 37.0928 | 78.8121 | 10.607 | 0 | 0.271 | 13.92 | 19.9167 | 157.2723 | 0 | 0 | 17.7814 | 0
1838 | 77 | 18 | 3 | Tuesday | 13 | 4.433 | 0.729 | 27.1709 | 39.9383 | 85.6606 | 10.048 | 0 | 0.272 | 11.52 | 19.0268 | 165.2542 | 0 | 0 | 15.3356 | 0
1839 | 77 | 18 | 3 | Tuesday | 14 | 4.195 | 0.183 | 27.1709 | 40.6869 | 85.6606 | 6.327 | 0 | 0.1763 | 8.88 | 14.4497 | 162.7379 | 0 | 0 | 11.0605 | 0
1840 | 77 | 18 | 3 | Tuesday | 15 | 3.942 | 1.822 | 27.1709 | 41.1958 | 85.6606 | 6.141 | 0 | 0.2577 | 8.88 | 10.9244 | 164.8898 | 0 | 0 | 10.6052 | 0
1841 | 77 | 18 | 3 | Tuesday | 16 | 3.924 | 0.063 | 27.1709 | 41.9842 | 85.2073 | 8.188 | 0 | 0.1969 | 11.04 | 7.3893 | 165.6452 | 0 | 0 | 12.8089 | 0
1842 | 77 | 18 | 3 | Tuesday | 17 | 8.044 | 0 | 27.1709 | 36.3762 | 55.9825 | 4.838 | 0 | 0.2007 | 14.88 | 3.6446 | 134.5959 | 0 | 0 | 13.2941 | 0
1843 | 77 | 18 | 3 | Tuesday | 18 | 8.915 | 0 | 13.5854 | 30.1307 | 40.9205 | 3.908 | 0 | 0.2016 | 4.8 | 0.8401 | 89.5855 | 0 | 0 | 13.1543 | 0
1844 | 77 | 18 | 3 | Tuesday | 19 | 0 | 0 | 0 | 28.3042 | 40.0131 | 2.791 | 0 | 0.0454 | 2.88 | 0 | 71.1964 | 0 | 0 | 3.0295 | 0
1845 | 77 | 18 | 3 | Tuesday | 20 | 0 | 0 | 0 | 24.1068 | 33.1724 | 3.163 | 0 | 0.0515 | 0.96 | 0 | 58.2379 | 0 | 0 | 3.4335 | 0
1846 | 77 | 18 | 3 | Tuesday | 21 | 0 | 0 | 0 | 24.1068 | 32.719 | 1.489 | 0 | 0.0242 | 0.96 | 0 | 57.7572 | 0 | 0 | 1.6156 | 0
1847 | 77 | 18 | 3 | Tuesday | 22 | 0 | 0 | 0 | 12.7362 | 17.8393 | 0.93 | 0 | 0.0151 | 0 | 0 | 30.5546 | 0 | 0 | 1.0097 | 0
1848 | 77 | 18 | 3 | Tuesday | 23 | 0 | 0 | 0 | 6.1377 | 11.0335 | 0.93 | 0 | 0.0151 | 0 | 0 | 17.1503 | 0 | 0 | 1.0097 | 0
1849 | 78 | 19 | 3 | Wednesday | 0 | 0 | 0 | 0 | 5.1885 | 10.3969 | 0.93 | 0 | 0.0151 | 0 | 0 | 15.5685 | 0 | 0 | 1.0097 | 0
1850 | 78 | 19 | 3 | Wednesday | 1 | 0 | 0 | 0 | 5.1829 | 10.3969 | 0.93 | 0 | 0.0151 | 0 | 0 | 15.5685 | 0 | 0 | 1.0097 | 0
1851 | 78 | 19 | 3 | Wednesday | 2 | 0 | 0 | 0 | 5.1829 | 10.3969 | 0.93 | 0 | 0.0151 | 0 | 0 | 15.5685 | 0 | 0 | 1.0097 | 0
1852 | 78 | 19 | 3 | Wednesday | 3 | 0 | 0 | 0 | 5.1829 | 10.3969 | 0.93 | 0 | 0.0151 | 0 | 0 | 15.5685 | 0 | 0 | 1.0097 | 0
1853 | 78 | 19 | 3 | Wednesday | 4 | 0 | 0 | 0 | 5.6548 | 10.3969 | 0.93 | 0 | 0.0151 | 0 | 0 | 16.0404 | 0 | 0 | 1.0097 | 0
1854 | 78 | 19 | 3 | Wednesday | 5 | 69.394 | 0 | 27.1709 | 8.8552 | 14.4831 | 1.489 | 0 | 0.4707 | 0 | 0 | 50.9534 | 0 | 0 | 71.0215 | 0
1855 | 78 | 19 | 3 | Wednesday | 6 | 63.002 | 0 | 27.1709 | 17.0107 | 21.1313 | 1.303 | 0 | 0.454 | 0 | 0.1404 | 65.7333 | 0 | 0 | 64.4252 | 0
1856 | 78 | 19 | 3 | Wednesday | 7 | 45.124 | 0 | 27.1709 | 26.2695 | 37.109 | 3.536 | 0 | 0.4361 | 8.4 | 2.2753 | 99.3799 | 0 | 0 | 48.9804 | 0
1857 | 78 | 19 | 3 | Wednesday | 8 | 11.367 | 0 | 27.1709 | 41.2239 | 79.9326 | 6.513 | 0 | 0.2718 | 16.56 | 9.7161 | 165.1729 | 0 | 0 | 18.4336 | 0
1858 | 78 | 19 | 3 | Wednesday | 9 | 7.417 | 0 | 27.1709 | 40.844 | 84.3871 | 7.071 | 0 | 0.2284 | 10.32 | 16.7689 | 162.9432 | 0 | 0 | 15.0894 | 0
1859 | 78 | 19 | 3 | Wednesday | 10 | 6.325 | 0 | 27.1709 | 39.592 | 85.6606 | 7.257 | 0 | 0.2147 | 8.88 | 20.1766 | 161.5157 | 0 | 0 | 14.199 | 0
1860 | 78 | 19 | 3 | Wednesday | 11 | 4.401 | 0 | 27.1709 | 39.0068 | 85.6606 | 8.746 | 0 | 0.2103 | 10.32 | 21.2755 | 162.3622 | 0 | 0 | 13.8911 | 0
1861 | 78 | 19 | 3 | Wednesday | 12 | 5.342 | 0 | 27.1709 | 36.9594 | 78.8121 | 10.607 | 0 | 0.2565 | 13.92 | 21.5117 | 157.1246 | 0 | 0 | 16.8495 | 0
1862 | 78 | 19 | 3 | Wednesday | 13 | 4.041 | 0 | 27.1709 | 39.6709 | 85.6606 | 10.048 | 0 | 0.227 | 11.52 | 22.6884 | 164.2468 | 0 | 0 | 14.9438 | 0
1863 | 78 | 19 | 3 | Wednesday | 14 | 3.834 | 0 | 27.1709 | 40.5213 | 85.6606 | 6.327 | 0 | 0.161 | 8.88 | 22.2354 | 162.3826 | 0 | 0 | 10.6994 | 0
1864 | 78 | 19 | 3 | Wednesday | 15 | 3.843 | 0.374 | 27.1709 | 41.4868 | 85.6606 | 6.141 | 0 | 0.178 | 8.88 | 18.8631 | 163.7209 | 0 | 0 | 10.5065 | 0
1865 | 78 | 19 | 3 | Wednesday | 16 | 3.856 | 0 | 27.1709 | 42.533 | 85.2073 | 8.188 | 0 | 0.1925 | 11.04 | 11.8308 | 166.1301 | 0 | 0 | 12.7403 | 0
1866 | 78 | 19 | 3 | Wednesday | 17 | 7.88 | 0 | 27.1709 | 35.565 | 55.9825 | 4.838 | 0 | 0.1982 | 14.88 | 4.3465 | 133.7822 | 0 | 0 | 13.13 | 0
1867 | 78 | 19 | 3 | Wednesday | 18 | 9.683 | 0 | 13.5854 | 30.0359 | 40.9205 | 3.908 | 0 | 0.214 | 4.8 | 0.8068 | 89.5031 | 0 | 0 | 13.9223 | 0
1868 | 78 | 19 | 3 | Wednesday | 19 | 0 | 0 | 0 | 28.3042 | 40.0131 | 2.791 | 0 | 0.0454 | 2.88 | 0 | 71.1964 | 0 | 0 | 3.0295 | 0
1869 | 78 | 19 | 3 | Wednesday | 20 | 0 | 0 | 0 | 24.1068 | 33.1724 | 3.163 | 0 | 0.0515 | 0.96 | 0 | 58.2379 | 0 | 0 | 3.4335 | 0
1870 | 78 | 19 | 3 | Wednesday | 21 | 0 | 0 | 0 | 24.1068 | 32.719 | 1.489 | 0 | 0.0242 | 0.96 | 0 | 57.7572 | 0 | 0 | 1.6156 | 0
1871 | 78 | 19 | 3 | Wednesday | 22 | 0 | 0 | 0 | 12.7362 | 17.8393 | 0.93 | 0 | 0.0151 | 0 | 0 | 30.5546 | 0 | 0 | 1.0097 | 0
1872 | 78 | 19 | 3 | Wednesday | 23 | 0 | 0 | 0 | 6.1377 | 11.0335 | 0.93 | 0 | 0.0151 | 0 | 0 | 17.1503 | 0 | 0 | 1.0097 | 0
1873 | 79 | 20 | 3 | Thursday | 0 | 0 | 0 | 0 | 5.1885 | 10.3969 | 0.93 | 0 | 0.0151 | 0 | 0 | 15.5685 | 0 | 0 | 1.0097 | 0
1874 | 79 | 20 | 3 | Thursday | 1 | 0 | 0 | 0 | 5.1829 | 10.3969 | 0.93 | 0 | 0.0151 | 0 | 0 | 15.5685 | 0 | 0 | 1.0097 | 0
1875 | 79 | 20 | 3 | Thursday | 2 | 0 | 0 | 0 | 5.1829 | 10.3969 | 0.93 | 0 | 0.0151 | 0 | 0 | 15.5685 | 0 | 0 | 1.0097 | 0
1876 | 79 | 20 | 3 | Thursday | 3 | 0 | 0 | 0 | 5.1829 | 10.3969 | 0.93 | 0 | 0.0151 | 0 | 0 | 15.5685 | 0 | 0 | 1.0097 | 0
1877 | 79 | 20 | 3 | Thursday | 4 | 0 | 0 | 0 | 5.6548 | 10.3969 | 0.93 | 0 | 0.0151 | 0 | 0 | 16.0404 | 0 | 0 | 1.0097 | 0
1878 | 79 | 20 | 3 | Thursday | 5 | 69.856 | 0 | 27.1709 | 8.8552 | 14.4831 | 1.489 | 0 | 0.4713 | 0 | 0 | 50.954 | 0 | 0 | 71.4838 | 0
1879 | 79 | 20 | 3 | Thursday | 6 | 61.708 | 0 | 27.1709 | 17.0154 | 21.1313 | 1.303 | 0 | 0.4522 | 0 | 0.1634 | 65.7362 | 0 | 0 | 63.1315 | 0
1880 | 79 | 20 | 3 | Thursday | 7 | 44.363 | 0 | 27.1709 | 26.8297 | 37.109 | 3.536 | 0 | 0.4352 | 8.4 | 1.8059 | 99.9391 | 0 | 0 | 48.2198 | 0
1881 | 79 | 20 | 3 | Thursday | 8 | 11.982 | 0 | 27.1709 | 39.9512 | 79.9326 | 6.513 | 0 | 0.2812 | 16.56 | 6.3977 | 163.9095 | 0 | 0 | 19.0492 | 0
1882 | 79 | 20 | 3 | Thursday | 9 | 8.755 | 0 | 27.1709 | 39.7441 | 84.3871 | 7.071 | 0 | 0.2492 | 10.32 | 11.6564 | 161.864 | 0 | 0 | 16.4272 | 0
1883 | 79 | 20 | 3 | Thursday | 10 | 7.427 | 0 | 27.1709 | 39.7861 | 85.6606 | 7.257 | 0 | 0.2317 | 8.88 | 16.378 | 161.7268 | 0 | 0 | 15.3015 | 0
1884 | 79 | 20 | 3 | Thursday | 11 | 4.846 | 0 | 27.1709 | 39.166 | 85.6606 | 8.746 | 0 | 0.2172 | 10.32 | 19.4357 | 162.5282 | 0 | 0 | 14.336 | 0
1885 | 79 | 20 | 3 | Thursday | 12 | 5.969 | 0 | 27.1709 | 37.1731 | 78.8121 | 10.607 | 0 | 0.2662 | 13.92 | 17.8845 | 157.3479 | 0 | 0 | 17.4761 | 0
1886 | 79 | 20 | 3 | Thursday | 13 | 4.356 | 0 | 27.1709 | 40.2343 | 85.6606 | 10.048 | 0 | 0.2318 | 11.52 | 14.6277 | 164.8152 | 0 | 0 | 15.2586 | 0
1887 | 79 | 20 | 3 | Thursday | 14 | 4.023 | 0 | 27.1709 | 41.6918 | 85.6606 | 6.327 | 0 | 0.1639 | 8.88 | 9.6013 | 163.556 | 0 | 0 | 10.8883 | 0
1888 | 79 | 20 | 3 | Thursday | 15 | 3.803 | 0 | 27.1709 | 46.3762 | 85.6606 | 6.141 | 0 | 0.1575 | 8.88 | 5.0896 | 168.2339 | 0 | 0 | 10.4662 | 0
1889 | 79 | 20 | 3 | Thursday | 16 | 3.726 | 0 | 27.1709 | 53.644 | 85.2073 | 8.188 | 0 | 0.1905 | 11.04 | 2.7702 | 177.2391 | 0 | 0 | 12.6106 | 0
1890 | 79 | 20 | 3 | Thursday | 17 | 7.512 | 0 | 27.1709 | 42.6859 | 55.9825 | 4.838 | 0 | 0.1926 | 14.88 | 1.1619 | 140.8974 | 0 | 0 | 12.762 | 0
1891 | 79 | 20 | 3 | Thursday | 18 | 9.512 | 0 | 13.5854 | 30.6759 | 40.9205 | 3.908 | 0 | 0.2113 | 4.8 | 0.2289 | 90.1403 | 0 | 0 | 13.7515 | 0
1892 | 79 | 20 | 3 | Thursday | 19 | 0 | 0 | 0 | 28.3042 | 40.0131 | 2.791 | 0 | 0.0454 | 2.88 | 0 | 71.1964 | 0 | 0 | 3.0295 | 0
1893 | 79 | 20 | 3 | Thursday | 20 | 0 | 0 | 0 | 24.1068 | 33.1724 | 3.163 | 0 | 0.0515 | 0.96 | 0 | 58.2379 | 0 | 0 | 3.4335 | 0
1894 | 79 | 20 | 3 | Thursday | 21 | 0 | 0 | 0 | 24.1068 | 32.719 | 1.489 | 0 | 0.0242 | 0.96 | 0 | 57.7572 | 0 | 0 | 1.6156 | 0
1895 | 79 | 20 | 3 | Thursday | 22 | 0 | 0 | 0 | 12.7362 | 17.8393 | 0.93 | 0 | 0.0151 | 0 | 0 | 30.5546 | 0 | 0 | 1.0097 | 0
1896 | 79 | 20 | 3 | Thursday | 23 | 0 | 0 | 0 | 6.1377 | 11.0335 | 0.93 | 0 | 0.0151 | 0 | 0 | 17.1503 | 0 | 0 | 1.0097 | 0
1897 | 80 | 21 | 3 | Friday | 0 | 0 | 0 | 0 | 5.1885 | 10.3969 | 0.93 | 0 | 0.0151 | 0 | 0 | 15.5685 | 0 | 0 | 1.0097 | 0
1898 | 80 | 21 | 3 | Friday | 1 | 0 | 0 | 0 | 5.1829 | 10.3969 | 0.93 | 0 | 0.0151 | 0 | 0 | 15.5685 | 0 | 0 | 1.0097 | 0
1899 | 80 | 21 | 3 | Friday | 2 | 0 | 0 | 0 | 5.1829 | 10.3969 | 0.93 | 0 | 0.0151 | 0 | 0 | 15.5685 | 0 | 0 | 1.0097 | 0
1900 | 80 | 21 | 3 | Friday | 3 | 0 | 0 | 0 | 5.1829 | 10.3969 | 0.93 | 0 | 0.0151 | 0 | 0 | 15.5685 | 0 | 0 | 1.0097 | 0
1901 | 80 | 21 | 3 | Friday | 4 | 0 | 0 | 0 | 5.6548 | 10.3969 | 0.93 | 0 | 0.0151 | 0 | 0 | 16.0404 | 0 | 0 | 1.0097 | 0
1902 | 80 | 21 | 3 | Friday | 5 | 47.775 | 0 | 27.1709 | 8.8552 | 14.4831 | 1.489 | 0 | 0.4424 | 0 | 0 | 50.9251 | 0 | 0 | 49.399 | 0
1903 | 80 | 21 | 3 | Friday | 6 | 46.512 | 0 | 27.1709 | 17.015 | 21.1313 | 1.303 | 0 | 0.4352 | 0 | 0.1596 | 65.7188 | 0 | 0 | 47.9327 | 0
1904 | 80 | 21 | 3 | Friday | 7 | 31.446 | 0 | 27.1709 | 27.0387 | 37.109 | 3.536 | 0 | 0.4222 | 8.4 | 2.169 | 100.1352 | 0 | 0 | 35.292 | 0
1905 | 80 | 21 | 3 | Friday | 8 | 8.691 | 0 | 27.1709 | 42.028 | 79.9326 | 6.513 | 0 | 0.2351 | 16.56 | 9.0651 | 165.9402 | 0 | 0 | 15.7574 | 0
1906 | 80 | 21 | 3 | Friday | 9 | 5.904 | 0 | 27.1709 | 40.0082 | 84.3871 | 7.071 | 0 | 0.2051 | 10.32 | 17.959 | 162.084 | 0 | 0 | 13.5763 | 0
1907 | 80 | 21 | 3 | Friday | 10 | 4.932 | 0 | 27.1709 | 39.761 | 85.6606 | 7.257 | 0 | 0.1933 | 8.88 | 24.5759 | 161.6633 | 0 | 0 | 12.8067 | 0
1908 | 80 | 21 | 3 | Friday | 11 | 3.42 | 0 | 27.1709 | 39.1518 | 85.6606 | 8.746 | 0 | 0.1953 | 10.32 | 27.847 | 162.4921 | 0 | 0 | 12.9104 | 0
1909 | 80 | 21 | 3 | Friday | 12 | 3.367 | 0 | 27.1709 | 37.0237 | 78.8121 | 10.607 | 0 | 0.2262 | 13.92 | 27.1408 | 157.1585 | 0 | 0 | 14.8753 | 0
1910 | 80 | 21 | 3 | Friday | 13 | 3.04 | 0 | 27.1709 | 39.7479 | 85.6606 | 10.048 | 0 | 0.2116 | 11.52 | 26.6026 | 164.3085 | 0 | 0 | 13.9431 | 0
1911 | 80 | 21 | 3 | Friday | 14 | 2.824 | 0 | 27.1709 | 40.3633 | 85.6606 | 6.327 | 0 | 0.1457 | 8.88 | 25.0199 | 162.2093 | 0 | 0 | 9.6895 | 0
1912 | 80 | 21 | 3 | Friday | 15 | 2.731 | 0 | 27.1709 | 41.2263 | 85.6606 | 6.141 | 0 | 0.1412 | 8.88 | 18.4854 | 163.0677 | 0 | 0 | 9.3946 | 0
1913 | 80 | 21 | 3 | Friday | 16 | 2.731 | 0 | 27.1709 | 42.0402 | 85.2073 | 8.188 | 0 | 0.1753 | 11.04 | 10.5551 | 165.6201 | 0 | 0 | 11.616 | 0
1914 | 80 | 21 | 3 | Friday | 17 | 4.388 | 0 | 27.1709 | 35.2471 | 55.9825 | 4.838 | 0 | 0.1447 | 14.88 | 4.2303 | 133.4108 | 0 | 0 | 9.6378 | 0
1915 | 80 | 21 | 3 | Friday | 18 | 4.838 | 0 | 13.5854 | 29.9373 | 40.9205 | 3.908 | 0 | 0.1372 | 4.8 | 0.8562 | 89.3276 | 0 | 0 | 9.0781 | 0
1916 | 80 | 21 | 3 | Friday | 19 | 0 | 0 | 0 | 28.3042 | 40.0131 | 2.791 | 0 | 0.0454 | 2.88 | 0 | 71.1964 | 0 | 0 | 3.0295 | 0
1917 | 80 | 21 | 3 | Friday | 20 | 0 | 0 | 0 | 24.1068 | 33.1724 | 3.163 | 0 | 0.0515 | 0.96 | 0 | 58.2379 | 0 | 0 | 3.4335 | 0
1918 | 80 | 21 | 3 | Friday | 21 | 0 | 0 | 0 | 24.1068 | 32.719 | 1.489 | 0 | 0.0242 | 0.96 | 0 | 57.7572 | 0 | 0 | 1.6156 | 0
1919 | 80 | 21 | 3 | Friday | 22 | 0 | 0 | 0 | 12.7362 | 17.8393 | 0.93 | 0 | 0.0151 | 0 | 0 | 30.5546 | 0 | 0 | 1.0097 | 0
1920 | 80 | 21 | 3 | Friday | 23 | 0 | 0 | 0 | 6.1377 | 11.0335 | 0.93 | 0 | 0.0151 | 0 | 0 | 17.1503 | 0 | 0 | 1.0097 | 0
1921 | 81 | 22 | 3 | Saturday | 0 | 0 | 0 | 0 | 5.3495 | 10.6091 | 0.93 | 0 | 0.0151 | 0 | 0 | 15.9385 | 0 | 0 | 1.0097 | 0
1922 | 81 | 22 | 3 | Saturday | 1 | 0 | 0 | 0 | 5.1845 | 10.3969 | 0.93 | 0 | 0.0151 | 0 | 0 | 15.5685 | 0 | 0 | 1.0097 | 0
1923 | 81 | 22 | 3 | Saturday | 2 | 0 | 0 | 0 | 5.1845 | 10.3969 | 0.93 | 0 | 0.0151 | 0 | 0 | 15.5685 | 0 | 0 | 1.0097 | 0
1924 | 81 | 22 | 3 | Saturday | 3 | 0 | 0 | 0 | 5.1845 | 10.3969 | 0.93 | 0 | 0.0151 | 0 | 0 | 15.5685 | 0 | 0 | 1.0097 | 0
1925 | 81 | 22 | 3 | Saturday | 4 | 0 | 0 | 0 | 5.1845 | 10.3969 | 0.93 | 0 | 0.0151 | 0 | 0 | 15.5685 | 0 | 0 | 1.0097 | 0
1926 | 81 | 22 | 3 | Saturday | 5 | 0 | 0 | 0 | 5.6564 | 10.3969 | 1.489 | 0 | 0.0242 | 0 | 0 | 16.0495 | 0 | 0 | 1.6157 | 0
1927 | 81 | 22 | 3 | Saturday | 6 | 0 | 0 | 0 | 10.2151 | 14.454 | 1.303 | 0 | 0.0212 | 0 | 0.1862 | 24.6583 | 0 | 0 | 1.4137 | 0
1928 | 81 | 22 | 3 | Saturday | 7 | 0 | 0 | 0 | 13.4481 | 18.078 | 2.047 | 0 | 0.0333 | 3.84 | 2.6122 | 35.3866 | 0 | 0 | 2.2215 | 0
1929 | 81 | 22 | 3 | Saturday | 8 | 0 | 0 | 0 | 18.9293 | 33.4891 | 2.791 | 0 | 0.0454 | 3.36 | 9.9828 | 55.799 | 0 | 0 | 3.0296 | 0
1930 | 81 | 22 | 3 | Saturday | 9 | 0 | 0 | 0 | 18.9399 | 36.0383 | 3.908 | 0 | 0.0636 | 5.04 | 18.4191 | 60.0626 | 0 | 0 | 4.2412 | 0
1931 | 81 | 22 | 3 | Saturday | 10 | 0 | 0 | 0 | 18.6313 | 36.8872 | 3.536 | 0 | 0.0575 | 4.32 | 24.2617 | 59.8769 | 0 | 0 | 3.8373 | 0
1932 | 81 | 22 | 3 | Saturday | 11 | 0 | 0 | 0 | 18.2869 | 36.8872 | 4.28 | 0 | 0.0697 | 6 | 28.2618 | 61.2158 | 0 | 0 | 4.645 | 0
1933 | 81 | 22 | 3 | Saturday | 12 | 0 | 1.199 | 0 | 15.0124 | 26.6109 | 3.722 | 0 | 0.1252 | 5.04 | 30.0427 | 47.8955 | 0 | 0 | 4.0391 | 0
1934 | 81 | 22 | 3 | Saturday | 13 | 0 | 1.495 | 0 | 15.265 | 26.1571 | 3.536 | 0 | 0.1381 | 3.12 | 26.8935 | 46.0629 | 0 | 0 | 3.8373 | 0
1935 | 81 | 22 | 3 | Saturday | 14 | 0 | 2.145 | 0 | 15.2384 | 26.1571 | 2.791 | 0 | 0.1609 | 1.92 | 18.3766 | 45.4745 | 0 | 0 | 3.0295 | 0
1936 | 81 | 22 | 3 | Saturday | 15 | 0 | 1.883 | 0 | 15.7294 | 26.1571 | 2.233 | 0 | 0.1378 | 0.96 | 9.4953 | 44.7293 | 0 | 0 | 2.4235 | 0
1937 | 81 | 22 | 3 | Saturday | 16 | 0 | 2.371 | 0 | 16.851 | 26.1571 | 2.605 | 0 | 0.1698 | 1.2 | 4.4289 | 46.5893 | 0 | 0 | 2.8276 | 0
1938 | 81 | 22 | 3 | Saturday | 17 | 0 | 1.345 | 0 | 13.1285 | 19.2871 | 1.303 | 0 | 0.0932 | 1.44 | 2.0463 | 35.1754 | 0 | 0 | 1.4137 | 0
1939 | 81 | 22 | 3 | Saturday | 18 | 0 | 0.145 | 0 | 13.7837 | 19.2871 | 1.303 | 0 | 0.0289 | 0 | 0.4476 | 33.1739 | 0 | 0 | 1.4138 | 0
1940 | 81 | 22 | 3 | Saturday | 19 | 0 | 0 | 0 | 13.8322 | 19.2871 | 1.303 | 0 | 0.0212 | 0 | 0 | 33.0766 | 0 | 0 | 1.4138 | 0
1941 | 81 | 22 | 3 | Saturday | 20 | 0 | 0 | 0 | 13.8282 | 19.2871 | 1.303 | 0 | 0.0212 | 0 | 0 | 33.0766 | 0 | 0 | 1.4138 | 0
1942 | 81 | 22 | 3 | Saturday | 21 | 0 | 0 | 0 | 13.8282 | 19.2871 | 1.675 | 0 | 0.0272 | 0 | 0 | 33.0826 | 0 | 0 | 1.8178 | 0
1943 | 81 | 22 | 3 | Saturday | 22 | 0 | 0 | 0 | 12.5503 | 17.5892 | 0.93 | 0 | 0.0151 | 0 | 0 | 30.1106 | 0 | 0 | 1.0097 | 0
1944 | 81 | 22 | 3 | Saturday | 23 | 0 | 0 | 0 | 6.6175 | 11.0335 | 0.93 | 0 | 0.0151 | 0 | 0 | 17.6222 | 0 | 0 | 1.0097 | 0
1945 | 82 | 23 | 3 | Sunday | 0 | 0 | 0 | 0 | 5.3583 | 10.6091 | 0.744 | 0 | 0.0121 | 0 | 0 | 15.9354 | 0 | 0 | 0.8077 | 0
1946 | 82 | 23 | 3 | Sunday | 1 | 0 | 0 | 0 | 5.2005 | 10.3969 | 0.744 | 0 | 0.0121 | 0 | 0 | 15.5655 | 0 | 0 | 0.8078 | 0
1947 | 82 | 23 | 3 | Sunday | 2 | 0 | 0 | 0 | 5.1909 | 10.3969 | 0.744 | 0 | 0.0121 | 0 | 0 | 15.5655 | 0 | 0 | 0.8078 | 0
1948 | 82 | 23 | 3 | Sunday | 3 | 0 | 0 | 0 | 5.1909 | 10.3969 | 0.744 | 0 | 0.0121 | 0 | 0 | 15.5655 | 0 | 0 | 0.8078 | 0
1949 | 82 | 23 | 3 | Sunday | 4 | 0 | 0 | 0 | 5.1909 | 10.3969 | 0.744 | 0 | 0.0121 | 0 | 0 | 15.5655 | 0 | 0 | 0.8078 | 0
1950 | 82 | 23 | 3 | Sunday | 5 | 0 | 0 | 0 | 5.6628 | 10.3969 | 1.303 | 0 | 0.0212 | 0 | 0 | 16.0465 | 0 | 0 | 1.4138 | 0
1951 | 82 | 23 | 3 | Sunday | 6 | 0 | 0 | 0 | 6.1433 | 11.0335 | 0.744 | 0 | 0.0121 | 0 | 0.1088 | 17.1473 | 0 | 0 | 0.8077 | 0
1952 | 82 | 23 | 3 | Sunday | 7 | 0 | 0 | 0 | 9.4347 | 14.6575 | 0.744 | 0 | 0.0121 | 0 | 1.0471 | 24.0627 | 0 | 0 | 0.8078 | 0
1953 | 82 | 23 | 3 | Sunday | 8 | 0 | 0 | 0 | 9.3025 | 15.5065 | 0.744 | 0 | 0.0121 | 0 | 3.1748 | 24.7691 | 0 | 0 | 0.8078 | 0
1954 | 82 | 23 | 3 | Sunday | 9 | 0 | 0 | 0 | 8.6922 | 15.5065 | 0.744 | 0 | 0.0121 | 0 | 5.4762 | 24.1588 | 0 | 0 | 0.8078 | 0
1955 | 82 | 23 | 3 | Sunday | 10 | 0 | 0 | 0 | 8.9457 | 16.3554 | 0.744 | 0 | 0.0121 | 0 | 7.4886 | 25.2708 | 0 | 0 | 0.8078 | 0
1956 | 82 | 23 | 3 | Sunday | 11 | 0 | 0 | 0 | 8.7598 | 16.3554 | 1.116 | 0 | 0.0182 | 0 | 8.8928 | 25.0854 | 0 | 0 | 1.2117 | 0
1957 | 82 | 23 | 3 | Sunday | 12 | 0 | 0 | 0 | 11.8492 | 20.794 | 1.116 | 0 | 0.0182 | 0 | 8.8408 | 32.619 | 0 | 0 | 1.2117 | 0
1958 | 82 | 23 | 3 | Sunday | 13 | 0 | 0 | 0 | 12.1968 | 20.794 | 1.675 | 0 | 0.0272 | 0 | 8.5784 | 32.9773 | 0 | 0 | 1.8178 | 0
1959 | 82 | 23 | 3 | Sunday | 14 | 0 | 0 | 0 | 12.3517 | 20.794 | 1.116 | 0 | 0.0182 | 0 | 8.5189 | 33.1239 | 0 | 0 | 1.2117 | 0
1960 | 82 | 23 | 3 | Sunday | 15 | 0 | 0 | 0 | 12.4719 | 20.794 | 0.744 | 0 | 0.0121 | 0 | 7.5386 | 33.2428 | 0 | 0 | 0.8077 | 0
1961 | 82 | 23 | 3 | Sunday | 16 | 0 | 0 | 0 | 12.5642 | 20.3695 | 0.744 | 0 | 0.0121 | 0 | 5.0043 | 32.8947 | 0 | 0 | 0.8078 | 0
1962 | 82 | 23 | 3 | Sunday | 17 | 0 | 0 | 0 | 12.9586 | 19.916 | 0.744 | 0 | 0.0121 | 0 | 2.6021 | 32.837 | 0 | 0 | 0.8078 | 0
1963 | 82 | 23 | 3 | Sunday | 18 | 0 | 0 | 0 | 13.9866 | 19.916 | 0.744 | 0 | 0.0121 | 0 | 0.679 | 33.8627 | 0 | 0 | 0.8078 | 0
1964 | 82 | 23 | 3 | Sunday | 19 | 0 | 0 | 0 | 14.1675 | 19.916 | 0.744 | 0 | 0.0121 | 0 | 0 | 34.0452 | 0 | 0 | 0.8078 | 0
1965 | 82 | 23 | 3 | Sunday | 20 | 0 | 0 | 0 | 13.6956 | 19.916 | 0.744 | 0 | 0.0121 | 0 | 0 | 33.5733 | 0 | 0 | 0.8078 | 0
1966 | 82 | 23 | 3 | Sunday | 21 | 0 | 0 | 0 | 13.6956 | 19.916 | 1.303 | 0 | 0.0212 | 0 | 0 | 33.5824 | 0 | 0 | 1.4138 | 0
1967 | 82 | 23 | 3 | Sunday | 22 | 0 | 0 | 0 | 6.2927 | 11.8825 | 0.744 | 0 | 0.0121 | 0 | 0 | 18.1553 | 0 | 0 | 0.8077 | 0
1968 | 82 | 23 | 3 | Sunday | 23 | 0 | 0 | 0 | 5.6618 | 11.0335 | 0.744 | 0 | 0.0121 | 0 | 0 | 16.6754 | 0 | 0 | 0.8078 | 0
1969 | 83 | 24 | 3 | Monday | 0 | 0 | 0 | 0 | 5.1885 | 10.3969 | 0.93 | 0 | 0.0151 | 0 | 0 | 15.5685 | 0 | 0 | 1.0097 | 0
1970 | 83 | 24 | 3 | Monday | 1 | 0 | 0 | 0 | 5.1829 | 10.3969 | 0.93 | 0 | 0.0151 | 0 | 0 | 15.5685 | 0 | 0 | 1.0097 | 0
1971 | 83 | 24 | 3 | Monday | 2 | 0 | 0 | 0 | 5.1829 | 10.3969 | 0.93 | 0 | 0.0151 | 0 | 0 | 15.5685 | 0 | 0 | 1.0097 | 0
1972 | 83 | 24 | 3 | Monday | 3 | 0 | 0 | 0 | 5.1829 | 10.3969 | 0.93 | 0 | 0.0151 | 0 | 0 | 15.5685 | 0 | 0 | 1.0097 | 0
1973 | 83 | 24 | 3 | Monday | 4 | 0 | 0 | 0 | 5.6548 | 10.3969 | 0.93 | 0 | 0.0151 | 0 | 0 | 16.0404 | 0 | 0 | 1.0097 | 0
1974 | 83 | 24 | 3 | Monday | 5 | 58.933 | 0 | 25.5893 | 8.8552 | 14.4831 | 1.489 | 0 | 0.4329 | 0 | 0 | 49.3341 | 0 | 0 | 60.5585 | 0
1975 | 83 | 24 | 3 | Monday | 6 | 57.725 | 0 | 27.1709 | 17.0167 | 21.1313 | 1.303 | 0 | 0.4479 | 0 | 0.1511 | 65.7332 | 0 | 0 | 59.1472 | 0
1976 | 83 | 24 | 3 | Monday | 7 | 42.328 | 0 | 27.1709 | 27.3804 | 37.109 | 3.536 | 0 | 0.4338 | 8.4 | 1.7434 | 100.4885 | 0 | 0 | 46.1837 | 0
1977 | 83 | 24 | 3 | Monday | 8 | 10.295 | 0 | 27.1709 | 43.6122 | 79.9326 | 6.513 | 0 | 0.2562 | 16.56 | 5.9445 | 167.5455 | 0 | 0 | 17.3623 | 0
1978 | 83 | 24 | 3 | Monday | 9 | 6.796 | 0 | 27.1709 | 41.3307 | 84.3871 | 7.071 | 0 | 0.219 | 10.32 | 12.2151 | 163.4204 | 0 | 0 | 14.4679 | 0
1979 | 83 | 24 | 3 | Monday | 10 | 5.581 | 0 | 27.1709 | 40.3178 | 85.6606 | 7.257 | 0 | 0.2034 | 8.88 | 19.3875 | 162.2302 | 0 | 0 | 13.4558 | 0
1980 | 83 | 24 | 3 | Monday | 11 | 4.796 | 1.132 | 27.1709 | 39.194 | 85.6606 | 8.746 | 0 | 0.2773 | 10.32 | 21.7793 | 163.695 | 0 | 0 | 14.2859 | 0
1981 | 83 | 24 | 3 | Monday | 12 | 5.378 | 2.269 | 27.1709 | 36.8438 | 78.8121 | 10.607 | 0 | 0.3803 | 13.92 | 21.0483 | 159.2953 | 0 | 0 | 16.8855 | 0
1982 | 83 | 24 | 3 | Monday | 13 | 4.123 | 1.508 | 27.1709 | 39.4899 | 85.6606 | 10.048 | 0 | 0.3094 | 11.52 | 24.2383 | 165.5851 | 0 | 0 | 15.0255 | 0
1983 | 83 | 24 | 3 | Monday | 14 | 3.757 | 1.693 | 27.1709 | 40.3145 | 85.6606 | 6.327 | 0 | 0.2527 | 8.88 | 24.5841 | 163.8806 | 0 | 0 | 10.6226 | 0
1984 | 83 | 24 | 3 | Monday | 15 | 3.483 | 4.315 | 27.1709 | 41.212 | 85.6606 | 6.141 | 0 | 0.3905 | 8.88 | 19.1327 | 167.4145 | 0 | 0 | 10.1467 | 0
1985 | 83 | 24 | 3 | Monday | 16 | 3.324 | 2.017 | 27.1709 | 41.679 | 85.2073 | 8.188 | 0 | 0.2935 | 11.04 | 11.7096 | 167.2988 | 0 | 0 | 12.2084 | 0
1986 | 83 | 24 | 3 | Monday | 17 | 5.168 | 0.466 | 27.1709 | 34.6967 | 55.9825 | 4.838 | 0 | 0.1819 | 14.88 | 4.8927 | 133.3413 | 0 | 0 | 10.4182 | 0
1987 | 83 | 24 | 3 | Monday | 18 | 5.624 | 0 | 13.5854 | 29.7574 | 40.9205 | 3.908 | 0 | 0.1495 | 4.8 | 1.4888 | 89.1599 | 0 | 0 | 9.8643 | 0
1988 | 83 | 24 | 3 | Monday | 19 | 0 | 0 | 0 | 28.3042 | 40.0131 | 2.791 | 0 | 0.0454 | 2.88 | 0.2398 | 71.1964 | 0 | 0 | 3.0295 | 0
1989 | 83 | 24 | 3 | Monday | 20 | 0 | 0 | 0 | 24.1068 | 33.1724 | 3.163 | 0 | 0.0515 | 0.96 | 0 | 58.2379 | 0 | 0 | 3.4335 | 0
1990 | 83 | 24 | 3 | Monday | 21 | 0 | 0 | 0 | 24.1068 | 32.719 | 1.489 | 0 | 0.0242 | 0.96 | 0 | 57.7572 | 0 | 0 | 1.6156 | 0
1991 | 83 | 24 | 3 | Monday | 22 | 0 | 0 | 0 | 12.7362 | 17.8393 | 0.93 | 0 | 0.0151 | 0 | 0 | 30.5546 | 0 | 0 | 1.0097 | 0
1992 | 83 | 24 | 3 | Monday | 23 | 0 | 0 | 0 | 6.1377 | 11.0335 | 0.93 | 0 | 0.0151 | 0 | 0 | 17.1503 | 0 | 0 | 1.0097 | 0
1993 | 84 | 25 | 3 | Tuesday | 0 | 0 | 0 | 0 | 5.1885 | 10.3969 | 0.93 | 0 | 0.0151 | 0 | 0 | 15.5685 | 0 | 0 | 1.0097 | 0
1994 | 84 | 25 | 3 | Tuesday | 1 | 0 | 0 | 0 | 5.1829 | 10.3969 | 0.93 | 0 | 0.0151 | 0 | 0 | 15.5685 | 0 | 0 | 1.0097 | 0
1995 | 84 | 25 | 3 | Tuesday | 2 | 0 | 0 | 0 | 5.1829 | 10.3969 | 0.93 | 0 | 0.0151 | 0 | 0 | 15.5685 | 0 | 0 | 1.0097 | 0
1996 | 84 | 25 | 3 | Tuesday | 3 | 0 | 0 | 0 | 5.1829 | 10.3969 | 0.93 | 0 | 0.0151 | 0 | 0 | 15.5685 | 0 | 0 | 1.0097 | 0
1997 | 84 | 25 | 3 | Tuesday | 4 | 0 | 0 | 0 | 5.6548 | 10.3969 | 0.93 | 0 | 0.0151 | 0 | 0 | 16.0404 | 0 | 0 | 1.0097 | 0
1998 | 84 | 25 | 3 | Tuesday | 5 | 46.16 | 0 | 27.1709 | 8.8552 | 14.4831 | 1.489 | 0 | 0.4405 | 0 | 0 | 50.9232 | 0 | 0 | 47.7832 | 0
1999 | 84 | 25 | 3 | Tuesday | 6 | 44.633 | 0 | 27.1709 | 17.0113 | 21.1313 | 1.303 | 0 | 0.4336 | 0 | 0.2196 | 65.7135 | 0 | 0 | 46.0533 | 0
2000 | 84 | 25 | 3 | Tuesday | 7 | 30.106 | 0 | 27.1709 | 26.9773 | 37.109 | 3.536 | 0 | 0.4211 | 8.4 | 1.9892 | 100.0726 | 0 | 0 | 33.9503 | 0
2001 | 84 | 25 | 3 | Tuesday | 8 | 6.923 | 0 | 27.1709 | 41.979 | 79.9326 | 6.513 | 0 | 0.2086 | 16.56 | 5.4387 | 165.8646 | 0 | 0 | 13.9899 | 0
2002 | 84 | 25 | 3 | Tuesday | 9 | 4.198 | 0 | 27.1709 | 40.5213 | 84.3871 | 7.071 | 0 | 0.179 | 10.32 | 10.2919 | 162.571 | 0 | 0 | 11.8708 | 0
2003 | 84 | 25 | 3 | Tuesday | 10 | 3.724 | 0 | 27.1709 | 39.7697 | 85.6606 | 7.257 | 0 | 0.1749 | 8.88 | 16.8893 | 161.6536 | 0 | 0 | 11.5994 | 0
2004 | 84 | 25 | 3 | Tuesday | 11 | 3.141 | 0 | 27.1709 | 38.9991 | 85.6606 | 8.746 | 0 | 0.191 | 10.32 | 23.8399 | 162.3351 | 0 | 0 | 12.6312 | 0
2005 | 84 | 25 | 3 | Tuesday | 12 | 2.912 | 1.048 | 27.1709 | 36.8738 | 78.8121 | 10.607 | 0 | 0.2755 | 13.92 | 25.6688 | 158.0567 | 0 | 0 | 14.4201 | 0
2006 | 84 | 25 | 3 | Tuesday | 13 | 2.601 | 0.821 | 27.1709 | 39.5138 | 85.6606 | 10.048 | 0 | 0.2492 | 11.52 | 22.644 | 164.8945 | 0 | 0 | 13.5034 | 0
2007 | 84 | 25 | 3 | Tuesday | 14 | 2.348 | 2.189 | 27.1709 | 40.2755 | 85.6606 | 6.327 | 0 | 0.2574 | 8.88 | 16.0572 | 164.3193 | 0 | 0 | 9.2132 | 0
2008 | 84 | 25 | 3 | Tuesday | 15 | 2.204 | 1.667 | 27.1709 | 41.1758 | 85.6606 | 6.141 | 0 | 0.2231 | 8.88 | 10.0046 | 164.6877 | 0 | 0 | 8.8679 | 0
2009 | 84 | 25 | 3 | Tuesday | 16 | 2.281 | 1.749 | 27.1709 | 42.2214 | 85.2073 | 8.188 | 0 | 0.2632 | 11.04 | 6.9957 | 167.5552 | 0 | 0 | 11.1656 | 0
2010 | 84 | 25 | 3 | Tuesday | 17 | 3.508 | 0 | 27.1709 | 35.8605 | 55.9825 | 4.838 | 0 | 0.1314 | 14.88 | 3.6127 | 134.0109 | 0 | 0 | 8.7584 | 0
2011 | 84 | 25 | 3 | Tuesday | 18 | 3.665 | 0 | 13.5854 | 30.111 | 40.9205 | 3.908 | 0 | 0.119 | 4.8 | 1.1757 | 89.4831 | 0 | 0 | 7.9055 | 0
2012 | 84 | 25 | 3 | Tuesday | 19 | 0 | 0 | 0 | 28.3042 | 40.0131 | 2.791 | 0 | 0.0454 | 2.88 | 0.1851 | 71.1964 | 0 | 0 | 3.0295 | 0
2013 | 84 | 25 | 3 | Tuesday | 20 | 0 | 0 | 0 | 24.1068 | 33.1724 | 3.163 | 0 | 0.0515 | 0.96 | 0 | 58.2379 | 0 | 0 | 3.4335 | 0
2014 | 84 | 25 | 3 | Tuesday | 21 | 0 | 0 | 0 | 24.1068 | 32.719 | 1.489 | 0 | 0.0242 | 0.96 | 0 | 57.7572 | 0 | 0 | 1.6156 | 0
2015 | 84 | 25 | 3 | Tuesday | 22 | 0 | 0 | 0 | 12.7362 | 17.8393 | 0.93 | 0 | 0.0151 | 0 | 0 | 30.5546 | 0 | 0 | 1.0097 | 0
2016 | 84 | 25 | 3 | Tuesday | 23 | 0 | 0 | 0 | 6.1377 | 11.0335 | 0.93 | 0 | 0.0151 | 0 | 0 | 17.1503 | 0 | 0 | 1.0097 | 0
2017 | 85 | 26 | 3 | Wednesday | 0 | 0 | 0 | 0 | 5.1885 | 10.3969 | 0.93 | 0 | 0.0151 | 0 | 0 | 15.5685 | 0 | 0 | 1.0097 | 0
2018 | 85 | 26 | 3 | Wednesday | 1 | 0 | 0 | 0 | 5.1829 | 10.3969 | 0.93 | 0 | 0.0151 | 0 | 0 | 15.5685 | 0 | 0 | 1.0097 | 0
2019 | 85 | 26 | 3 | Wednesday | 2 | 0 | 0 | 0 | 5.1829 | 10.3969 | 0.93 | 0 | 0.0151 | 0 | 0 | 15.5685 | 0 | 0 | 1.0097 | 0
2020 | 85 | 26 | 3 | Wednesday | 3 | 0 | 0 | 0 | 5.1829 | 10.3969 | 0.93 | 0 | 0.0151 | 0 | 0 | 15.5685 | 0 | 0 | 1.0097 | 0
2021 | 85 | 26 | 3 | Wednesday | 4 | 0 | 0 | 0 | 5.6548 | 10.3969 | 0.93 | 0 | 0.0151 | 0 | 0 | 16.0404 | 0 | 0 | 1.0097 | 0
2022 | 85 | 26 | 3 | Wednesday | 5 | 0 | 0 | 3.4475 | 8.8552 | 14.4831 | 1.489 | 0 | 0.0242 | 0 | 0 | 26.7836 | 0 | 0 | 1.6157 | 0
2023 | 85 | 26 | 3 | Wednesday | 6 | 8.041 | 0 | 3.4475 | 17.0027 | 21.1313 | 1.303 | 0 | 0.1439 | 0 | 0.2029 | 41.6919 | 0 | 0 | 9.4548 | 0
2024 | 85 | 26 | 3 | Wednesday | 7 | 10.632 | 1.136 | 8.983 | 25.9195 | 37.109 | 3.536 | 0 | 0.2852 | 8.4 | 2.8332 | 81.7739 | 0 | 0 | 14.4683 | 0
2025 | 85 | 26 | 3 | Wednesday | 8 | 4.443 | 0 | 27.1709 | 39.2259 | 79.9326 | 6.513 | 0 | 0.1738 | 16.56 | 9.8415 | 163.0768 | 0 | 0 | 11.51 | 0
2026 | 85 | 26 | 3 | Wednesday | 9 | 2.821 | 0 | 27.1709 | 40.0714 | 84.3871 | 7.071 | 0 | 0.1581 | 10.32 | 17.9414 | 162.1002 | 0 | 0 | 10.4944 | 0
2027 | 85 | 26 | 3 | Wednesday | 10 | 2.353 | 0 | 27.1709 | 40.1252 | 85.6606 | 7.257 | 0 | 0.1541 | 8.88 | 25.0116 | 161.9883 | 0 | 0 | 10.228 | 0
2028 | 85 | 26 | 3 | Wednesday | 11 | 1.962 | 0.38 | 27.1709 | 39.3323 | 85.6606 | 8.746 | 0 | 0.1937 | 10.32 | 27.0386 | 163.0329 | 0 | 0 | 11.4527 | 0
2029 | 85 | 26 | 3 | Wednesday | 12 | 1.96 | 0.72 | 27.1709 | 37.1706 | 78.8121 | 10.607 | 0 | 0.2432 | 13.92 | 26.1742 | 158.0085 | 0 | 0 | 13.469 | 0
2030 | 85 | 26 | 3 | Wednesday | 13 | 1.791 | 2.246 | 27.1709 | 39.8961 | 85.6606 | 10.048 | 0 | 0.3147 | 11.52 | 23.3722 | 166.7004 | 0 | 0 | 12.6945 | 0
2031 | 85 | 26 | 3 | Wednesday | 14 | 1.611 | 1.56 | 27.1709 | 40.466 | 85.6606 | 6.327 | 0 | 0.2121 | 8.88 | 16.7648 | 163.8649 | 0 | 0 | 8.477 | 0
2032 | 85 | 26 | 3 | Wednesday | 15 | 1.454 | 3.68 | 27.1709 | 40.9908 | 85.6606 | 6.141 | 0 | 0.3229 | 8.88 | 11.847 | 166.5205 | 0 | 0 | 8.1186 | 0
2033 | 85 | 26 | 3 | Wednesday | 16 | 1.454 | 1.295 | 27.1709 | 41.6053 | 85.2073 | 8.188 | 0 | 0.2266 | 11.04 | 8.0156 | 166.4708 | 0 | 0 | 10.3388 | 0
2034 | 85 | 26 | 3 | Wednesday | 17 | 2.427 | 0.388 | 27.1709 | 34.9235 | 55.9825 | 4.838 | 0 | 0.1361 | 14.88 | 3.8972 | 133.4483 | 0 | 0 | 7.6775 | 0
2035 | 85 | 26 | 3 | Wednesday | 18 | 2.22 | 0 | 13.5854 | 29.9265 | 40.9205 | 3.908 | 0 | 0.0969 | 4.8 | 1.2924 | 89.2765 | 0 | 0 | 6.4608 | 0
2036 | 85 | 26 | 3 | Wednesday | 19 | 0 | 0 | 0 | 28.3042 | 40.0131 | 2.791 | 0 | 0.0454 | 2.88 | 0.2111 | 71.1964 | 0 | 0 | 3.0295 | 0
2037 | 85 | 26 | 3 | Wednesday | 20 | 0 | 0 | 0 | 24.1068 | 33.1724 | 3.163 | 0 | 0.0515 | 0.96 | 0 | 58.2379 | 0 | 0 | 3.4335 | 0
2038 | 85 | 26 | 3 | Wednesday | 21 | 0 | 0 | 0 | 24.1068 | 32.719 | 1.489 | 0 | 0.0242 | 0.96 | 0 | 57.7572 | 0 | 0 | 1.6156 | 0
2039 | 85 | 26 | 3 | Wednesday | 22 | 0 | 0 | 0 | 12.7362 | 17.8393 | 0.93 | 0 | 0.0151 | 0 | 0 | 30.5546 | 0 | 0 | 1.0097 | 0
2040 | 85 | 26 | 3 | Wednesday | 23 | 0 | 0 | 0 | 6.1377 | 11.0335 | 0.93 | 0 | 0.0151 | 0 | 0 | 17.1503 | 0 | 0 | 1.0097 | 0
2041 | 86 | 27 | 3 | Thursday | 0 | 0 | 0 | 0 | 5.1885 | 10.3969 | 0.93 | 0 | 0.0151 | 0 | 0 | 15.5685 | 0 | 0 | 1.0097 | 0
2042 | 86 | 27 | 3 | Thursday | 1 | 0 | 0 | 0 | 5.1829 | 10.3969 | 0.93 | 0 | 0.0151 | 0 | 0 | 15.5685 | 0 | 0 | 1.0097 | 0
2043 | 86 | 27 | 3 | Thursday | 2 | 0 | 0 | 0 | 5.1829 | 10.3969 | 0.93 | 0 | 0.0151 | 0 | 0 | 15.5685 | 0 | 0 | 1.0097 | 0
2044 | 86 | 27 | 3 | Thursday | 3 | 0 | 0 | 0 | 5.1829 | 10.3969 | 0.93 | 0 | 0.0151 | 0 | 0 | 15.5685 | 0 | 0 | 1.0097 | 0
2045 | 86 | 27 | 3 | Thursday | 4 | 0 | 0 | 0 | 5.6548 | 10.3969 | 0.93 | 0 | 0.0151 | 0 | 0 | 16.0404 | 0 | 0 | 1.0097 | 0
2046 | 86 | 27 | 3 | Thursday | 5 | 0 | 0 | 0 | 8.8552 | 14.4831 | 1.489 | 0 | 0.0242 | 0 | 0 | 23.3361 | 0 | 0 | 1.6157 | 0
2047 | 86 | 27 | 3 | Thursday | 6 | 0 | 0 | 0 | 17.0169 | 21.1313 | 1.303 | 0 | 0.0212 | 0 | 0.0795 | 38.1358 | 0 | 0 | 1.4137 | 0
2048 | 86 | 27 | 3 | Thursday | 7 | 6.228 | 1.569 | 5.3465 | 28.2081 | 37.109 | 3.536 | 0 | 0.243 | 8.4 | 0.769 | 80.7967 | 0 | 0 | 10.065 | 0
2049 | 86 | 27 | 3 | Thursday | 8 | 3.933 | 0 | 27.1709 | 49.0551 | 79.9326 | 6.513 | 0 | 0.1658 | 16.56 | 2.75 | 172.898 | 0 | 0 | 11.0005 | 0
2050 | 86 | 27 | 3 | Thursday | 9 | 2.423 | 0 | 27.1709 | 41.3864 | 84.3871 | 7.071 | 0 | 0.152 | 10.32 | 8.0341 | 163.4091 | 0 | 0 | 10.0969 | 0
2051 | 86 | 27 | 3 | Thursday | 10 | 2.257 | 0 | 27.1709 | 39.7567 | 85.6606 | 7.257 | 0 | 0.1526 | 8.88 | 17.2356 | 161.6184 | 0 | 0 | 10.1325 | 0
2052 | 86 | 27 | 3 | Thursday | 11 | 1.904 | 0 | 27.1709 | 39.0886 | 85.6606 | 8.746 | 0 | 0.1722 | 10.32 | 24.4262 | 162.4058 | 0 | 0 | 11.3948 | 0
2053 | 86 | 27 | 3 | Thursday | 12 | 1.943 | 1.09 | 27.1709 | 36.8299 | 78.8121 | 10.607 | 0 | 0.2631 | 13.92 | 24.8255 | 158.0402 | 0 | 0 | 13.4517 | 0
2054 | 86 | 27 | 3 | Thursday | 13 | 1.724 | 0.93 | 27.1709 | 39.3002 | 85.6606 | 10.048 | 0 | 0.2414 | 11.52 | 21.0791 | 164.7771 | 0 | 0 | 12.6269 | 0
2055 | 86 | 27 | 3 | Thursday | 14 | 1.721 | 1.687 | 27.1709 | 39.8042 | 85.6606 | 6.327 | 0 | 0.22 | 8.88 | 17.4568 | 163.3315 | 0 | 0 | 8.5868 | 0
2056 | 86 | 27 | 3 | Thursday | 15 | 1.605 | 2.78 | 27.1709 | 40.5376 | 85.6606 | 6.141 | 0 | 0.2756 | 8.88 | 13.9502 | 165.1626 | 0 | 0 | 8.2686 | 0
2057 | 86 | 27 | 3 | Thursday | 16 | 1.633 | 1.29 | 27.1709 | 41.3266 | 85.2073 | 8.188 | 0 | 0.2284 | 11.04 | 9.7338 | 166.189 | 0 | 0 | 10.5181 | 0
2058 | 86 | 27 | 3 | Thursday | 17 | 2.906 | 0 | 27.1709 | 34.8146 | 55.9825 | 4.838 | 0 | 0.1223 | 14.88 | 4.7832 | 132.9559 | 0 | 0 | 8.1567 | 0
2059 | 86 | 27 | 3 | Thursday | 18 | 3.135 | 0 | 13.5854 | 29.8697 | 40.9205 | 3.908 | 0 | 0.1109 | 4.8 | 1.4196 | 89.2337 | 0 | 0 | 7.3754 | 0
2060 | 86 | 27 | 3 | Thursday | 19 | 0 | 0 | 0 | 28.3042 | 40.0131 | 2.791 | 0 | 0.0454 | 2.88 | 0.2391 | 71.1964 | 0 | 0 | 3.0295 | 0
2061 | 86 | 27 | 3 | Thursday | 20 | 0 | 0 | 0 | 24.1068 | 33.1724 | 3.163 | 0 | 0.0515 | 0.96 | 0 | 58.2379 | 0 | 0 | 3.4335 | 0
2062 | 86 | 27 | 3 | Thursday | 21 | 0 | 0 | 0 | 24.1068 | 32.719 | 1.489 | 0 | 0.0242 | 0.96 | 0 | 57.7572 | 0 | 0 | 1.6156 | 0
2063 | 86 | 27 | 3 | Thursday | 22 | 0 | 0 | 0 | 12.7362 | 17.8393 | 0.93 | 0 | 0.0151 | 0 | 0 | 30.5546 | 0 | 0 | 1.0097 | 0
2064 | 86 | 27 | 3 | Thursday | 23 | 0 | 0 | 0 | 6.1377 | 11.0335 | 0.93 | 0 | 0.0151 | 0 | 0 | 17.1503 | 0 | 0 | 1.0097 | 0
2065 | 87 | 28 | 3 | Friday | 0 | 0 | 0 | 0 | 5.1885 | 10.3969 | 0.93 | 0 | 0.0151 | 0 | 0 | 15.5685 | 0 | 0 | 1.0097 | 0
2066 | 87 | 28 | 3 | Friday | 1 | 0 | 0 | 0 | 5.1829 | 10.3969 | 0.93 | 0 | 0.0151 | 0 | 0 | 15.5685 | 0 | 0 | 1.0097 | 0
2067 | 87 | 28 | 3 | Friday | 2 | 0 | 0 | 0 | 5.1829 | 10.3969 | 0.93 | 0 | 0.0151 | 0 | 0 | 15.5685 | 0 | 0 | 1.0097 | 0
2068 | 87 | 28 | 3 | Friday | 3 | 0 | 0 | 0 | 5.1829 | 10.3969 | 0.93 | 0 | 0.0151 | 0 | 0 | 15.5685 | 0 | 0 | 1.0097 | 0
2069 | 87 | 28 | 3 | Friday | 4 | 0 | 0 | 0 | 5.6548 | 10.3969 | 0.93 | 0 | 0.0151 | 0 | 0 | 16.0404 | 0 | 0 | 1.0097 | 0
2070 | 87 | 28 | 3 | Friday | 5 | 0 | 0 | 0 | 8.8552 | 14.4831 | 1.489 | 0 | 0.0242 | 0 | 0 | 23.3361 | 0 | 0 | 1.6157 | 0
2071 | 87 | 28 | 3 | Friday | 6 | 0.861 | 0.617 | 0.7908 | 17.0002 | 21.1313 | 1.303 | 0 | 0.07 | 0 | 0.2734 | 39.5468 | 0 | 0 | 2.2751 | 0
2072 | 87 | 28 | 3 | Friday | 7 | 22.477 | 0.331 | 27.0559 | 26.0607 | 37.109 | 3.536 | 0 | 0.3983 | 8.4 | 2.4791 | 99.3341 | 0 | 0 | 26.3142 | 0
2073 | 87 | 28 | 3 | Friday | 8 | 4.891 | 0 | 27.1709 | 38.8702 | 79.9326 | 6.513 | 0 | 0.1805 | 16.56 | 6.8855 | 162.7278 | 0 | 0 | 11.9579 | 0
2074 | 87 | 28 | 3 | Friday | 9 | 2.691 | 0 | 27.1709 | 39.688 | 84.3871 | 7.071 | 0 | 0.1561 | 10.32 | 13.4501 | 161.7148 | 0 | 0 | 10.364 | 0
2075 | 87 | 28 | 3 | Friday | 10 | 2.227 | 0 | 27.1709 | 39.6647 | 85.6606 | 7.257 | 0 | 0.1522 | 8.88 | 21.0033 | 161.5259 | 0 | 0 | 10.1019 | 0
2076 | 87 | 28 | 3 | Friday | 11 | 1.846 | 0 | 27.1709 | 39.0504 | 85.6606 | 8.746 | 0 | 0.1713 | 10.32 | 24.5755 | 162.3668 | 0 | 0 | 11.3366 | 0
2077 | 87 | 28 | 3 | Friday | 12 | 1.878 | 0.917 | 27.1709 | 36.8024 | 78.8121 | 10.607 | 0 | 0.2528 | 13.92 | 19.0632 | 157.8372 | 0 | 0 | 13.3862 | 0
2078 | 87 | 28 | 3 | Friday | 13 | 1.631 | 0.814 | 27.1709 | 39.6851 | 85.6606 | 10.048 | 0 | 0.2343 | 11.52 | 12.5602 | 165.0439 | 0 | 0 | 12.5338 | 0
2079 | 87 | 28 | 3 | Friday | 14 | 1.56 | 1.05 | 27.1709 | 41.0979 | 85.6606 | 6.327 | 0 | 0.1829 | 8.88 | 8.656 | 163.9817 | 0 | 0 | 8.4261 | 0
2080 | 87 | 28 | 3 | Friday | 15 | 1.596 | 2.258 | 27.1709 | 46.2156 | 85.6606 | 6.141 | 0 | 0.2486 | 8.88 | 4.6393 | 170.3159 | 0 | 0 | 8.2603 | 0
2081 | 87 | 28 | 3 | Friday | 16 | 1.701 | 1.091 | 27.1709 | 55.6884 | 85.2073 | 8.188 | 0 | 0.2187 | 11.04 | 2.2229 | 180.351 | 0 | 0 | 10.5864 | 0
2082 | 87 | 28 | 3 | Friday | 17 | 2.743 | 0.03 | 27.1709 | 42.9568 | 55.9825 | 4.838 | 0 | 0.1214 | 14.88 | 1.0459 | 141.1254 | 0 | 0 | 7.993 | 0
2083 | 87 | 28 | 3 | Friday | 18 | 2.844 | 0 | 13.5854 | 30.6739 | 40.9205 | 3.908 | 0 | 0.1064 | 4.8 | 0.4002 | 90.0334 | 0 | 0 | 7.0844 | 0
2084 | 87 | 28 | 3 | Friday | 19 | 0 | 0 | 0 | 28.3042 | 40.0131 | 2.791 | 0 | 0.0454 | 2.88 | 0.0621 | 71.1964 | 0 | 0 | 3.0295 | 0
2085 | 87 | 28 | 3 | Friday | 20 | 0 | 0 | 0 | 24.1068 | 33.1724 | 3.163 | 0 | 0.0515 | 0.96 | 0 | 58.2379 | 0 | 0 | 3.4335 | 0
2086 | 87 | 28 | 3 | Friday | 21 | 0 | 0 | 0 | 24.1068 | 32.719 | 1.489 | 0 | 0.0242 | 0.96 | 0 | 57.7572 | 0 | 0 | 1.6156 | 0
2087 | 87 | 28 | 3 | Friday | 22 | 0 | 0 | 0 | 12.7362 | 17.8393 | 0.93 | 0 | 0.0151 | 0 | 0 | 30.5546 | 0 | 0 | 1.0097 | 0
2088 | 87 | 28 | 3 | Friday | 23 | 0 | 0 | 0 | 6.1377 | 11.0335 | 0.93 | 0 | 0.0151 | 0 | 0 | 17.1503 | 0 | 0 | 1.0097 | 0
2089 | 88 | 29 | 3 | Saturday | 0 | 0 | 0 | 0 | 5.3495 | 10.6091 | 0.93 | 0 | 0.0151 | 0 | 0 | 15.9385 | 0 | 0 | 1.0097 | 0
2090 | 88 | 29 | 3 | Saturday | 1 | 0 | 0 | 0 | 5.1845 | 10.3969 | 0.93 | 0 | 0.0151 | 0 | 0 | 15.5685 | 0 | 0 | 1.0097 | 0
2091 | 88 | 29 | 3 | Saturday | 2 | 0 | 0 | 0 | 5.1845 | 10.3969 | 0.93 | 0 | 0.0151 | 0 | 0 | 15.5685 | 0 | 0 | 1.0097 | 0
2092 | 88 | 29 | 3 | Saturday | 3 | 0 | 0 | 0 | 5.1845 | 10.3969 | 0.93 | 0 | 0.0151 | 0 | 0 | 15.5685 | 0 | 0 | 1.0097 | 0
2093 | 88 | 29 | 3 | Saturday | 4 | 0 | 0 | 0 | 5.1845 | 10.3969 | 0.93 | 0 | 0.0151 | 0 | 0 | 15.5685 | 0 | 0 | 1.0097 | 0
2094 | 88 | 29 | 3 | Saturday | 5 | 0 | 0 | 0 | 5.6564 | 10.3969 | 1.489 | 0 | 0.0242 | 0 | 0 | 16.0495 | 0 | 0 | 1.6157 | 0
2095 | 88 | 29 | 3 | Saturday | 6 | 0 | 0 | 0 | 10.2165 | 14.454 | 1.303 | 0 | 0.0212 | 0 | 0.1789 | 24.6597 | 0 | 0 | 1.4137 | 0
2096 | 88 | 29 | 3 | Saturday | 7 | 0 | 0 | 0 | 13.6433 | 18.078 | 2.047 | 0 | 0.0333 | 3.84 | 1.7411 | 35.5818 | 0 | 0 | 2.2215 | 0
2097 | 88 | 29 | 3 | Saturday | 8 | 0 | 0 | 0 | 19.2362 | 33.4891 | 2.791 | 0 | 0.0454 | 3.36 | 5.556 | 56.1059 | 0 | 0 | 3.0296 | 0
2098 | 88 | 29 | 3 | Saturday | 9 | 0 | 0 | 0 | 18.8635 | 36.0383 | 3.908 | 0 | 0.0636 | 5.04 | 11.3782 | 59.9863 | 0 | 0 | 4.2412 | 0
2099 | 88 | 29 | 3 | Saturday | 10 | 0 | 0 | 0 | 18.6074 | 36.8872 | 3.536 | 0 | 0.0575 | 4.32 | 18.9672 | 59.8529 | 0 | 0 | 3.8373 | 0
2100 | 88 | 29 | 3 | Saturday | 11 | 0 | 2.783 | 0 | 18.1705 | 36.8872 | 4.28 | 0 | 0.2193 | 6 | 23.6806 | 63.9012 | 0 | 0 | 4.645 | 0
2101 | 88 | 29 | 3 | Saturday | 12 | 0 | 3.811 | 0 | 14.9348 | 26.6109 | 3.722 | 0 | 0.2661 | 5.04 | 19.8266 | 50.4476 | 0 | 0 | 4.0391 | 0
2102 | 88 | 29 | 3 | Saturday | 13 | 0 | 4.145 | 0 | 15.2398 | 26.1571 | 3.536 | 0 | 0.2826 | 3.12 | 15.4739 | 48.7076 | 0 | 0 | 3.8373 | 0
2103 | 88 | 29 | 3 | Saturday | 14 | 0 | 4.659 | 0 | 15.2043 | 26.1571 | 2.791 | 0 | 0.2983 | 1.92 | 12.9276 | 47.9739 | 0 | 0 | 3.0295 | 0
2104 | 88 | 29 | 3 | Saturday | 15 | 0 | 4.574 | 0 | 15.4216 | 26.1571 | 2.233 | 0 | 0.2833 | 0.96 | 10.3287 | 47.132 | 0 | 0 | 2.4235 | 0
2105 | 88 | 29 | 3 | Saturday | 16 | 0 | 4.993 | 0 | 15.5615 | 26.1571 | 2.605 | 0 | 0.3126 | 1.2 | 7.8116 | 47.9406 | 0 | 0 | 2.8276 | 0
2106 | 88 | 29 | 3 | Saturday | 17 | 0 | 3.765 | 0 | 12.0966 | 19.2871 | 1.303 | 0 | 0.2249 | 1.44 | 4.4606 | 36.5813 | 0 | 0 | 1.4137 | 0
2107 | 88 | 29 | 3 | Saturday | 18 | 0 | 0 | 0 | 13.4901 | 19.2871 | 1.303 | 0 | 0.0212 | 0 | 1.5192 | 32.7344 | 0 | 0 | 1.4138 | 0
2108 | 88 | 29 | 3 | Saturday | 19 | 0 | 0.6 | 0 | 13.8322 | 19.2871 | 1.303 | 0 | 0.0533 | 0 | 0.2712 | 33.6806 | 0 | 0 | 1.4138 | 0
2109 | 88 | 29 | 3 | Saturday | 20 | 0 | 0.594 | 0 | 13.8282 | 19.2871 | 1.303 | 0 | 0.0531 | 0 | 0 | 33.6745 | 0 | 0 | 1.4138 | 0
2110 | 88 | 29 | 3 | Saturday | 21 | 0 | 0 | 0 | 13.8282 | 19.2871 | 1.675 | 0 | 0.0272 | 0 | 0 | 33.0826 | 0 | 0 | 1.8178 | 0
2111 | 88 | 29 | 3 | Saturday | 22 | 0 | 0 | 0 | 12.5503 | 17.5892 | 0.93 | 0 | 0.0151 | 0 | 0 | 30.1106 | 0 | 0 | 1.0097 | 0
2112 | 88 | 29 | 3 | Saturday | 23 | 0 | 0 | 0 | 6.6175 | 11.0335 | 0.93 | 0 | 0.0151 | 0 | 0 | 17.6222 | 0 | 0 | 1.0097 | 0
2113 | 89 | 30 | 3 | Sunday | 0 | 0 | 0 | 0 | 5.3583 | 10.6091 | 0.744 | 0 | 0.0121 | 0 | 0 | 15.9354 | 0 | 0 | 0.8077 | 0
2114 | 89 | 30 | 3 | Sunday | 1 | 0 | 0 | 0 | 5.2005 | 10.3969 | 0.744 | 0 | 0.0121 | 0 | 0 | 15.5655 | 0 | 0 | 0.8078 | 0
2115 | 89 | 30 | 3 | Sunday | 2 | 0 | 0 | 0 | 5.1909 | 10.3969 | 0.744 | 0 | 0.0121 | 0 | 0 | 15.5655 | 0 | 0 | 0.8078 | 0
2116 | 89 | 30 | 3 | Sunday | 3 | 0 | 0 | 0 | 5.1909 | 10.3969 | 0.744 | 0 | 0.0121 | 0 | 0 | 15.5655 | 0 | 0 | 0.8078 | 0
2117 | 89 | 30 | 3 | Sunday | 4 | 0 | 0 | 0 | 5.1909 | 10.3969 | 0.744 | 0 | 0.0121 | 0 | 0 | 15.5655 | 0 | 0 | 0.8078 | 0
2118 | 89 | 30 | 3 | Sunday | 5 | 0 | 0 | 0 | 5.6628 | 10.3969 | 1.303 | 0 | 0.0212 | 0 | 0 | 16.0465 | 0 | 0 | 1.4138 | 0
2119 | 89 | 30 | 3 | Sunday | 6 | 0 | 0 | 0 | 6.1265 | 11.0335 | 0.744 | 0 | 0.0121 | 0 | 0.2997 | 17.1305 | 0 | 0 | 0.8077 | 0
2120 | 89 | 30 | 3 | Sunday | 7 | 0 | 0 | 0 | 8.6272 | 14.6575 | 0.744 | 0 | 0.0121 | 0 | 4.5087 | 23.2552 | 0 | 0 | 0.8078 | 0
2121 | 89 | 30 | 3 | Sunday | 8 | 0 | 0 | 0 | 8.4711 | 15.5065 | 0.744 | 0 | 0.0121 | 0 | 12.7546 | 23.9377 | 0 | 0 | 0.8078 | 0
2122 | 89 | 30 | 3 | Sunday | 9 | 0 | 0 | 0 | 8.1692 | 15.5065 | 0.744 | 0 | 0.0121 | 0 | 21.5795 | 23.6358 | 0 | 0 | 0.8078 | 0
2123 | 89 | 30 | 3 | Sunday | 10 | 0 | 0 | 0 | 8.6075 | 16.3554 | 0.744 | 0 | 0.0121 | 0 | 28.7754 | 24.9326 | 3.8428 | 0 | 0.8078 | 0
2124 | 89 | 30 | 3 | Sunday | 11 | 0 | 0 | 0 | 8.5441 | 16.3554 | 1.116 | 0 | 0.0182 | 0 | 33.354 | 24.8697 | 8.4843 | 0 | 1.2117 | 0
2125 | 89 | 30 | 3 | Sunday | 12 | 0 | 1.356 | 0 | 11.185 | 20.794 | 1.116 | 0 | 0.0909 | 0 | 34.9541 | 33.3192 | 1.6349 | 0 | 1.2117 | 0
2126 | 89 | 30 | 3 | Sunday | 13 | 0 | 1.809 | 0 | 11.4787 | 20.794 | 1.675 | 0 | 0.1243 | 0 | 33.6115 | 34.0802 | 0 | 0 | 1.8178 | 0
2127 | 89 | 30 | 3 | Sunday | 14 | 0 | 2.416 | 0 | 12.0411 | 20.794 | 1.116 | 0 | 0.1483 | 0 | 29.2592 | 35.2649 | 0 | 0 | 1.2117 | 0
2128 | 89 | 30 | 3 | Sunday | 15 | 0 | 3.243 | 0 | 12.5282 | 20.794 | 0.744 | 0 | 0.189 | 0 | 22.4371 | 36.6166 | 0 | 0 | 0.8077 | 0
2129 | 89 | 30 | 3 | Sunday | 16 | 0 | 2.166 | 0 | 12.1659 | 20.3695 | 0.744 | 0 | 0.1312 | 0 | 13.9744 | 34.7129 | 0 | 0 | 0.8078 | 0
2130 | 89 | 30 | 3 | Sunday | 17 | 0 | 1.117 | 0 | 12.1262 | 19.916 | 0.744 | 0 | 0.0732 | 0 | 5.8889 | 33.1469 | 0 | 0 | 0.8078 | 0
2131 | 89 | 30 | 3 | Sunday | 18 | 0 | 0.625 | 0 | 13.6748 | 19.916 | 0.744 | 0 | 0.0464 | 0 | 1.7731 | 34.1867 | 0 | 0 | 0.8078 | 0
2132 | 89 | 30 | 3 | Sunday | 19 | 0 | 0.622 | 0 | 14.1675 | 19.916 | 0.744 | 0 | 0.0461 | 0 | 0.3448 | 34.6721 | 0 | 0 | 0.8078 | 0
2133 | 89 | 30 | 3 | Sunday | 20 | 0 | 0 | 0 | 13.6956 | 19.916 | 0.744 | 0 | 0.0121 | 0 | 0 | 33.5733 | 0 | 0 | 0.8078 | 0
2134 | 89 | 30 | 3 | Sunday | 21 | 0 | 0 | 0 | 13.6956 | 19.916 | 1.303 | 0 | 0.0212 | 0 | 0 | 33.5824 | 0 | 0 | 1.4138 | 0
2135 | 89 | 30 | 3 | Sunday | 22 | 0 | 0 | 0 | 6.2927 | 11.8825 | 0.744 | 0 | 0.0121 | 0 | 0 | 18.1553 | 0 | 0 | 0.8077 | 0
2136 | 89 | 30 | 3 | Sunday | 23 | 0 | 0 | 0 | 5.6618 | 11.0335 | 0.744 | 0 | 0.0121 | 0 | 0 | 16.6754 | 0 | 0 | 0.8078 | 0
2137 | 90 | 31 | 3 | Monday | 0 | 0 | 0 | 0 | 5.1885 | 10.3969 | 0.93 | 0 | 0.0151 | 0 | 0 | 15.5685 | 0 | 0 | 1.0097 | 0
2138 | 90 | 31 | 3 | Monday | 1 | 0 | 0 | 0 | 5.1829 | 10.3969 | 0.93 | 0 | 0.0151 | 0 | 0 | 15.5685 | 0 | 0 | 1.0097 | 0
2139 | 90 | 31 | 3 | Monday | 2 | 0 | 0 | 0 | 5.1829 | 10.3969 | 0.93 | 0 | 0.0151 | 0 | 0 | 15.5685 | 0 | 0 | 1.0097 | 0
2140 | 90 | 31 | 3 | Monday | 3 | 0 | 0 | 0 | 5.1829 | 10.3969 | 0.93 | 0 | 0.0151 | 0 | 0 | 15.5685 | 0 | 0 | 1.0097 | 0
2141 | 90 | 31 | 3 | Monday | 4 | 0 | 0 | 0 | 5.6548 | 10.3969 | 0.93 | 0 | 0.0151 | 0 | 0 | 16.0404 | 0 | 0 | 1.0097 | 0
2142 | 90 | 31 | 3 | Monday | 5 | 0 | 0 | 3.4475 | 8.8552 | 14.4831 | 1.489 | 0 | 0.0242 | 0 | 0 | 26.7836 | 0 | 0 | 1.6157 | 0
2143 | 90 | 31 | 3 | Monday | 6 | 6.542 | 0 | 3.4475 | 16.9534 | 21.1313 | 1.303 | 0 | 0.1205 | 0 | 0.3319 | 41.6191 | 0 | 0 | 7.9554 | 0
2144 | 90 | 31 | 3 | Monday | 7 | 5.843 | 6.993 | 8.1922 | 24.8943 | 37.109 | 3.536 | 0 | 0.3707 | 8.4 | 5.1141 | 82.234 | 0 | 0 | 9.6798 | 0
2145 | 90 | 31 | 3 | Monday | 8 | 2.815 | 0.865 | 27.1709 | 38.6143 | 79.9326 | 6.513 | 0 | 0.1958 | 16.56 | 14.0909 | 163.3113 | 0 | 0 | 9.8825 | 0
2146 | 90 | 31 | 3 | Monday | 9 | 1.789 | 1.896 | 27.1709 | 39.6894 | 84.3871 | 7.071 | 0 | 0.2454 | 10.32 | 22.9702 | 163.6123 | 0 | 0 | 9.4628 | 0
2147 | 90 | 31 | 3 | Monday | 10 | 1 | 0.137 | 27.1709 | 39.7953 | 85.6606 | 7.257 | 0 | 0.141 | 8.88 | 29.7171 | 161.7758 | 0 | 0 | 8.8752 | 0
2148 | 90 | 31 | 3 | Monday | 11 | 0.29 | 4.384 | 27.1709 | 39.3675 | 85.6606 | 8.746 | 0 | 0.387 | 10.32 | 33.9069 | 167.1076 | 0 | 0 | 9.7809 | 0
2149 | 90 | 31 | 3 | Monday | 12 | 0.017 | 7.34 | 27.1709 | 37.1977 | 78.8121 | 10.607 | 0 | 0.5902 | 13.92 | 35.1485 | 164.9659 | 0 | 0 | 11.5259 | 0
2150 | 90 | 31 | 3 | Monday | 13 | 0 | 79.783 | 27.1709 | 39.7872 | 85.6606 | 10.048 | 0 | 1.7532 | 11.52 | 33.5824 | 198.2809 | 0 | 0 | 10.9036 | 0
2151 | 90 | 31 | 3 | Monday | 14 | 0 | 57.407 | 27.1709 | 40.349 | 85.6606 | 6.327 | 0 | 1.7033 | 8.88 | 29.3988 | 194.4878 | 0 | 0 | 6.8661 | 0
2152 | 90 | 31 | 3 | Monday | 15 | 0 | 58.127 | 27.1709 | 41.2472 | 85.6606 | 6.141 | 0 | 1.7061 | 8.88 | 22.8109 | 195.4538 | 0 | 0 | 6.6643 | 0
2153 | 90 | 31 | 3 | Monday | 16 | 0 | 57.558 | 27.1709 | 41.8282 | 85.2073 | 8.188 | 0 | 1.7376 | 11.04 | 14.3253 | 197.7059 | 0 | 0 | 8.8855 | 0
2154 | 90 | 31 | 3 | Monday | 17 | 0 | 12.353 | 27.1709 | 34.634 | 55.9825 | 4.838 | 0 | 0.7435 | 14.88 | 5.8473 | 146.6055 | 0 | 0 | 5.251 | 0
2155 | 90 | 31 | 3 | Monday | 18 | 0.202 | 0 | 13.5854 | 29.6905 | 40.9205 | 3.908 | 0 | 0.6918 | 4.8 | 1.5238 | 89.6354 | 0 | 0 | 4.4431 | 0
2156 | 90 | 31 | 3 | Monday | 19 | 0 | 0 | 0 | 28.3042 | 40.0131 | 2.791 | 0 | 0.0454 | 2.88 | 0.2981 | 71.1964 | 0 | 0 | 3.0295 | 0
2157 | 90 | 31 | 3 | Monday | 20 | 0 | 0 | 0 | 24.1068 | 33.1724 | 3.163 | 0 | 0.0515 | 0.96 | 0 | 58.2379 | 0 | 0 | 3.4335 | 0
2158 | 90 | 31 | 3 | Monday | 21 | 0 | 0 | 0 | 24.1068 | 32.719 | 1.489 | 0 | 0.0242 | 0.96 | 0 | 57.7572 | 0 | 0 | 1.6156 | 0
2159 | 90 | 31 | 3 | Monday | 22 | 0 | 0 | 0 | 12.7362 | 17.8393 | 0.93 | 0 | 0.0151 | 0 | 0 | 30.5546 | 0 | 0 | 1.0097 | 0
2160 | 90 | 31 | 3 | Monday | 23 | 0 | 0 | 0 | 6.1377 | 11.0335 | 0.93 | 0 | 0.0151 | 0 | 0 | 17.1503 | 0 | 0 | 1.0097 | 0
2161 | 91 | 1 | 4 | Tuesday | 0 | 0 | 0 | 0 | 5.1885 | 10.3969 | 0.919 | 0 | 0.015 | 0 | 0 | 15.5684 | 0 | 0 | 0.9976 | 0
2162 | 91 | 1 | 4 | Tuesday | 1 | 0 | 0 | 0 | 5.1829 | 10.3969 | 0.919 | 0 | 0.015 | 0 | 0 | 15.5684 | 0 | 0 | 0.9976 | 0
2163 | 91 | 1 | 4 | Tuesday | 2 | 0 | 0 | 0 | 5.1829 | 10.3969 | 0.919 | 0 | 0.015 | 0 | 0 | 15.5684 | 0 | 0 | 0.9976 | 0
2164 | 91 | 1 | 4 | Tuesday | 3 | 0 | 0 | 0 | 5.1829 | 10.3969 | 0.919 | 0 | 0.015 | 0 | 0 | 15.5684 | 0 | 0 | 0.9976 | 0
2165 | 91 | 1 | 4 | Tuesday | 4 | 0 | 0 | 0 | 5.6548 | 10.3969 | 0.919 | 0 | 0.015 | 0 | 0 | 16.0403 | 0 | 0 | 0.9976 | 0
2166 | 91 | 1 | 4 | Tuesday | 5 | 0 | 0 | 0 | 8.8552 | 14.4831 | 1.471 | 0 | 0.0239 | 0 | 0 | 23.3358 | 0 | 0 | 1.5963 | 0
2167 | 91 | 1 | 4 | Tuesday | 6 | 0 | 0 | 0 | 17.0169 | 21.1313 | 1.287 | 0 | 0.0209 | 0 | 0 | 38.1356 | 0 | 0 | 1.3967 | 0
2168 | 91 | 1 | 4 | Tuesday | 7 | 0.05 | 0 | 1.5816 | 28.2283 | 37.109 | 3.493 | 0 | 0.1787 | 8.4 | 0.3171 | 75.4919 | 0 | 0 | 3.8408 | 0
2169 | 91 | 1 | 4 | Tuesday | 8 | 3.882 | 0 | 27.1709 | 46.972 | 79.9326 | 6.434 | 0 | 0.4934 | 16.56 | 3.4911 | 171.1425 | 0 | 0 | 10.8645 | 0
2170 | 91 | 1 | 4 | Tuesday | 9 | 1.447 | 0 | 27.1709 | 42.9542 | 84.3871 | 6.986 | 0 | 0.322 | 10.32 | 9.0606 | 165.1469 | 0 | 0 | 9.0277 | 0
2171 | 91 | 1 | 4 | Tuesday | 10 | 1.242 | 0 | 27.1709 | 40.2318 | 85.6606 | 7.17 | 0 | 0.505 | 8.88 | 15.9426 | 162.4458 | 0 | 0 | 9.0227 | 0
2172 | 91 | 1 | 4 | Tuesday | 11 | 1.201 | 0 | 27.1709 | 38.8613 | 85.6606 | 8.64 | 0 | 1.3602 | 10.32 | 21.4606 | 163.3666 | 0 | 0 | 10.5774 | 0
2173 | 91 | 1 | 4 | Tuesday | 12 | 1.168 | 0 | 27.1709 | 36.1438 | 78.8121 | 10.479 | 0 | 1.3845 | 13.92 | 24.4942 | 157.437 | 0 | 0 | 12.5378 | 0
2174 | 91 | 1 | 4 | Tuesday | 13 | 1.049 | 0 | 27.1709 | 38.1505 | 85.6606 | 9.927 | 0 | 1.4261 | 11.52 | 24.6189 | 163.9257 | 0 | 0 | 11.8215 | 0
2175 | 91 | 1 | 4 | Tuesday | 14 | 0.929 | 0.19 | 27.1709 | 38.9327 | 85.6606 | 6.251 | 0 | 1.2332 | 8.88 | 21.4639 | 162.0516 | 0 | 0 | 7.7125 | 0
2176 | 91 | 1 | 4 | Tuesday | 15 | 0.931 | 3.721 | 27.1709 | 40.0628 | 85.6606 | 6.067 | 0 | 0.3618 | 8.88 | 17.2673 | 165.6715 | 0 | 0 | 7.5145 | 0
2177 | 91 | 1 | 4 | Tuesday | 16 | 1.007 | 3.721 | 27.1709 | 40.5927 | 85.2073 | 8.089 | 0 | 0.349 | 11.04 | 13.827 | 167.8918 | 0 | 0 | 9.7847 | 0
2178 | 91 | 1 | 4 | Tuesday | 17 | 1.656 | 0 | 27.1709 | 31.8346 | 55.9825 | 4.78 | 0 | 0.1026 | 14.88 | 10.5415 | 129.9562 | 0 | 0 | 6.8437 | 0
2179 | 91 | 1 | 4 | Tuesday | 18 | 1.372 | 0 | 13.5854 | 24.6687 | 40.9205 | 3.861 | 0 | 0.0833 | 4.8 | 5.854 | 84.0052 | 0 | 0 | 5.5619 | 0
2180 | 91 | 1 | 4 | Tuesday | 19 | 0 | 0 | 0 | 26.2262 | 40.0131 | 2.758 | 0 | 0.0449 | 2.88 | 2.2512 | 69.1178 | 0 | 0 | 2.9929 | 0
2181 | 91 | 1 | 4 | Tuesday | 20 | 0 | 0 | 0 | 24.0421 | 33.1724 | 3.125 | 0 | 0.0509 | 0.96 | 0.4176 | 58.1726 | 0 | 0 | 3.392 | 0
2182 | 91 | 1 | 4 | Tuesday | 21 | 0 | 0 | 0 | 24.1068 | 32.719 | 1.471 | 0 | 0.0239 | 0.96 | 0 | 57.7569 | 0 | 0 | 1.5962 | 0
2183 | 91 | 1 | 4 | Tuesday | 22 | 0 | 0 | 0 | 12.7362 | 17.8393 | 0.919 | 0 | 0.015 | 0 | 0 | 30.5544 | 0 | 0 | 0.9976 | 0
2184 | 91 | 1 | 4 | Tuesday | 23 | 0 | 0 | 0 | 6.1377 | 11.0335 | 0.919 | 0 | 0.015 | 0 | 0 | 17.1502 | 0 | 0 | 0.9976 | 0
2185 | 92 | 2 | 4 | Wednesday | 0 | 0 | 0 | 0 | 5.1885 | 10.3969 | 0.919 | 0 | 0.015 | 0 | 0 | 15.5684 | 0 | 0 | 0.9976 | 0
2186 | 92 | 2 | 4 | Wednesday | 1 | 0 | 0 | 0 | 5.1829 | 10.3969 | 0.919 | 0 | 0.015 | 0 | 0 | 15.5684 | 0 | 0 | 0.9976 | 0
2187 | 92 | 2 | 4 | Wednesday | 2 | 0 | 0 | 0 | 5.1829 | 10.3969 | 0.919 | 0 | 0.015 | 0 | 0 | 15.5684 | 0 | 0 | 0.9976 | 0
2188 | 92 | 2 | 4 | Wednesday | 3 | 0 | 0 | 0 | 5.1829 | 10.3969 | 0.919 | 0 | 0.015 | 0 | 0 | 15.5684 | 0 | 0 | 0.9976 | 0
2189 | 92 | 2 | 4 | Wednesday | 4 | 0 | 0 | 0 | 5.6548 | 10.3969 | 0.919 | 0 | 0.015 | 0 | 0 | 16.0403 | 0 | 0 | 0.9976 | 0
2190 | 92 | 2 | 4 | Wednesday | 5 | 0 | 0 | 0 | 8.8552 | 14.4831 | 1.471 | 0 | 0.0239 | 0 | 0 | 23.3358 | 0 | 0 | 1.5963 | 0
2191 | 92 | 2 | 4 | Wednesday | 6 | 0 | 0 | 0 | 17.0169 | 21.1313 | 1.287 | 0 | 0.0209 | 0 | 0 | 38.1356 | 0 | 0 | 1.3967 | 0
2192 | 92 | 2 | 4 | Wednesday | 7 | 4.083 | 2.284 | 10.9833 | 28.141 | 37.109 | 3.493 | 0 | 0.2409 | 8.4 | 0.3968 | 86.8298 | 0 | 0 | 7.8737 | 0
2193 | 92 | 2 | 4 | Wednesday | 8 | 3.6 | 0 | 27.1709 | 44.0459 | 79.9326 | 6.434 | 0 | 0.1595 | 16.56 | 4.2727 | 167.8825 | 0 | 0 | 10.5825 | 0
2194 | 92 | 2 | 4 | Wednesday | 9 | 1.862 | 0.736 | 27.1709 | 40.2289 | 84.3871 | 6.986 | 0 | 0.1823 | 10.32 | 10.9796 | 162.9837 | 0 | 0 | 9.4427 | 0
2195 | 92 | 2 | 4 | Wednesday | 10 | 1.65 | 0 | 27.1709 | 39.4513 | 85.6606 | 7.17 | 0 | 0.142 | 8.88 | 18.7749 | 161.3024 | 0 | 0 | 9.4305 | 0
2196 | 92 | 2 | 4 | Wednesday | 11 | 1.422 | 3.093 | 27.1709 | 38.7467 | 85.6606 | 8.64 | 0 | 0.3325 | 10.32 | 27.7586 | 165.1714 | 0 | 0 | 10.7986 | 0
2197 | 92 | 2 | 4 | Wednesday | 12 | 1.179 | 2.191 | 27.1709 | 36.1334 | 78.8121 | 10.479 | 0 | 0.3088 | 13.92 | 33.3256 | 158.4383 | 0 | 0 | 12.5491 | 0
2198 | 92 | 2 | 4 | Wednesday | 13 | 0.95 | 3.933 | 27.1709 | 38.2774 | 85.6606 | 9.927 | 0 | 0.3929 | 11.52 | 34.027 | 166.7673 | 0 | 0 | 11.7224 | 0
2199 | 92 | 2 | 4 | Wednesday | 14 | 0.823 | 3.961 | 27.1709 | 39.2381 | 85.6606 | 6.251 | 0 | 0.3294 | 8.88 | 33.5445 | 165.0419 | 0 | 0 | 7.606 | 0
2200 | 92 | 2 | 4 | Wednesday | 15 | 0.757 | 7.16 | 27.1709 | 40.3648 | 85.6606 | 6.067 | 0 | 0.5051 | 8.88 | 30.9712 | 169.393 | 0 | 0 | 7.3407 | 0
2201 | 92 | 2 | 4 | Wednesday | 16 | 0.793 | 3.658 | 27.1709 | 42.9644 | 85.2073 | 8.089 | 0 | 0.343 | 11.04 | 24.2952 | 170.1977 | 0 | 0 | 9.5713 | 0
2202 | 92 | 2 | 4 | Wednesday | 17 | 1.375 | 0 | 27.1709 | 32.4237 | 55.9825 | 4.78 | 0 | 0.0984 | 14.88 | 15.274 | 130.5411 | 0 | 0 | 6.5621 | 0
2203 | 92 | 2 | 4 | Wednesday | 18 | 1.023 | 0 | 13.5854 | 24.1053 | 40.9205 | 3.861 | 0 | 0.0781 | 4.8 | 6.4449 | 83.4365 | 0 | 0 | 5.2132 | 0
2204 | 92 | 2 | 4 | Wednesday | 19 | 0 | 0 | 0 | 25.258 | 40.0131 | 2.758 | 0 | 0.0449 | 2.88 | 1.9431 | 68.1496 | 0 | 0 | 2.9929 | 0
2205 | 92 | 2 | 4 | Wednesday | 20 | 0 | 0 | 0 | 24.0254 | 33.1724 | 3.125 | 0 | 0.0509 | 0.96 | 0.3858 | 58.1559 | 0 | 0 | 3.392 | 0
2206 | 92 | 2 | 4 | Wednesday | 21 | 0 | 0 | 0 | 24.1068 | 32.719 | 1.471 | 0 | 0.0239 | 0.96 | 0 | 57.7569 | 0 | 0 | 1.5962 | 0
2207 | 92 | 2 | 4 | Wednesday | 22 | 0 | 0 | 0 | 12.7362 | 17.8393 | 0.919 | 0 | 0.015 | 0 | 0 | 30.5544 | 0 | 0 | 0.9976 | 0
2208 | 92 | 2 | 4 | Wednesday | 23 | 0 | 0 | 0 | 6.1377 | 11.0335 | 0.919 | 0 | 0.015 | 0 | 0 | 17.1502 | 0 | 0 | 0.9976 | 0
2209 | 93 | 3 | 4 | Thursday | 0 | 0 | 0 | 0 | 5.1885 | 10.3969 | 0.919 | 0 | 0.015 | 0 | 0 | 15.5684 | 0 | 0 | 0.9976 | 0
2210 | 93 | 3 | 4 | Thursday | 1 | 0 | 0 | 0 | 5.1829 | 10.3969 | 0.919 | 0 | 0.015 | 0 | 0 | 15.5684 | 0 | 0 | 0.9976 | 0
2211 | 93 | 3 | 4 | Thursday | 2 | 0 | 0 | 0 | 5.1829 | 10.3969 | 0.919 | 0 | 0.015 | 0 | 0 | 15.5684 | 0 | 0 | 0.9976 | 0
2212 | 93 | 3 | 4 | Thursday | 3 | 0 | 0 | 0 | 5.1829 | 10.3969 | 0.919 | 0 | 0.015 | 0 | 0 | 15.5684 | 0 | 0 | 0.9976 | 0
2213 | 93 | 3 | 4 | Thursday | 4 | 0 | 0 | 0 | 5.6548 | 10.3969 | 0.919 | 0 | 0.015 | 0 | 0 | 16.0403 | 0 | 0 | 0.9976 | 0
2214 | 93 | 3 | 4 | Thursday | 5 | 0 | 0 | 0 | 8.8552 | 14.4831 | 1.471 | 0 | 0.0239 | 0 | 0 | 23.3358 | 0 | 0 | 1.5963 | 0
2215 | 93 | 3 | 4 | Thursday | 6 | 0 | 0 | 0 | 17.0169 | 21.1313 | 1.287 | 0 | 0.0209 | 0 | 0 | 38.1356 | 0 | 0 | 1.3967 | 0
2216 | 93 | 3 | 4 | Thursday | 7 | 0.097 | 1.922 | 1.5816 | 28.0738 | 37.109 | 3.493 | 0 | 0.1568 | 8.4 | 0.3815 | 76.8449 | 0 | 0 | 3.8877 | 0
2217 | 93 | 3 | 4 | Thursday | 8 | 4.668 | 0.879 | 27.1709 | 42.3918 | 79.9326 | 6.434 | 0 | 0.2242 | 16.56 | 3.5022 | 167.1311 | 0 | 0 | 11.6498 | 0
2218 | 93 | 3 | 4 | Thursday | 9 | 1.605 | 0.461 | 27.1709 | 40.3503 | 84.3871 | 6.986 | 0 | 0.1633 | 10.32 | 8.19 | 162.8238 | 0 | 0 | 9.1866 | 0
2219 | 93 | 3 | 4 | Thursday | 10 | 1.271 | 0 | 27.1709 | 40.1409 | 85.6606 | 7.17 | 0 | 0.1363 | 8.88 | 12.04 | 161.9863 | 0 | 0 | 9.0518 | 0
2220 | 93 | 3 | 4 | Thursday | 11 | 1.196 | 2.944 | 27.1709 | 39.1912 | 85.6606 | 8.64 | 0 | 0.3212 | 10.32 | 15.5899 | 165.463 | 0 | 0 | 10.572 | 0
2221 | 93 | 3 | 4 | Thursday | 12 | 1.161 | 2.318 | 27.1709 | 36.481 | 78.8121 | 10.479 | 0 | 0.3154 | 13.92 | 19.9378 | 158.9139 | 0 | 0 | 12.5309 | 0
2222 | 93 | 3 | 4 | Thursday | 13 | 0.961 | 2.585 | 27.1709 | 38.615 | 85.6606 | 9.927 | 0 | 0.3204 | 11.52 | 22.4839 | 165.7475 | 0 | 0 | 11.7334 | 0
2223 | 93 | 3 | 4 | Thursday | 14 | 0.847 | 4.674 | 27.1709 | 39.3729 | 85.6606 | 6.251 | 0 | 0.3709 | 8.88 | 18.2508 | 165.8983 | 0 | 0 | 7.6301 | 0
2224 | 93 | 3 | 4 | Thursday | 15 | 0.724 | 6.517 | 27.1709 | 40.4777 | 85.6606 | 6.067 | 0 | 0.4687 | 8.88 | 12.4811 | 168.8566 | 0 | 0 | 7.3078 | 0
2225 | 93 | 3 | 4 | Thursday | 16 | 0.725 | 2.45 | 27.1709 | 41.1791 | 85.2073 | 8.089 | 0 | 0.2759 | 11.04 | 9.9827 | 167.194 | 0 | 0 | 9.5031 | 0
2226 | 93 | 3 | 4 | Thursday | 17 | 1.302 | 0.597 | 27.1709 | 31.937 | 55.9825 | 4.78 | 0 | 0.1298 | 14.88 | 7.782 | 130.6549 | 0 | 0 | 6.4893 | 0
2227 | 93 | 3 | 4 | Thursday | 18 | 0.925 | 0 | 13.5854 | 24.314 | 40.9205 | 3.861 | 0 | 0.0766 | 4.8 | 5.0889 | 83.6438 | 0 | 0 | 5.1148 | 0
2228 | 93 | 3 | 4 | Thursday | 19 | 0 | 0 | 0 | 25.7434 | 40.0131 | 2.758 | 0 | 0.0449 | 2.88 | 2.2361 | 68.635 | 0 | 0 | 2.9929 | 0
2229 | 93 | 3 | 4 | Thursday | 20 | 0 | 0 | 0 | 24.026 | 33.1724 | 3.125 | 0 | 0.0509 | 0.96 | 0.3842 | 58.1565 | 0 | 0 | 3.392 | 0
2230 | 93 | 3 | 4 | Thursday | 21 | 0 | 0 | 0 | 24.1068 | 32.719 | 1.471 | 0 | 0.0239 | 0.96 | 0 | 57.7569 | 0 | 0 | 1.5962 | 0
2231 | 93 | 3 | 4 | Thursday | 22 | 0 | 0 | 0 | 12.7362 | 17.8393 | 0.919 | 0 | 0.015 | 0 | 0 | 30.5544 | 0 | 0 | 0.9976 | 0
2232 | 93 | 3 | 4 | Thursday | 23 | 0 | 0 | 0 | 6.1377 | 11.0335 | 0.919 | 0 | 0.015 | 0 | 0 | 17.1502 | 0 | 0 | 0.9976 | 0
2233 | 94 | 4 | 4 | Friday | 0 | 0 | 0 | 0 | 5.1885 | 10.3969 | 0.919 | 0 | 0.015 | 0 | 0 | 15.5684 | 0 | 0 | 0.9976 | 0
2234 | 94 | 4 | 4 | Friday | 1 | 0 | 0 | 0 | 5.1829 | 10.3969 | 0.919 | 0 | 0.015 | 0 | 0 | 15.5684 | 0 | 0 | 0.9976 | 0
2235 | 94 | 4 | 4 | Friday | 2 | 0 | 0 | 0 | 5.1829 | 10.3969 | 0.919 | 0 | 0.015 | 0 | 0 | 15.5684 | 0 | 0 | 0.9976 | 0
2236 | 94 | 4 | 4 | Friday | 3 | 0 | 0 | 0 | 5.1829 | 10.3969 | 0.919 | 0 | 0.015 | 0 | 0 | 15.5684 | 0 | 0 | 0.9976 | 0
2237 | 94 | 4 | 4 | Friday | 4 | 0 | 0 | 0 | 5.6548 | 10.3969 | 0.919 | 0 | 0.015 | 0 | 0 | 16.0403 | 0 | 0 | 0.9976 | 0
2238 | 94 | 4 | 4 | Friday | 5 | 0 | 0 | 0 | 8.8552 | 14.4831 | 1.471 | 0 | 0.0239 | 0 | 0 | 23.3358 | 0 | 0 | 1.5963 | 0
2239 | 94 | 4 | 4 | Friday | 6 | 0 | 0 | 0 | 17.0169 | 21.1313 | 1.287 | 0 | 0.0209 | 0 | 0 | 38.1356 | 0 | 0 | 1.3967 | 0
2240 | 94 | 4 | 4 | Friday | 7 | 0 | 2.921 | 1.5816 | 28.2181 | 37.109 | 3.493 | 0 | 0.1694 | 8.4 | 0.3236 | 77.1141 | 0 | 0 | 3.791 | 0
2241 | 94 | 4 | 4 | Friday | 8 | 3.672 | 1.424 | 27.1709 | 46.6912 | 79.9326 | 6.434 | 0 | 0.2387 | 16.56 | 3.6891 | 171.9643 | 0 | 0 | 10.6542 | 0
2242 | 94 | 4 | 4 | Friday | 9 | 1.204 | 0.74 | 27.1709 | 41.3952 | 84.3871 | 6.986 | 0 | 0.1725 | 10.32 | 10.7011 | 164.1434 | 0 | 0 | 8.7848 | 0
2243 | 94 | 4 | 4 | Friday | 10 | 0.917 | 0.627 | 27.1709 | 39.8438 | 85.6606 | 7.17 | 0 | 0.1653 | 8.88 | 19.235 | 162.3159 | 0 | 0 | 8.6982 | 0
2244 | 94 | 4 | 4 | Friday | 11 | 0.805 | 3.722 | 27.1709 | 39.0029 | 85.6606 | 8.64 | 0 | 0.3581 | 10.32 | 25.9352 | 166.0527 | 0 | 0 | 10.1818 | 0
2245 | 94 | 4 | 4 | Friday | 12 | 0.668 | 2.28 | 27.1709 | 36.2549 | 78.8121 | 10.479 | 0 | 0.3059 | 13.92 | 29.2983 | 158.642 | 0 | 0 | 12.0385 | 0
2246 | 94 | 4 | 4 | Friday | 13 | 0.423 | 5.865 | 27.1709 | 38.194 | 85.6606 | 9.927 | 0 | 0.4946 | 11.52 | 30.6025 | 168.6272 | 0 | 0 | 11.195 | 0
2247 | 94 | 4 | 4 | Friday | 14 | 0.29 | 7.009 | 27.1709 | 38.8466 | 85.6606 | 6.251 | 0 | 0.495 | 8.88 | 26.7752 | 167.6454 | 0 | 0 | 7.0734 | 0
2248 | 94 | 4 | 4 | Friday | 15 | 0.304 | 6.736 | 27.1709 | 39.6348 | 85.6606 | 6.067 | 0 | 0.4756 | 8.88 | 20.9115 | 168.23 | 0 | 0 | 6.8881 | 0
2249 | 94 | 4 | 4 | Friday | 16 | 0.464 | 3.775 | 27.1709 | 40.817 | 85.2073 | 8.089 | 0 | 0.345 | 11.04 | 13.4281 | 168.164 | 0 | 0 | 9.2422 | 0
2250 | 94 | 4 | 4 | Friday | 17 | 1.207 | 0.148 | 27.1709 | 33.3231 | 55.9825 | 4.78 | 0 | 0.1037 | 14.88 | 6.9323 | 131.5865 | 0 | 0 | 6.394 | 0
2251 | 94 | 4 | 4 | Friday | 18 | 0.935 | 0 | 13.5854 | 26.4741 | 40.9205 | 3.861 | 0 | 0.0768 | 4.8 | 3.5693 | 85.804 | 0 | 0 | 5.1243 | 0
2252 | 94 | 4 | 4 | Friday | 19 | 0 | 0 | 0 | 27.1087 | 40.0131 | 2.758 | 0 | 0.0449 | 2.88 | 1.6774 | 70.0003 | 0 | 0 | 2.9929 | 0
2253 | 94 | 4 | 4 | Friday | 20 | 0 | 0 | 0 | 24.0728 | 33.1724 | 3.125 | 0 | 0.0509 | 0.96 | 0.3547 | 58.2033 | 0 | 0 | 3.392 | 0
2254 | 94 | 4 | 4 | Friday | 21 | 0 | 0 | 0 | 24.1068 | 32.719 | 1.471 | 0 | 0.0239 | 0.96 | 0 | 57.7569 | 0 | 0 | 1.5962 | 0
2255 | 94 | 4 | 4 | Friday | 22 | 0 | 0 | 0 | 12.7362 | 17.8393 | 0.919 | 0 | 0.015 | 0 | 0 | 30.5544 | 0 | 0 | 0.9976 | 0
2256 | 94 | 4 | 4 | Friday | 23 | 0 | 0 | 0 | 6.1377 | 11.0335 | 0.919 | 0 | 0.015 | 0 | 0 | 17.1502 | 0 | 0 | 0.9976 | 0
2257 | 95 | 5 | 4 | Saturday | 0 | 0 | 0 | 0 | 5.3495 | 10.6091 | 0.919 | 0 | 0.015 | 0 | 0 | 15.9383 | 0 | 0 | 0.9976 | 0
2258 | 95 | 5 | 4 | Saturday | 1 | 0 | 0 | 0 | 5.1845 | 10.3969 | 0.919 | 0 | 0.015 | 0 | 0 | 15.5684 | 0 | 0 | 0.9976 | 0
2259 | 95 | 5 | 4 | Saturday | 2 | 0 | 0 | 0 | 5.1845 | 10.3969 | 0.919 | 0 | 0.015 | 0 | 0 | 15.5684 | 0 | 0 | 0.9976 | 0
2260 | 95 | 5 | 4 | Saturday | 3 | 0 | 0 | 0 | 5.1845 | 10.3969 | 0.919 | 0 | 0.015 | 0 | 0 | 15.5684 | 0 | 0 | 0.9976 | 0
2261 | 95 | 5 | 4 | Saturday | 4 | 0 | 0 | 0 | 5.1845 | 10.3969 | 0.919 | 0 | 0.015 | 0 | 0 | 15.5684 | 0 | 0 | 0.9976 | 0
2262 | 95 | 5 | 4 | Saturday | 5 | 0 | 0 | 0 | 5.6564 | 10.3969 | 1.471 | 0 | 0.0239 | 0 | 0 | 16.0492 | 0 | 0 | 1.5963 | 0
2263 | 95 | 5 | 4 | Saturday | 6 | 0 | 0 | 0 | 10.2167 | 14.454 | 1.287 | 0 | 0.0209 | 0 | 0 | 24.6597 | 0 | 0 | 1.3967 | 0
2264 | 95 | 5 | 4 | Saturday | 7 | 0 | 0 | 0 | 14.0776 | 18.078 | 2.022 | 0 | 0.0329 | 3.84 | 0.2764 | 36.0158 | 0 | 0 | 2.1948 | 0
2265 | 95 | 5 | 4 | Saturday | 8 | 0 | 0 | 0 | 21.0522 | 33.4891 | 2.758 | 0 | 0.0449 | 3.36 | 2.7563 | 57.9214 | 0 | 0 | 2.993 | 0
2266 | 95 | 5 | 4 | Saturday | 9 | 0 | 0 | 0 | 19.6392 | 36.0383 | 3.861 | 0 | 0.0629 | 5.04 | 7.4089 | 60.7611 | 0 | 0 | 4.1901 | 0
2267 | 95 | 5 | 4 | Saturday | 10 | 0 | 0.486 | 0 | 18.8433 | 36.8872 | 3.493 | 0 | 0.083 | 4.32 | 13.1301 | 60.5777 | 0 | 0 | 3.7908 | 0
2268 | 95 | 5 | 4 | Saturday | 11 | 0 | 3.576 | 0 | 18.3251 | 36.8872 | 4.228 | 0 | 0.2616 | 6 | 15.9563 | 64.8535 | 0 | 0 | 4.5891 | 0
2269 | 95 | 5 | 4 | Saturday | 12 | 0 | 4.71 | 0 | 15.1303 | 26.6109 | 3.677 | 0 | 0.3138 | 5.04 | 14.5358 | 51.5477 | 0 | 0 | 3.9906 | 0
2270 | 95 | 5 | 4 | Saturday | 13 | 0 | 4.549 | 0 | 15.3185 | 26.1571 | 3.493 | 0 | 0.3028 | 3.12 | 14.3393 | 49.1914 | 0 | 0 | 3.7909 | 0
2271 | 95 | 5 | 4 | Saturday | 14 | 0 | 5.13 | 0 | 14.9868 | 26.1571 | 2.758 | 0 | 0.3227 | 1.92 | 15.8428 | 48.229 | 0 | 0 | 2.9929 | 0
2272 | 95 | 5 | 4 | Saturday | 15 | 0 | 5.501 | 0 | 15.2733 | 26.1571 | 2.206 | 0 | 0.3347 | 0.96 | 16.8247 | 47.9186 | 0 | 0 | 2.3943 | 0
2273 | 95 | 5 | 4 | Saturday | 16 | 0 | 5.151 | 0 | 15.4956 | 26.1571 | 2.574 | 0 | 0.3219 | 1.2 | 16.5211 | 48.0348 | 0 | 0 | 2.7933 | 0
2274 | 95 | 5 | 4 | Saturday | 17 | 0 | 4.809 | 0 | 11.8186 | 19.2871 | 1.287 | 0 | 0.2817 | 1.44 | 11.7856 | 37.355 | 0 | 0 | 1.3967 | 0
2275 | 95 | 5 | 4 | Saturday | 18 | 0 | 0.691 | 0 | 12.1825 | 19.2871 | 1.287 | 0 | 0.058 | 0 | 5.9219 | 32.1219 | 0 | 0 | 1.3967 | 0
2276 | 95 | 5 | 4 | Saturday | 19 | 0 | 1.055 | 0 | 12.9662 | 19.2871 | 1.287 | 0 | 0.0774 | 0 | 2.3538 | 33.2716 | 0 | 0 | 1.3967 | 0
2277 | 95 | 5 | 4 | Saturday | 20 | 0 | 0.914 | 0 | 13.7625 | 19.2871 | 1.287 | 0 | 0.07 | 0 | 0.4896 | 33.9302 | 0 | 0 | 1.3967 | 0
2278 | 95 | 5 | 4 | Saturday | 21 | 0 | 0 | 0 | 13.8282 | 19.2871 | 1.655 | 0 | 0.0269 | 0 | 0 | 33.0823 | 0 | 0 | 1.7958 | 0
2279 | 95 | 5 | 4 | Saturday | 22 | 0 | 0 | 0 | 12.5503 | 17.5892 | 0.919 | 0 | 0.015 | 0 | 0 | 30.1104 | 0 | 0 | 0.9976 | 0
2280 | 95 | 5 | 4 | Saturday | 23 | 0 | 0 | 0 | 6.6175 | 11.0335 | 0.919 | 0 | 0.015 | 0 | 0 | 17.622 | 0 | 0 | 0.9976 | 0
2281 | 96 | 6 | 4 | Sunday | 0 | 0 | 0 | 0 | 5.3583 | 10.6091 | 0.735 | 0 | 0.012 | 0 | 0 | 15.9353 | 0 | 0 | 0.7981 | 0
2282 | 96 | 6 | 4 | Sunday | 1 | 0 | 0 | 0 | 5.2005 | 10.3969 | 0.735 | 0 | 0.012 | 0 | 0 | 15.5654 | 0 | 0 | 0.7982 | 0
2283 | 96 | 6 | 4 | Sunday | 2 | 0 | 0 | 0 | 5.1909 | 10.3969 | 0.735 | 0 | 0.012 | 0 | 0 | 15.5654 | 0 | 0 | 0.7982 | 0
2284 | 96 | 6 | 4 | Sunday | 3 | 0 | 0 | 0 | 5.1909 | 10.3969 | 0.735 | 0 | 0.012 | 0 | 0 | 15.5654 | 0 | 0 | 0.7982 | 0
2285 | 96 | 6 | 4 | Sunday | 4 | 0 | 0 | 0 | 5.1909 | 10.3969 | 0.735 | 0 | 0.012 | 0 | 0 | 15.5654 | 0 | 0 | 0.7982 | 0
2286 | 96 | 6 | 4 | Sunday | 5 | 0 | 0 | 0 | 5.6628 | 10.3969 | 1.287 | 0 | 0.0209 | 0 | 0 | 16.0462 | 0 | 0 | 1.3968 | 0
2287 | 96 | 6 | 4 | Sunday | 6 | 0 | 0 | 0 | 6.1433 | 11.0335 | 0.735 | 0 | 0.012 | 0 | 0 | 17.1472 | 0 | 0 | 0.7981 | 0
2288 | 96 | 6 | 4 | Sunday | 7 | 0 | 0 | 0 | 9.5094 | 14.6575 | 0.735 | 0 | 0.012 | 0 | 0.3634 | 24.1372 | 0 | 0 | 0.7982 | 0
2289 | 96 | 6 | 4 | Sunday | 8 | 0 | 0 | 0 | 9.2029 | 15.5065 | 0.735 | 0 | 0.012 | 0 | 4.5728 | 24.6693 | 0 | 0 | 0.7982 | 0
2290 | 96 | 6 | 4 | Sunday | 9 | 0 | 0 | 0 | 8.5094 | 15.5065 | 0.735 | 0 | 0.012 | 0 | 12.7451 | 23.9758 | 0 | 0 | 0.7982 | 0
2291 | 96 | 6 | 4 | Sunday | 10 | 0 | 0 | 0 | 8.7404 | 16.3554 | 0.735 | 0 | 0.012 | 0 | 19.2484 | 25.0654 | 0 | 0 | 0.7982 | 0
2292 | 96 | 6 | 4 | Sunday | 11 | 0 | 0 | 0 | 8.4679 | 16.3554 | 1.103 | 0 | 0.0179 | 0 | 25.035 | 24.7933 | 0.2417 | 0 | 1.1972 | 0
2293 | 96 | 6 | 4 | Sunday | 12 | 0 | 1.516 | 0 | 10.6878 | 20.794 | 1.103 | 0 | 0.0995 | 0 | 29.6102 | 32.9837 | 0 | 0 | 1.1972 | 0
2294 | 96 | 6 | 4 | Sunday | 13 | 0 | 2.28 | 0 | 10.635 | 20.794 | 1.655 | 0 | 0.1495 | 0 | 26.4867 | 33.7098 | 0 | 0 | 1.7958 | 0
2295 | 96 | 6 | 4 | Sunday | 14 | 0 | 2.788 | 0 | 11.5131 | 20.794 | 1.103 | 0 | 0.1676 | 0 | 18.4636 | 35.0911 | 0 | 0 | 1.1972 | 0
2296 | 96 | 6 | 4 | Sunday | 15 | 0 | 2.643 | 0 | 12.0294 | 20.794 | 0.735 | 0 | 0.1538 | 0 | 14.9958 | 35.4605 | 0 | 0 | 0.7981 | 0
2297 | 96 | 6 | 4 | Sunday | 16 | 0 | 3.465 | 0 | 11.8626 | 20.3695 | 0.735 | 0 | 0.2019 | 0 | 12.9103 | 35.6852 | 0 | 0 | 0.7982 | 0
2298 | 96 | 6 | 4 | Sunday | 17 | 0 | 1.178 | 0 | 11.6139 | 19.916 | 0.735 | 0 | 0.0763 | 0 | 9.3377 | 32.6795 | 0 | 0 | 0.7982 | 0
2299 | 96 | 6 | 4 | Sunday | 18 | 0 | 1.302 | 0 | 12.0272 | 19.916 | 0.735 | 0 | 0.0833 | 0 | 5.1185 | 33.2151 | 0 | 0 | 0.7982 | 0
2300 | 96 | 6 | 4 | Sunday | 19 | 0 | 1.692 | 0 | 13.0979 | 19.916 | 0.735 | 0 | 0.1047 | 0 | 1.9455 | 34.6802 | 0 | 0 | 0.7982 | 0
2301 | 96 | 6 | 4 | Sunday | 20 | 0 | 0.253 | 0 | 13.6402 | 19.916 | 0.735 | 0 | 0.0257 | 0 | 0.4109 | 33.7722 | 0 | 0 | 0.7982 | 0
2302 | 96 | 6 | 4 | Sunday | 21 | 0 | 0 | 0 | 13.6956 | 19.916 | 1.287 | 0 | 0.0209 | 0 | 0 | 33.5821 | 0 | 0 | 1.3968 | 0
2303 | 96 | 6 | 4 | Sunday | 22 | 0 | 0 | 0 | 6.2927 | 11.8825 | 0.735 | 0 | 0.012 | 0 | 0 | 18.1552 | 0 | 0 | 0.7981 | 0
2304 | 96 | 6 | 4 | Sunday | 23 | 0 | 0 | 0 | 5.6618 | 11.0335 | 0.735 | 0 | 0.012 | 0 | 0 | 16.6753 | 0 | 0 | 0.7982 | 0
2305 | 97 | 7 | 4 | Monday | 0 | 0 | 0 | 0 | 5.1885 | 10.3969 | 0.919 | 0 | 0.015 | 0 | 0 | 15.5684 | 0 | 0 | 0.9976 | 0
2306 | 97 | 7 | 4 | Monday | 1 | 0 | 0 | 0 | 5.1829 | 10.3969 | 0.919 | 0 | 0.015 | 0 | 0 | 15.5684 | 0 | 0 | 0.9976 | 0
2307 | 97 | 7 | 4 | Monday | 2 | 0 | 0 | 0 | 5.1829 | 10.3969 | 0.919 | 0 | 0.015 | 0 | 0 | 15.5684 | 0 | 0 | 0.9976 | 0
2308 | 97 | 7 | 4 | Monday | 3 | 0 | 0 | 0 | 5.1829 | 10.3969 | 0.919 | 0 | 0.015 | 0 | 0 | 15.5684 | 0 | 0 | 0.9976 | 0
2309 | 97 | 7 | 4 | Monday | 4 | 0 | 0 | 0 | 5.6548 | 10.3969 | 0.919 | 0 | 0.015 | 0 | 0 | 16.0403 | 0 | 0 | 0.9976 | 0
2310 | 97 | 7 | 4 | Monday | 5 | 0 | 0 | 0 | 8.8552 | 14.4831 | 1.471 | 0 | 0.0239 | 0 | 0 | 23.3358 | 0 | 0 | 1.5963 | 0
2311 | 97 | 7 | 4 | Monday | 6 | 0 | 0 | 0 | 17.0159 | 21.1313 | 1.287 | 0 | 0.0209 | 0 | 0.0909 | 38.1345 | 0 | 0 | 1.3967 | 0
2312 | 97 | 7 | 4 | Monday | 7 | 5.205 | 9.864 | 5.3465 | 27.3644 | 37.109 | 3.493 | 0 | 0.3982 | 8.4 | 1.1874 | 82.1861 | 0 | 0 | 8.9954 | 0
2313 | 97 | 7 | 4 | Monday | 8 | 2.95 | 1.884 | 27.1709 | 43.748 | 79.9326 | 6.434 | 0 | 0.2525 | 16.56 | 6.5842 | 169.4731 | 0 | 0 | 9.9327 | 0
2314 | 97 | 7 | 4 | Monday | 9 | 1.724 | 1.714 | 27.1709 | 41.0984 | 84.3871 | 6.986 | 0 | 0.233 | 10.32 | 15.667 | 164.8351 | 0 | 0 | 9.3047 | 0
2315 | 97 | 7 | 4 | Monday | 10 | 1.526 | 5.454 | 27.1709 | 39.8315 | 85.6606 | 7.17 | 0 | 0.4404 | 8.88 | 24.6399 | 167.1778 | 0 | 0 | 9.3063 | 0
2316 | 97 | 7 | 4 | Monday | 11 | 1.288 | 8.627 | 27.1709 | 38.8558 | 85.6606 | 8.64 | 0 | 0.64 | 10.32 | 31.5738 | 170.8627 | 0 | 0 | 10.6639 | 0
2317 | 97 | 7 | 4 | Monday | 12 | 1.089 | 8.835 | 27.1709 | 36.0942 | 78.8121 | 10.479 | 0 | 0.6848 | 13.92 | 35.8093 | 165.1071 | 0 | 0 | 12.4588 | 0
2318 | 97 | 7 | 4 | Monday | 13 | 0.792 | 12.364 | 27.1709 | 38.2695 | 85.6606 | 9.927 | 0 | 0.8613 | 11.52 | 37.0824 | 174.9589 | 0 | 0 | 11.5637 | 0
2319 | 97 | 7 | 4 | Monday | 14 | 0.59 | 13.237 | 27.1709 | 39.3857 | 85.6606 | 6.251 | 0 | 0.7907 | 8.88 | 35.4474 | 173.0905 | 0 | 0 | 7.3728 | 0
2320 | 97 | 7 | 4 | Monday | 15 | 0.555 | 14.678 | 27.1709 | 40.0284 | 85.6606 | 6.067 | 0 | 0.9042 | 8.88 | 31.1818 | 175.81 | 0 | 0 | 7.1388 | 0
2321 | 97 | 7 | 4 | Monday | 16 | 1.159 | 0.736 | 27.1709 | 40.7582 | 85.2073 | 8.089 | 0 | 0.1932 | 11.04 | 24.3224 | 165.0572 | 0 | 0 | 9.9371 | 0
2322 | 97 | 7 | 4 | Monday | 17 | 0.79 | 0 | 27.1709 | 31.9658 | 55.9825 | 4.78 | 0 | 0.0897 | 14.88 | 15.66 | 130.0744 | 0 | 0 | 5.9776 | 0
2323 | 97 | 7 | 4 | Monday | 18 | 0.738 | 0 | 13.5854 | 24.1901 | 40.9205 | 3.861 | 0 | 0.0738 | 4.8 | 6.8196 | 83.5171 | 0 | 0 | 4.9277 | 0
2324 | 97 | 7 | 4 | Monday | 19 | 0 | 0 | 0 | 25.4755 | 40.0131 | 2.758 | 0 | 0.0449 | 2.88 | 1.8722 | 68.3671 | 0 | 0 | 2.9929 | 0
2325 | 97 | 7 | 4 | Monday | 20 | 0 | 0.175 | 0 | 24.0238 | 33.1724 | 3.125 | 0 | 0.0603 | 0.96 | 0.4014 | 58.3305 | 0 | 0 | 3.392 | 0
2326 | 97 | 7 | 4 | Monday | 21 | 0 | 0 | 0 | 24.1068 | 32.719 | 1.471 | 0 | 0.0239 | 0.96 | 0 | 57.7569 | 0 | 0 | 1.5962 | 0
2327 | 97 | 7 | 4 | Monday | 22 | 0 | 0 | 0 | 12.7362 | 17.8393 | 0.919 | 0 | 0.015 | 0 | 0 | 30.5544 | 0 | 0 | 0.9976 | 0
2328 | 97 | 7 | 4 | Monday | 23 | 0 | 0 | 0 | 6.1377 | 11.0335 | 0.919 | 0 | 0.015 | 0 | 0 | 17.1502 | 0 | 0 | 0.9976 | 0
2329 | 98 | 8 | 4 | Tuesday | 0 | 0 | 0 | 0 | 5.1885 | 10.3969 | 0.919 | 0 | 0.015 | 0 | 0 | 15.5684 | 0 | 0 | 0.9976 | 0
2330 | 98 | 8 | 4 | Tuesday | 1 | 0 | 0 | 0 | 5.1829 | 10.3969 | 0.919 | 0 | 0.015 | 0 | 0 | 15.5684 | 0 | 0 | 0.9976 | 0
2331 | 98 | 8 | 4 | Tuesday | 2 | 0 | 0 | 0 | 5.1829 | 10.3969 | 0.919 | 0 | 0.015 | 0 | 0 | 15.5684 | 0 | 0 | 0.9976 | 0
2332 | 98 | 8 | 4 | Tuesday | 3 | 0 | 0 | 0 | 5.1829 | 10.3969 | 0.919 | 0 | 0.015 | 0 | 0 | 15.5684 | 0 | 0 | 0.9976 | 0
2333 | 98 | 8 | 4 | Tuesday | 4 | 0 | 0 | 0 | 5.6548 | 10.3969 | 0.919 | 0 | 0.015 | 0 | 0 | 16.0403 | 0 | 0 | 0.9976 | 0
2334 | 98 | 8 | 4 | Tuesday | 5 | 0 | 0 | 0 | 8.8552 | 14.4831 | 1.471 | 0 | 0.0239 | 0 | 0 | 23.3358 | 0 | 0 | 1.5963 | 0
2335 | 98 | 8 | 4 | Tuesday | 6 | 0 | 0 | 0 | 17.0165 | 21.1313 | 1.287 | 0 | 0.0209 | 0 | 0.1252 | 38.1352 | 0 | 0 | 1.3967 | 0
2336 | 98 | 8 | 4 | Tuesday | 7 | 0 | 5.214 | 1.5816 | 27.1024 | 37.109 | 3.493 | 0 | 0.1878 | 8.4 | 1.3646 | 76.1605 | 0 | 0 | 3.791 | 0
2337 | 98 | 8 | 4 | Tuesday | 8 | 3.469 | 2.421 | 27.1709 | 40.8236 | 79.9326 | 6.434 | 0 | 0.2907 | 16.56 | 5.6995 | 167.0183 | 0 | 0 | 10.4519 | 0
2338 | 98 | 8 | 4 | Tuesday | 9 | 1.157 | 0.75 | 27.1709 | 39.8074 | 84.3871 | 6.986 | 0 | 0.1724 | 10.32 | 12.5787 | 162.5648 | 0 | 0 | 8.7385 | 0
2339 | 98 | 8 | 4 | Tuesday | 10 | 0.78 | 2.543 | 27.1709 | 39.2851 | 85.6606 | 7.17 | 0 | 0.267 | 8.88 | 19.7529 | 163.6844 | 0 | 0 | 8.5608 | 0
2340 | 98 | 8 | 4 | Tuesday | 11 | 0.599 | 5.856 | 27.1709 | 38.46 | 85.6606 | 8.64 | 0 | 0.4741 | 10.32 | 23.8876 | 167.6597 | 0 | 0 | 9.9754 | 0
2341 | 98 | 8 | 4 | Tuesday | 12 | 0.455 | 4.579 | 27.1709 | 36.0629 | 78.8121 | 10.479 | 0 | 0.4277 | 13.92 | 23.7947 | 160.7623 | 0 | 0 | 11.8255 | 0
2342 | 98 | 8 | 4 | Tuesday | 13 | 0.323 | 8.274 | 27.1709 | 38.6643 | 85.6606 | 9.927 | 0 | 0.6301 | 11.52 | 19.6307 | 171.5287 | 0 | 0 | 11.0948 | 0
2343 | 98 | 8 | 4 | Tuesday | 14 | 0.291 | 7.842 | 27.1709 | 40.0559 | 85.6606 | 6.251 | 0 | 0.5403 | 8.88 | 13.2183 | 169.6204 | 0 | 0 | 7.0744 | 0
2344 | 98 | 8 | 4 | Tuesday | 15 | 0.356 | 8.739 | 27.1709 | 40.8541 | 85.6606 | 6.067 | 0 | 0.5906 | 8.88 | 9.4165 | 171.4084 | 0 | 0 | 6.9396 | 0
2345 | 98 | 8 | 4 | Tuesday | 16 | 0.431 | 6.776 | 27.1709 | 41.3654 | 85.2073 | 8.089 | 0 | 0.5139 | 11.04 | 7.6221 | 171.7416 | 0 | 0 | 9.2088 | 0
2346 | 98 | 8 | 4 | Tuesday | 17 | 1.132 | 0.34 | 27.1709 | 32.9079 | 55.9825 | 4.78 | 0 | 0.1131 | 14.88 | 5.8345 | 131.3641 | 0 | 0 | 6.3191 | 0
2347 | 98 | 8 | 4 | Tuesday | 18 | 0.889 | 0.635 | 13.5854 | 26.2867 | 40.9205 | 3.861 | 0 | 0.1101 | 4.8 | 3.5986 | 86.2544 | 0 | 0 | 5.0785 | 0
2348 | 98 | 8 | 4 | Tuesday | 19 | 0 | 0 | 0 | 26.9789 | 40.0131 | 2.758 | 0 | 0.0449 | 2.88 | 1.6429 | 69.8705 | 0 | 0 | 2.9929 | 0
2349 | 98 | 8 | 4 | Tuesday | 20 | 0 | 0 | 0 | 24.055 | 33.1724 | 3.125 | 0 | 0.0509 | 0.96 | 0.393 | 58.1855 | 0 | 0 | 3.392 | 0
2350 | 98 | 8 | 4 | Tuesday | 21 | 0 | 0 | 0 | 24.1068 | 32.719 | 1.471 | 0 | 0.0239 | 0.96 | 0 | 57.7569 | 0 | 0 | 1.5962 | 0
2351 | 98 | 8 | 4 | Tuesday | 22 | 0 | 0 | 0 | 12.7362 | 17.8393 | 0.919 | 0 | 0.015 | 0 | 0 | 30.5544 | 0 | 0 | 0.9976 | 0
2352 | 98 | 8 | 4 | Tuesday | 23 | 0 | 0 | 0 | 6.1377 | 11.0335 | 0.919 | 0 | 0.015 | 0 | 0 | 17.1502 | 0 | 0 | 0.9976 | 0
2353 | 99 | 9 | 4 | Wednesday | 0 | 0 | 0 | 0 | 5.1885 | 10.3969 | 0.919 | 0 | 0.015 | 0 | 0 | 15.5684 | 0 | 0 | 0.9976 | 0
2354 | 99 | 9 | 4 | Wednesday | 1 | 0 | 0 | 0 | 5.1829 | 10.3969 | 0.919 | 0 | 0.015 | 0 | 0 | 15.5684 | 0 | 0 | 0.9976 | 0
2355 | 99 | 9 | 4 | Wednesday | 2 | 0 | 0 | 0 | 5.1829 | 10.3969 | 0.919 | 0 | 0.015 | 0 | 0 | 15.5684 | 0 | 0 | 0.9976 | 0
2356 | 99 | 9 | 4 | Wednesday | 3 | 0 | 0 | 0 | 5.1829 | 10.3969 | 0.919 | 0 | 0.015 | 0 | 0 | 15.5684 | 0 | 0 | 0.9976 | 0
2357 | 99 | 9 | 4 | Wednesday | 4 | 0 | 0 | 0 | 5.6548 | 10.3969 | 0.919 | 0 | 0.015 | 0 | 0 | 16.0403 | 0 | 0 | 0.9976 | 0
2358 | 99 | 9 | 4 | Wednesday | 5 | 0 | 0 | 0 | 8.8552 | 14.4831 | 1.471 | 0 | 0.0239 | 0 | 0 | 23.3358 | 0 | 0 | 1.5963 | 0
2359 | 99 | 9 | 4 | Wednesday | 6 | 0 | 0 | 0 | 17.0169 | 21.1313 | 1.287 | 0 | 0.0209 | 0 | 0.102 | 38.1356 | 0 | 0 | 1.3967 | 0
2360 | 99 | 9 | 4 | Wednesday | 7 | 0 | 4.446 | 1.5816 | 27.9826 | 37.109 | 3.493 | 0 | 0.1813 | 8.4 | 0.9913 | 76.9712 | 0 | 0 | 3.791 | 0
2361 | 99 | 9 | 4 | Wednesday | 8 | 3.391 | 1.956 | 27.1709 | 46.2303 | 79.9326 | 6.434 | 0 | 0.2655 | 16.56 | 3.36 | 172.0367 | 0 | 0 | 10.3735 | 0
2362 | 99 | 9 | 4 | Wednesday | 9 | 1.208 | 0.868 | 27.1709 | 41.5711 | 84.3871 | 6.986 | 0 | 0.1795 | 10.32 | 7.464 | 164.4483 | 0 | 0 | 8.7892 | 0
2363 | 99 | 9 | 4 | Wednesday | 10 | 0.929 | 1.055 | 27.1709 | 39.6618 | 85.6606 | 7.17 | 0 | 0.1883 | 8.88 | 11.6178 | 162.5639 | 0 | 0 | 8.7101 | 0
2364 | 99 | 9 | 4 | Wednesday | 11 | 0.83 | 4.077 | 27.1709 | 38.7632 | 85.6606 | 8.64 | 0 | 0.3772 | 10.32 | 17.4221 | 166.1708 | 0 | 0 | 10.2069 | 0
2365 | 99 | 9 | 4 | Wednesday | 12 | 0.718 | 3.824 | 27.1709 | 36.242 | 78.8121 | 10.479 | 0 | 0.3904 | 13.92 | 24.3743 | 160.1847 | 0 | 0 | 12.0879 | 0
2366 | 99 | 9 | 4 | Wednesday | 13 | 0.472 | 6.601 | 27.1709 | 38.6724 | 85.6606 | 9.927 | 0 | 0.5388 | 11.52 | 23.9583 | 169.851 | 0 | 0 | 11.2438 | 0
2367 | 99 | 9 | 4 | Wednesday | 14 | 0.421 | 4.757 | 27.1709 | 39.5591 | 85.6606 | 6.251 | 0 | 0.3667 | 8.88 | 21.3064 | 166.1584 | 0 | 0 | 7.2039 | 0
2368 | 99 | 9 | 4 | Wednesday | 15 | 0.396 | 7.984 | 27.1709 | 40.1885 | 85.6606 | 6.067 | 0 | 0.5496 | 8.88 | 19.4652 | 170.0474 | 0 | 0 | 6.9795 | 0
2369 | 99 | 9 | 4 | Wednesday | 16 | 0.465 | 5.566 | 27.1709 | 40.8649 | 85.2073 | 8.089 | 0 | 0.4482 | 11.04 | 16.8802 | 170.0217 | 0 | 0 | 9.2433 | 0
2370 | 99 | 9 | 4 | Wednesday | 17 | 1.085 | 0.155 | 27.1709 | 32.0029 | 55.9825 | 4.78 | 0 | 0.1023 | 14.88 | 13.6695 | 130.2715 | 0 | 0 | 6.2726 | 0
2371 | 99 | 9 | 4 | Wednesday | 18 | 0.861 | 0.184 | 13.5854 | 24.5105 | 40.9205 | 3.861 | 0 | 0.0855 | 4.8 | 7.1758 | 84.0247 | 0 | 0 | 5.0503 | 0
2372 | 99 | 9 | 4 | Wednesday | 19 | 0 | 0 | 0 | 25.6857 | 40.0131 | 2.758 | 0 | 0.0449 | 2.88 | 2.2155 | 68.5774 | 0 | 0 | 2.9929 | 0
2373 | 99 | 9 | 4 | Wednesday | 20 | 0 | 0 | 0 | 24.0166 | 33.1724 | 3.125 | 0 | 0.0509 | 0.96 | 0.4435 | 58.1471 | 0 | 0 | 3.392 | 0
2374 | 99 | 9 | 4 | Wednesday | 21 | 0 | 0 | 0 | 24.1068 | 32.719 | 1.471 | 0 | 0.0239 | 0.96 | 0 | 57.7569 | 0 | 0 | 1.5962 | 0
2375 | 99 | 9 | 4 | Wednesday | 22 | 0 | 0 | 0 | 12.7362 | 17.8393 | 0.919 | 0 | 0.015 | 0 | 0 | 30.5544 | 0 | 0 | 0.9976 | 0
2376 | 99 | 9 | 4 | Wednesday | 23 | 0 | 0 | 0 | 6.1377 | 11.0335 | 0.919 | 0 | 0.015 | 0 | 0 | 17.1502 | 0 | 0 | 0.9976 | 0
2377 | 100 | 10 | 4 | Thursday | 0 | 0 | 0 | 0 | 5.1885 | 10.3969 | 0.919 | 0 | 0.015 | 0 | 0 | 15.5684 | 0 | 0 | 0.9976 | 0
2378 | 100 | 10 | 4 | Thursday | 1 | 0 | 0 | 0 | 5.1829 | 10.3969 | 0.919 | 0 | 0.015 | 0 | 0 | 15.5684 | 0 | 0 | 0.9976 | 0
2379 | 100 | 10 | 4 | Thursday | 2 | 0 | 0 | 0 | 5.1829 | 10.3969 | 0.919 | 0 | 0.015 | 0 | 0 | 15.5684 | 0 | 0 | 0.9976 | 0
2380 | 100 | 10 | 4 | Thursday | 3 | 0 | 0 | 0 | 5.1829 | 10.3969 | 0.919 | 0 | 0.015 | 0 | 0 | 15.5684 | 0 | 0 | 0.9976 | 0
2381 | 100 | 10 | 4 | Thursday | 4 | 0 | 0 | 0 | 5.6548 | 10.3969 | 0.919 | 0 | 0.015 | 0 | 0 | 16.0403 | 0 | 0 | 0.9976 | 0
2382 | 100 | 10 | 4 | Thursday | 5 | 0 | 0 | 0 | 8.8552 | 14.4831 | 1.471 | 0 | 0.0239 | 0 | 0 | 23.3358 | 0 | 0 | 1.5963 | 0
2383 | 100 | 10 | 4 | Thursday | 6 | 0 | 0 | 0 | 17.0169 | 21.1313 | 1.287 | 0 | 0.0209 | 0 | 0.1023 | 38.1356 | 0 | 0 | 1.3967 | 0
2384 | 100 | 10 | 4 | Thursday | 7 | 0 | 3.998 | 1.5816 | 27.7602 | 37.109 | 3.493 | 0 | 0.1777 | 8.4 | 1.1033 | 76.7213 | 0 | 0 | 3.791 | 0
2385 | 100 | 10 | 4 | Thursday | 8 | 3.227 | 1.665 | 27.1709 | 44.9158 | 79.9326 | 6.434 | 0 | 0.2459 | 16.56 | 5.0267 | 170.4259 | 0 | 0 | 10.2097 | 0
2386 | 100 | 10 | 4 | Thursday | 9 | 1.158 | 0.749 | 27.1709 | 42.492 | 84.3871 | 6.986 | 0 | 0.1723 | 10.32 | 12.0092 | 165.2484 | 0 | 0 | 8.7395 | 0
2387 | 100 | 10 | 4 | Thursday | 10 | 0.923 | 0.753 | 27.1709 | 39.6097 | 85.6606 | 7.17 | 0 | 0.1721 | 8.88 | 18.5036 | 162.2083 | 0 | 0 | 8.7042 | 0
2388 | 100 | 10 | 4 | Thursday | 11 | 0.813 | 4.303 | 27.1709 | 38.478 | 85.6606 | 8.64 | 0 | 0.3901 | 10.32 | 25.008 | 166.1138 | 0 | 0 | 10.189 | 0
2389 | 100 | 10 | 4 | Thursday | 12 | 0.632 | 2.769 | 27.1709 | 35.9067 | 78.8121 | 10.479 | 0 | 0.3316 | 13.92 | 31.3874 | 158.7852 | 0 | 0 | 12.0025 | 0
2390 | 100 | 10 | 4 | Thursday | 13 | 0.345 | 6.492 | 27.1709 | 38.0603 | 85.6606 | 9.927 | 0 | 0.5283 | 11.52 | 32.0566 | 169.1241 | 0 | 0 | 11.1173 | 0
2391 | 100 | 10 | 4 | Thursday | 14 | 0.233 | 8.978 | 27.1709 | 39.072 | 85.6606 | 6.251 | 0 | 0.6116 | 8.88 | 28.5649 | 169.9411 | 0 | 0 | 7.0167 | 0
2392 | 100 | 10 | 4 | Thursday | 15 | 0.207 | 9.253 | 27.1709 | 39.9555 | 85.6606 | 6.067 | 0 | 0.6231 | 8.88 | 23.2597 | 171.0496 | 0 | 0 | 6.7913 | 0
2393 | 100 | 10 | 4 | Thursday | 16 | 0.235 | 8.82 | 27.1709 | 40.7315 | 85.2073 | 8.089 | 0 | 0.6244 | 11.04 | 17.7472 | 173.0432 | 0 | 0 | 9.0136 | 0
2394 | 100 | 10 | 4 | Thursday | 17 | 0.843 | 0 | 27.1709 | 31.9443 | 55.9825 | 4.78 | 0 | 0.0904 | 14.88 | 13.321 | 130.0537 | 0 | 0 | 6.0305 | 0
2395 | 100 | 10 | 4 | Thursday | 18 | 0.756 | 0.357 | 13.5854 | 24.4179 | 40.9205 | 3.861 | 0 | 0.0932 | 4.8 | 7.0634 | 84.1046 | 0 | 0 | 4.9462 | 0
2396 | 100 | 10 | 4 | Thursday | 19 | 0 | 0 | 0 | 25.4141 | 40.0131 | 2.758 | 0 | 0.0449 | 2.88 | 2.2152 | 68.3058 | 0 | 0 | 2.9929 | 0
2397 | 100 | 10 | 4 | Thursday | 20 | 0 | 0 | 0 | 23.9989 | 33.1724 | 3.125 | 0 | 0.0509 | 0.96 | 0.459 | 58.1294 | 0 | 0 | 3.392 | 0
2398 | 100 | 10 | 4 | Thursday | 21 | 0 | 0 | 0 | 24.1068 | 32.719 | 1.471 | 0 | 0.0239 | 0.96 | 0 | 57.7569 | 0 | 0 | 1.5962 | 0
2399 | 100 | 10 | 4 | Thursday | 22 | 0 | 0 | 0 | 12.7362 | 17.8393 | 0.919 | 0 | 0.015 | 0 | 0 | 30.5544 | 0 | 0 | 0.9976 | 0
2400 | 100 | 10 | 4 | Thursday | 23 | 0 | 0 | 0 | 6.1377 | 11.0335 | 0.919 | 0 | 0.015 | 0 | 0 | 17.1502 | 0 | 0 | 0.9976 | 0
2401 | 101 | 11 | 4 | Friday | 0 | 0 | 0 | 0 | 5.1885 | 10.3969 | 0.919 | 0 | 0.015 | 0 | 0 | 15.5684 | 0 | 0 | 0.9976 | 0
2402 | 101 | 11 | 4 | Friday | 1 | 0 | 0 | 0 | 5.1829 | 10.3969 | 0.919 | 0 | 0.015 | 0 | 0 | 15.5684 | 0 | 0 | 0.9976 | 0
2403 | 101 | 11 | 4 | Friday | 2 | 0 | 0 | 0 | 5.1829 | 10.3969 | 0.919 | 0 | 0.015 | 0 | 0 | 15.5684 | 0 | 0 | 0.9976 | 0
2404 | 101 | 11 | 4 | Friday | 3 | 0 | 0 | 0 | 5.1829 | 10.3969 | 0.919 | 0 | 0.015 | 0 | 0 | 15.5684 | 0 | 0 | 0.9976 | 0
2405 | 101 | 11 | 4 | Friday | 4 | 0 | 0 | 0 | 5.6548 | 10.3969 | 0.919 | 0 | 0.015 | 0 | 0 | 16.0403 | 0 | 0 | 0.9976 | 0
2406 | 101 | 11 | 4 | Friday | 5 | 0 | 0 | 0 | 8.8552 | 14.4831 | 1.471 | 0 | 0.0239 | 0 | 0 | 23.3358 | 0 | 0 | 1.5963 | 0
2407 | 101 | 11 | 4 | Friday | 6 | 0 | 0 | 0 | 17.0169 | 21.1313 | 1.287 | 0 | 0.0209 | 0 | 0.0739 | 38.1356 | 0 | 0 | 1.3967 | 0
2408 | 101 | 11 | 4 | Friday | 7 | 0 | 3.866 | 1.5816 | 28.186 | 37.109 | 3.493 | 0 | 0.1767 | 8.4 | 0.6888 | 77.139 | 0 | 0 | 3.791 | 0
2409 | 101 | 11 | 4 | Friday | 8 | 2.989 | 1.545 | 27.1709 | 52.0498 | 79.9326 | 6.434 | 0 | 0.2355 | 16.56 | 1.7704 | 177.4348 | 0 | 0 | 9.9719 | 0
2410 | 101 | 11 | 4 | Friday | 9 | 1.11 | 0.749 | 27.1709 | 53.3365 | 84.3871 | 6.986 | 0 | 0.1716 | 10.32 | 2.4409 | 176.0922 | 0 | 0 | 8.6908 | 0
2411 | 101 | 11 | 4 | Friday | 10 | 0.948 | 0.758 | 27.1709 | 51.4143 | 85.6606 | 7.17 | 0 | 0.1727 | 8.88 | 3.007 | 174.0183 | 0 | 0 | 8.7284 | 0
2412 | 101 | 11 | 4 | Friday | 11 | 0.956 | 3.667 | 27.1709 | 48.5861 | 85.6606 | 8.64 | 0 | 0.3569 | 10.32 | 3.666 | 175.5823 | 0 | 0 | 10.3324 | 0
2413 | 101 | 11 | 4 | Friday | 12 | 0.988 | 2.237 | 27.1709 | 40.4634 | 78.8121 | 10.479 | 0 | 0.308 | 13.92 | 5.8322 | 162.8116 | 0 | 0 | 12.3588 | 0
2414 | 101 | 11 | 4 | Friday | 13 | 0.872 | 3.195 | 27.1709 | 40.9136 | 85.6606 | 9.927 | 0 | 0.3505 | 11.52 | 8.8449 | 168.6574 | 0 | 0 | 11.6445 | 0
2415 | 101 | 11 | 4 | Friday | 14 | 0.799 | 3.954 | 27.1709 | 40.6098 | 85.6606 | 6.251 | 0 | 0.329 | 8.88 | 10.1003 | 166.4068 | 0 | 0 | 7.5818 | 0
2416 | 101 | 11 | 4 | Friday | 15 | 0.711 | 6.121 | 27.1709 | 40.7345 | 85.6606 | 6.067 | 0 | 0.4483 | 8.88 | 10.1993 | 168.7159 | 0 | 0 | 7.2951 | 0
2417 | 101 | 11 | 4 | Friday | 16 | 0.686 | 3.579 | 27.1709 | 41.2212 | 85.2073 | 8.089 | 0 | 0.3378 | 11.04 | 9.0997 | 168.3736 | 0 | 0 | 9.4644 | 0
2418 | 101 | 11 | 4 | Friday | 17 | 1.232 | 0.379 | 27.1709 | 32.2494 | 55.9825 | 4.78 | 0 | 0.1168 | 14.88 | 6.2439 | 130.7467 | 0 | 0 | 6.4198 | 0
2419 | 101 | 11 | 4 | Friday | 18 | 0.971 | 0 | 13.5854 | 24.7281 | 40.9205 | 3.861 | 0 | 0.0773 | 4.8 | 3.6272 | 84.0585 | 0 | 0 | 5.161 | 0
2420 | 101 | 11 | 4 | Friday | 19 | 0 | 0 | 0 | 26.3641 | 40.0131 | 2.758 | 0 | 0.0449 | 2.88 | 1.7761 | 69.2557 | 0 | 0 | 2.9929 | 0
2421 | 101 | 11 | 4 | Friday | 20 | 0 | 0 | 0 | 24.0581 | 33.1724 | 3.125 | 0 | 0.0509 | 0.96 | 0.3966 | 58.1886 | 0 | 0 | 3.392 | 0
2422 | 101 | 11 | 4 | Friday | 21 | 0 | 0 | 0 | 24.1068 | 32.719 | 1.471 | 0 | 0.0239 | 0.96 | 0 | 57.7569 | 0 | 0 | 1.5962 | 0
2423 | 101 | 11 | 4 | Friday | 22 | 0 | 0 | 0 | 12.7362 | 17.8393 | 0.919 | 0 | 0.015 | 0 | 0 | 30.5544 | 0 | 0 | 0.9976 | 0
2424 | 101 | 11 | 4 | Friday | 23 | 0 | 0 | 0 | 6.1377 | 11.0335 | 0.919 | 0 | 0.015 | 0 | 0 | 17.1502 | 0 | 0 | 0.9976 | 0
2425 | 102 | 12 | 4 | Saturday | 0 | 0 | 0 | 0 | 5.3495 | 10.6091 | 0.919 | 0 | 0.015 | 0 | 0 | 15.9383 | 0 | 0 | 0.9976 | 0
2426 | 102 | 12 | 4 | Saturday | 1 | 0 | 0 | 0 | 5.1845 | 10.3969 | 0.919 | 0 | 0.015 | 0 | 0 | 15.5684 | 0 | 0 | 0.9976 | 0
2427 | 102 | 12 | 4 | Saturday | 2 | 0 | 0 | 0 | 5.1845 | 10.3969 | 0.919 | 0 | 0.015 | 0 | 0 | 15.5684 | 0 | 0 | 0.9976 | 0
2428 | 102 | 12 | 4 | Saturday | 3 | 0 | 0 | 0 | 5.1845 | 10.3969 | 0.919 | 0 | 0.015 | 0 | 0 | 15.5684 | 0 | 0 | 0.9976 | 0
2429 | 102 | 12 | 4 | Saturday | 4 | 0 | 0 | 0 | 5.1845 | 10.3969 | 0.919 | 0 | 0.015 | 0 | 0 | 15.5684 | 0 | 0 | 0.9976 | 0
2430 | 102 | 12 | 4 | Saturday | 5 | 0 | 0 | 0 | 5.6564 | 10.3969 | 1.471 | 0 | 0.0239 | 0 | 0 | 16.0492 | 0 | 0 | 1.5963 | 0
2431 | 102 | 12 | 4 | Saturday | 6 | 0 | 0 | 0 | 10.2166 | 14.454 | 1.287 | 0 | 0.0209 | 0 | 0.126 | 24.6596 | 0 | 0 | 1.3967 | 0
2432 | 102 | 12 | 4 | Saturday | 7 | 0 | 0 | 0 | 13.6321 | 18.078 | 2.022 | 0 | 0.0329 | 3.84 | 1.4769 | 35.5702 | 0 | 0 | 2.1948 | 0
2433 | 102 | 12 | 4 | Saturday | 8 | 0 | 0 | 0 | 18.32 | 33.4891 | 2.758 | 0 | 0.0449 | 3.36 | 5.905 | 55.1892 | 0 | 0 | 2.993 | 0
2434 | 102 | 12 | 4 | Saturday | 9 | 0 | 0 | 0 | 18.4363 | 36.0383 | 3.861 | 0 | 0.0629 | 5.04 | 11.2071 | 59.5583 | 0 | 0 | 4.1901 | 0
2435 | 102 | 12 | 4 | Saturday | 10 | 0 | 0.592 | 0 | 18.5459 | 36.8872 | 3.493 | 0 | 0.0886 | 4.32 | 16.2999 | 60.3867 | 0 | 0 | 3.7908 | 0
2436 | 102 | 12 | 4 | Saturday | 11 | 0 | 3.953 | 0 | 18.0179 | 36.8872 | 4.228 | 0 | 0.2823 | 6 | 21.2749 | 64.9257 | 0 | 0 | 4.5891 | 0
2437 | 102 | 12 | 4 | Saturday | 12 | 0 | 4.792 | 0 | 14.5984 | 26.6109 | 3.677 | 0 | 0.3185 | 5.04 | 25.5478 | 51.0991 | 0 | 0 | 3.9906 | 0
2438 | 102 | 12 | 4 | Saturday | 13 | 0 | 5.233 | 0 | 14.5561 | 26.1571 | 3.493 | 0 | 0.34 | 3.12 | 27.7124 | 49.118 | 0 | 0 | 3.7909 | 0
2439 | 102 | 12 | 4 | Saturday | 14 | 0 | 5.377 | 0 | 14.5863 | 26.1571 | 2.758 | 0 | 0.3368 | 1.92 | 28.8843 | 48.0783 | 0 | 0 | 2.9929 | 0
2440 | 102 | 12 | 4 | Saturday | 15 | 0 | 5.221 | 0 | 15.0077 | 26.1571 | 2.206 | 0 | 0.3194 | 0.96 | 29.2973 | 47.3702 | 0 | 0 | 2.3943 | 0
2441 | 102 | 12 | 4 | Saturday | 16 | 0 | 6.318 | 0 | 15.3034 | 26.1571 | 2.574 | 0 | 0.3864 | 1.2 | 24.8471 | 49.0202 | 0 | 0 | 2.7933 | 0
2442 | 102 | 12 | 4 | Saturday | 17 | 0 | 4.805 | 0 | 11.6563 | 19.2871 | 1.287 | 0 | 0.2814 | 1.44 | 16.5121 | 37.1887 | 0 | 0 | 1.3967 | 0
2443 | 102 | 12 | 4 | Saturday | 18 | 0 | 0.995 | 0 | 12.0476 | 19.2871 | 1.287 | 0 | 0.0744 | 0 | 7.8158 | 32.2933 | 0 | 0 | 1.3967 | 0
2444 | 102 | 12 | 4 | Saturday | 19 | 0 | 1.156 | 0 | 12.7668 | 19.2871 | 1.287 | 0 | 0.0832 | 0 | 2.4302 | 33.1745 | 0 | 0 | 1.3967 | 0
2445 | 102 | 12 | 4 | Saturday | 20 | 0 | 1.006 | 0 | 13.7562 | 19.2871 | 1.287 | 0 | 0.075 | 0 | 0.5001 | 34.0172 | 0 | 0 | 1.3967 | 0
2446 | 102 | 12 | 4 | Saturday | 21 | 0 | 0 | 0 | 13.8282 | 19.2871 | 1.655 | 0 | 0.0269 | 0 | 0 | 33.0823 | 0 | 0 | 1.7958 | 0
2447 | 102 | 12 | 4 | Saturday | 22 | 0 | 0 | 0 | 12.5503 | 17.5892 | 0.919 | 0 | 0.015 | 0 | 0 | 30.1104 | 0 | 0 | 0.9976 | 0
2448 | 102 | 12 | 4 | Saturday | 23 | 0 | 0 | 0 | 6.6175 | 11.0335 | 0.919 | 0 | 0.015 | 0 | 0 | 17.622 | 0 | 0 | 0.9976 | 0
2449 | 103 | 13 | 4 | Sunday | 0 | 0 | 0 | 0 | 5.3583 | 10.6091 | 0.735 | 0 | 0.012 | 0 | 0 | 15.9353 | 0 | 0 | 0.7981 | 0
2450 | 103 | 13 | 4 | Sunday | 1 | 0 | 0 | 0 | 5.2005 | 10.3969 | 0.735 | 0 | 0.012 | 0 | 0 | 15.5654 | 0 | 0 | 0.7982 | 0
2451 | 103 | 13 | 4 | Sunday | 2 | 0 | 0 | 0 | 5.1909 | 10.3969 | 0.735 | 0 | 0.012 | 0 | 0 | 15.5654 | 0 | 0 | 0.7982 | 0
2452 | 103 | 13 | 4 | Sunday | 3 | 0 | 0 | 0 | 5.1909 | 10.3969 | 0.735 | 0 | 0.012 | 0 | 0 | 15.5654 | 0 | 0 | 0.7982 | 0
2453 | 103 | 13 | 4 | Sunday | 4 | 0 | 0 | 0 | 5.1909 | 10.3969 | 0.735 | 0 | 0.012 | 0 | 0 | 15.5654 | 0 | 0 | 0.7982 | 0
2454 | 103 | 13 | 4 | Sunday | 5 | 0 | 0 | 0 | 5.6628 | 10.3969 | 1.287 | 0 | 0.0209 | 0 | 0 | 16.0462 | 0 | 0 | 1.3968 | 0
2455 | 103 | 13 | 4 | Sunday | 6 | 0 | 0 | 0 | 6.143 | 11.0335 | 0.735 | 0 | 0.012 | 0 | 0.1848 | 17.1469 | 0 | 0 | 0.7981 | 0
2456 | 103 | 13 | 4 | Sunday | 7 | 0 | 0 | 0 | 9.1631 | 14.6575 | 0.735 | 0 | 0.012 | 0 | 1.8101 | 23.791 | 0 | 0 | 0.7982 | 0
2457 | 103 | 13 | 4 | Sunday | 8 | 0 | 0 | 0 | 8.9336 | 15.5065 | 0.735 | 0 | 0.012 | 0 | 6.9902 | 24.4 | 0 | 0 | 0.7982 | 0
2458 | 103 | 13 | 4 | Sunday | 9 | 0 | 0 | 0 | 8.4789 | 15.5065 | 0.735 | 0 | 0.012 | 0 | 16.6273 | 23.9453 | 0 | 0 | 0.7982 | 0
2459 | 103 | 13 | 4 | Sunday | 10 | 0 | 0 | 0 | 8.697 | 16.3554 | 0.735 | 0 | 0.012 | 0 | 26.0173 | 25.0219 | 0.9954 | 0 | 0.7982 | 0
2460 | 103 | 13 | 4 | Sunday | 11 | 0 | 0 | 0 | 8.4068 | 16.3554 | 1.103 | 0 | 0.0179 | 0 | 31.4565 | 24.7322 | 6.7243 | 0 | 1.1972 | 0
2461 | 103 | 13 | 4 | Sunday | 12 | 0 | 1.364 | 0 | 10.5625 | 20.794 | 1.103 | 0 | 0.0916 | 0 | 33.519 | 32.7057 | 0.8133 | 0 | 1.1972 | 0
2462 | 103 | 13 | 4 | Sunday | 13 | 0 | 2.617 | 0 | 10.4422 | 20.794 | 1.655 | 0 | 0.1678 | 0 | 32.8214 | 33.8567 | 0 | 0 | 1.7958 | 0
2463 | 103 | 13 | 4 | Sunday | 14 | 0 | 2.835 | 0 | 11.2289 | 20.794 | 1.103 | 0 | 0.1709 | 0 | 31.1509 | 34.8548 | 0 | 0 | 1.1972 | 0
2464 | 103 | 13 | 4 | Sunday | 15 | 0 | 2.699 | 0 | 11.6994 | 20.794 | 0.735 | 0 | 0.1569 | 0 | 28.7192 | 35.1865 | 0 | 0 | 0.7981 | 0
2465 | 103 | 13 | 4 | Sunday | 16 | 0 | 4.535 | 0 | 11.7377 | 20.3695 | 0.735 | 0 | 0.2595 | 0 | 23.0881 | 36.6372 | 0 | 0 | 0.7982 | 0
2466 | 103 | 13 | 4 | Sunday | 17 | 0 | 1.822 | 0 | 11.6395 | 19.916 | 0.735 | 0 | 0.1116 | 0 | 15.0407 | 33.3542 | 0 | 0 | 0.7982 | 0
2467 | 103 | 13 | 4 | Sunday | 18 | 0 | 1.503 | 0 | 12.0884 | 19.916 | 0.735 | 0 | 0.0942 | 0 | 7.277 | 33.4791 | 0 | 0 | 0.7982 | 0
2468 | 103 | 13 | 4 | Sunday | 19 | 0 | 1.269 | 0 | 12.8515 | 19.916 | 0.735 | 0 | 0.0814 | 0 | 2.8566 | 34.0075 | 0 | 0 | 0.7982 | 0
2469 | 103 | 13 | 4 | Sunday | 20 | 0 | 0 | 0 | 13.5528 | 19.916 | 0.735 | 0 | 0.012 | 0 | 0.6009 | 33.4303 | 0 | 0 | 0.7982 | 0
2470 | 103 | 13 | 4 | Sunday | 21 | 0 | 0 | 0 | 13.6956 | 19.916 | 1.287 | 0 | 0.0209 | 0 | 0 | 33.5821 | 0 | 0 | 1.3968 | 0
2471 | 103 | 13 | 4 | Sunday | 22 | 0 | 0 | 0 | 6.2927 | 11.8825 | 0.735 | 0 | 0.012 | 0 | 0 | 18.1552 | 0 | 0 | 0.7981 | 0
2472 | 103 | 13 | 4 | Sunday | 23 | 0 | 0 | 0 | 5.6618 | 11.0335 | 0.735 | 0 | 0.012 | 0 | 0 | 16.6753 | 0 | 0 | 0.7982 | 0
2473 | 104 | 14 | 4 | Monday | 0 | 0 | 0 | 0 | 5.1885 | 10.3969 | 0.919 | 0 | 0.015 | 0 | 0 | 15.5684 | 0 | 0 | 0.9976 | 0
2474 | 104 | 14 | 4 | Monday | 1 | 0 | 0 | 0 | 5.1829 | 10.3969 | 0.919 | 0 | 0.015 | 0 | 0 | 15.5684 | 0 | 0 | 0.9976 | 0
2475 | 104 | 14 | 4 | Monday | 2 | 0 | 0 | 0 | 5.1829 | 10.3969 | 0.919 | 0 | 0.015 | 0 | 0 | 15.5684 | 0 | 0 | 0.9976 | 0
2476 | 104 | 14 | 4 | Monday | 3 | 0 | 0 | 0 | 5.1829 | 10.3969 | 0.919 | 0 | 0.015 | 0 | 0 | 15.5684 | 0 | 0 | 0.9976 | 0
2477 | 104 | 14 | 4 | Monday | 4 | 0 | 0 | 0 | 5.6548 | 10.3969 | 0.919 | 0 | 0.015 | 0 | 0 | 16.0403 | 0 | 0 | 0.9976 | 0
2478 | 104 | 14 | 4 | Monday | 5 | 0 | 0 | 0 | 8.8552 | 14.4831 | 1.471 | 0 | 0.0239 | 0 | 0 | 23.3358 | 0 | 0 | 1.5963 | 0
2479 | 104 | 14 | 4 | Monday | 6 | 1.273 | 0 | 0.3448 | 17.0155 | 21.1313 | 1.287 | 0 | 0.0402 | 0 | 0.1492 | 38.4982 | 0 | 0 | 2.6696 | 0
2480 | 104 | 14 | 4 | Monday | 7 | 7.342 | 8.254 | 10.5645 | 27.001 | 37.109 | 3.493 | 0 | 0.4226 | 8.4 | 1.7817 | 87.1605 | 0 | 0 | 11.1321 | 0
2481 | 104 | 14 | 4 | Monday | 8 | 2.762 | 0.873 | 27.1709 | 41.6182 | 79.9326 | 6.434 | 0 | 0.1942 | 16.56 | 7.7179 | 166.3217 | 0 | 0 | 9.7439 | 0
2482 | 104 | 14 | 4 | Monday | 9 | 2.109 | 0.879 | 27.1709 | 40.0635 | 84.3871 | 6.986 | 0 | 0.1937 | 10.32 | 16.54 | 162.9657 | 0 | 0 | 9.6902 | 0
2483 | 104 | 14 | 4 | Monday | 10 | 1.796 | 5.485 | 27.1709 | 39.5275 | 85.6606 | 7.17 | 0 | 0.448 | 8.88 | 25.4937 | 166.9116 | 0 | 0 | 9.5767 | 0
2484 | 104 | 14 | 4 | Monday | 11 | 1.558 | 6.649 | 27.1709 | 38.7203 | 85.6606 | 8.64 | 0 | 0.5308 | 10.32 | 32.3208 | 168.7327 | 0 | 0 | 10.9346 | 0
2485 | 104 | 14 | 4 | Monday | 12 | 1.397 | 8.21 | 27.1709 | 35.9952 | 78.8121 | 10.479 | 0 | 0.6487 | 13.92 | 36.7085 | 164.3765 | 0 | 0 | 12.767 | 0
2486 | 104 | 14 | 4 | Monday | 13 | 1.127 | 7.115 | 27.1709 | 38.1092 | 85.6606 | 9.927 | 0 | 0.5719 | 11.52 | 38.7295 | 169.8102 | 0 | 0 | 11.8989 | 0
2487 | 104 | 14 | 4 | Monday | 14 | 0.962 | 12.475 | 27.1709 | 39.1977 | 85.6606 | 6.251 | 0 | 0.8243 | 8.88 | 37.5246 | 173.6123 | 0 | 0 | 7.7456 | 0
2488 | 104 | 14 | 4 | Monday | 15 | 0.917 | 11.346 | 27.1709 | 39.8695 | 85.6606 | 6.067 | 0 | 0.7364 | 8.88 | 33.3737 | 172.8996 | 0 | 0 | 7.5005 | 0
2489 | 104 | 14 | 4 | Monday | 16 | 0.968 | 9.285 | 27.1709 | 40.634 | 85.2073 | 8.089 | 0 | 0.6701 | 11.04 | 26.5115 | 173.5582 | 0 | 0 | 9.7464 | 0
2490 | 104 | 14 | 4 | Monday | 17 | 1.606 | 3.574 | 27.1709 | 31.8944 | 55.9825 | 4.78 | 0 | 0.3004 | 14.88 | 17.6497 | 133.5715 | 0 | 0 | 6.7931 | 0
2491 | 104 | 14 | 4 | Monday | 18 | 1.33 | 0.365 | 13.5854 | 24.0579 | 40.9205 | 3.861 | 0 | 0.1021 | 4.8 | 8.3653 | 83.7607 | 0 | 0 | 5.5194 | 0
2492 | 104 | 14 | 4 | Monday | 19 | 0 | 0 | 0 | 24.7164 | 40.0131 | 2.758 | 0 | 0.0449 | 2.88 | 2.477 | 67.608 | 0 | 0 | 2.9929 | 0
2493 | 104 | 14 | 4 | Monday | 20 | 0 | 0.299 | 0 | 23.933 | 33.1724 | 3.125 | 0 | 0.0669 | 0.96 | 0.5275 | 58.3648 | 0 | 0 | 3.392 | 0
2494 | 104 | 14 | 4 | Monday | 21 | 0 | 0 | 0 | 24.1068 | 32.719 | 1.471 | 0 | 0.0239 | 0.96 | 0 | 57.7569 | 0 | 0 | 1.5962 | 0
2495 | 104 | 14 | 4 | Monday | 22 | 0 | 0 | 0 | 12.7362 | 17.8393 | 0.919 | 0 | 0.015 | 0 | 0 | 30.5544 | 0 | 0 | 0.9976 | 0
2496 | 104 | 14 | 4 | Monday | 23 | 0 | 0 | 0 | 6.1377 | 11.0335 | 0.919 | 0 | 0.015 | 0 | 0 | 17.1502 | 0 | 0 | 0.9976 | 0
2497 | 105 | 15 | 4 | Tuesday | 0 | 0 | 0 | 0 | 5.1885 | 10.3969 | 0.919 | 0 | 0.015 | 0 | 0 | 15.5684 | 0 | 0 | 0.9976 | 0
2498 | 105 | 15 | 4 | Tuesday | 1 | 0 | 0 | 0 | 5.1829 | 10.3969 | 0.919 | 0 | 0.015 | 0 | 0 | 15.5684 | 0 | 0 | 0.9976 | 0
2499 | 105 | 15 | 4 | Tuesday | 2 | 0 | 0 | 0 | 5.1829 | 10.3969 | 0.919 | 0 | 0.015 | 0 | 0 | 15.5684 | 0 | 0 | 0.9976 | 0
2500 | 105 | 15 | 4 | Tuesday | 3 | 0 | 0 | 0 | 5.1829 | 10.3969 | 0.919 | 0 | 0.015 | 0 | 0 | 15.5684 | 0 | 0 | 0.9976 | 0
2501 | 105 | 15 | 4 | Tuesday | 4 | 0 | 0 | 0 | 5.6548 | 10.3969 | 0.919 | 0 | 0.015 | 0 | 0 | 16.0403 | 0 | 0 | 0.9976 | 0
2502 | 105 | 15 | 4 | Tuesday | 5 | 0 | 0 | 0 | 8.8552 | 14.4831 | 1.471 | 0 | 0.0239 | 0 | 0 | 23.3358 | 0 | 0 | 1.5963 | 0
2503 | 105 | 15 | 4 | Tuesday | 6 | 0 | 0 | 0 | 17.0102 | 21.1313 | 1.287 | 0 | 0.0209 | 0 | 0.1449 | 38.1289 | 0 | 0 | 1.3967 | 0
2504 | 105 | 15 | 4 | Tuesday | 7 | 5.139 | 5.457 | 4.9005 | 26.1321 | 37.109 | 3.493 | 0 | 0.3117 | 8.4 | 1.96 | 79.3926 | 0 | 0 | 8.9295 | 0
2505 | 105 | 15 | 4 | Tuesday | 8 | 2.576 | 1.418 | 27.1709 | 39.4638 | 79.9326 | 6.434 | 0 | 0.2213 | 16.56 | 8.8741 | 164.7137 | 0 | 0 | 9.5585 | 0
2506 | 105 | 15 | 4 | Tuesday | 9 | 1.528 | 0.747 | 27.1709 | 40.0514 | 84.3871 | 6.986 | 0 | 0.1778 | 10.32 | 18.6544 | 162.8118 | 0 | 0 | 9.1095 | 0
2507 | 105 | 15 | 4 | Tuesday | 10 | 1.295 | 2.563 | 27.1709 | 39.5307 | 85.6606 | 7.17 | 0 | 0.2759 | 8.88 | 27.609 | 163.9576 | 0 | 0 | 9.0755 | 0
2508 | 105 | 15 | 4 | Tuesday | 11 | 0.997 | 5.99 | 27.1709 | 38.7299 | 85.6606 | 8.64 | 0 | 0.4865 | 10.32 | 34.29 | 168.07 | 0 | 0 | 10.3732 | 0
2509 | 105 | 15 | 4 | Tuesday | 12 | 0.739 | 4.232 | 27.1709 | 36.0277 | 78.8121 | 10.479 | 0 | 0.4131 | 13.92 | 37.9241 | 160.3814 | 0 | 0 | 12.1098 | 0
2510 | 105 | 15 | 4 | Tuesday | 13 | 0.502 | 8.087 | 27.1709 | 38.1555 | 85.6606 | 9.927 | 0 | 0.6201 | 11.52 | 36.7633 | 170.832 | 0 | 0 | 11.2747 | 0
2511 | 105 | 15 | 4 | Tuesday | 14 | 0.389 | 10.398 | 27.1709 | 39.0415 | 85.6606 | 6.251 | 0 | 0.7014 | 8.88 | 33.8122 | 171.3112 | 0 | 0 | 7.1727 | 0
2512 | 105 | 15 | 4 | Tuesday | 15 | 0.341 | 13.446 | 27.1709 | 39.3787 | 85.6606 | 6.067 | 0 | 0.8541 | 8.88 | 28.3125 | 174.3845 | 0 | 0 | 6.9244 | 0
2513 | 105 | 15 | 4 | Tuesday | 16 | 0.382 | 9.244 | 27.1709 | 39.9025 | 85.2073 | 8.089 | 0 | 0.6556 | 11.04 | 19.9331 | 172.7226 | 0 | 0 | 9.1603 | 0
2514 | 105 | 15 | 4 | Tuesday | 17 | 1.039 | 1.426 | 27.1709 | 31.5308 | 55.9825 | 4.78 | 0 | 0.1715 | 14.88 | 13.5623 | 131.0805 | 0 | 0 | 6.2266 | 0
2515 | 105 | 15 | 4 | Tuesday | 18 | 0.839 | 0.67 | 13.5854 | 23.3807 | 40.9205 | 3.861 | 0 | 0.1111 | 4.8 | 7.5026 | 83.3837 | 0 | 0 | 5.0292 | 0
2516 | 105 | 15 | 4 | Tuesday | 19 | 0 | 0 | 0 | 23.8265 | 40.0131 | 2.758 | 0 | 0.0449 | 2.88 | 3.0727 | 66.7182 | 0 | 0 | 2.9929 | 0
2517 | 105 | 15 | 4 | Tuesday | 20 | 0 | 0 | 0 | 23.8298 | 33.1724 | 3.125 | 0 | 0.0509 | 0.96 | 0.6391 | 57.9603 | 0 | 0 | 3.392 | 0
2518 | 105 | 15 | 4 | Tuesday | 21 | 0 | 0 | 0 | 24.1068 | 32.719 | 1.471 | 0 | 0.0239 | 0.96 | 0 | 57.7569 | 0 | 0 | 1.5962 | 0
2519 | 105 | 15 | 4 | Tuesday | 22 | 0 | 0 | 0 | 12.7362 | 17.8393 | 0.919 | 0 | 0.015 | 0 | 0 | 30.5544 | 0 | 0 | 0.9976 | 0
2520 | 105 | 15 | 4 | Tuesday | 23 | 0 | 0 | 0 | 6.1377 | 11.0335 | 0.919 | 0 | 0.015 | 0 | 0 | 17.1502 | 0 | 0 | 0.9976 | 0
2521 | 106 | 16 | 4 | Wednesday | 0 | 0 | 0 | 0 | 5.1885 | 10.3969 | 0.919 | 0 | 0.015 | 0 | 0 | 15.5684 | 0 | 0 | 0.9976 | 0
2522 | 106 | 16 | 4 | Wednesday | 1 | 0 | 0 | 0 | 5.1829 | 10.3969 | 0.919 | 0 | 0.015 | 0 | 0 | 15.5684 | 0 | 0 | 0.9976 | 0
2523 | 106 | 16 | 4 | Wednesday | 2 | 0 | 0 | 0 | 5.1829 | 10.3969 | 0.919 | 0 | 0.015 | 0 | 0 | 15.5684 | 0 | 0 | 0.9976 | 0
2524 | 106 | 16 | 4 | Wednesday | 3 | 0 | 0 | 0 | 5.1829 | 10.3969 | 0.919 | 0 | 0.015 | 0 | 0 | 15.5684 | 0 | 0 | 0.9976 | 0
2525 | 106 | 16 | 4 | Wednesday | 4 | 0 | 0 | 0 | 5.6548 | 10.3969 | 0.919 | 0 | 0.015 | 0 | 0 | 16.0403 | 0 | 0 | 0.9976 | 0
2526 | 106 | 16 | 4 | Wednesday | 5 | 0 | 0 | 0 | 8.8552 | 14.4831 | 1.471 | 0 | 0.0239 | 0 | 0 | 23.3358 | 0 | 0 | 1.5963 | 0
2527 | 106 | 16 | 4 | Wednesday | 6 | 0 | 0 | 0 | 17.0162 | 21.1313 | 1.287 | 0 | 0.0209 | 0 | 0.1703 | 38.1349 | 0 | 0 | 1.3967 | 0
2528 | 106 | 16 | 4 | Wednesday | 7 | 0 | 4.923 | 1.5816 | 27.1717 | 37.109 | 3.493 | 0 | 0.1854 | 8.4 | 1.6901 | 76.2022 | 0 | 0 | 3.791 | 0
2529 | 106 | 16 | 4 | Wednesday | 8 | 3.35 | 2.263 | 27.1709 | 42.7704 | 79.9326 | 6.434 | 0 | 0.2834 | 16.56 | 5.446 | 168.8881 | 0 | 0 | 10.3326 | 0
2530 | 106 | 16 | 4 | Wednesday | 9 | 1.169 | 0.87 | 27.1709 | 41.3416 | 84.3871 | 6.986 | 0 | 0.179 | 10.32 | 11.3086 | 164.2205 | 0 | 0 | 8.7497 | 0
2531 | 106 | 16 | 4 | Wednesday | 10 | 0.912 | 1.437 | 27.1709 | 40.1403 | 85.6606 | 7.17 | 0 | 0.2086 | 8.88 | 19.8133 | 163.4275 | 0 | 0 | 8.6925 | 0
2532 | 106 | 16 | 4 | Wednesday | 11 | 0.835 | 4.198 | 27.1709 | 38.9404 | 85.6606 | 8.64 | 0 | 0.3828 | 10.32 | 27.517 | 166.4686 | 0 | 0 | 10.2113 | 0
2533 | 106 | 16 | 4 | Wednesday | 12 | 0.698 | 3.574 | 27.1709 | 36.1195 | 78.8121 | 10.479 | 0 | 0.3769 | 13.92 | 33.1056 | 159.81 | 0 | 0 | 12.0682 | 0
2534 | 106 | 16 | 4 | Wednesday | 13 | 0.463 | 5.586 | 27.1709 | 38.1159 | 85.6606 | 9.927 | 0 | 0.478 | 11.52 | 37.0739 | 168.2663 | 0 | 0 | 11.2353 | 0
2535 | 106 | 16 | 4 | Wednesday | 14 | 0.308 | 6.361 | 27.1709 | 39.0356 | 85.6606 | 6.251 | 0 | 0.4622 | 8.88 | 35.7731 | 167.2605 | 0 | 0 | 7.0908 | 0
2536 | 106 | 16 | 4 | Wednesday | 15 | 0.346 | 11.799 | 27.1709 | 39.6468 | 85.6606 | 6.067 | 0 | 0.7637 | 8.88 | 31.8837 | 173.0031 | 0 | 0 | 6.9296 | 0
2537 | 106 | 16 | 4 | Wednesday | 16 | 0.352 | 7.819 | 27.1709 | 40.5142 | 85.2073 | 8.089 | 0 | 0.5743 | 11.04 | 26.2679 | 171.9447 | 0 | 0 | 9.1307 | 0
2538 | 106 | 16 | 4 | Wednesday | 17 | 0.997 | 0.373 | 27.1709 | 31.9065 | 55.9825 | 4.78 | 0 | 0.1128 | 14.88 | 17.8041 | 130.394 | 0 | 0 | 6.1842 | 0
2539 | 106 | 16 | 4 | Wednesday | 18 | 0.824 | 0.182 | 13.5854 | 24.2243 | 40.9205 | 3.861 | 0 | 0.0848 | 4.8 | 8.6175 | 83.7351 | 0 | 0 | 5.0142 | 0
2540 | 106 | 16 | 4 | Wednesday | 19 | 0 | 0 | 0 | 24.885 | 40.0131 | 2.758 | 0 | 0.0449 | 2.88 | 2.6457 | 67.7766 | 0 | 0 | 2.9929 | 0
2541 | 106 | 16 | 4 | Wednesday | 20 | 0 | 0 | 0 | 23.9061 | 33.1724 | 3.125 | 0 | 0.0509 | 0.96 | 0.5763 | 58.0366 | 0 | 0 | 3.392 | 0
2542 | 106 | 16 | 4 | Wednesday | 21 | 0 | 0 | 0 | 24.1068 | 32.719 | 1.471 | 0 | 0.0239 | 0.96 | 0 | 57.7569 | 0 | 0 | 1.5962 | 0
2543 | 106 | 16 | 4 | Wednesday | 22 | 0 | 0 | 0 | 12.7362 | 17.8393 | 0.919 | 0 | 0.015 | 0 | 0 | 30.5544 | 0 | 0 | 0.9976 | 0
2544 | 106 | 16 | 4 | Wednesday | 23 | 0 | 0 | 0 | 6.1377 | 11.0335 | 0.919 | 0 | 0.015 | 0 | 0 | 17.1502 | 0 | 0 | 0.9976 | 0
2545 | 107 | 17 | 4 | Thursday | 0 | 0 | 0 | 0 | 5.1885 | 10.3969 | 0.919 | 0 | 0.015 | 0 | 0 | 15.5684 | 0 | 0 | 0.9976 | 0
2546 | 107 | 17 | 4 | Thursday | 1 | 0 | 0 | 0 | 5.1829 | 10.3969 | 0.919 | 0 | 0.015 | 0 | 0 | 15.5684 | 0 | 0 | 0.9976 | 0
2547 | 107 | 17 | 4 | Thursday | 2 | 0 | 0 | 0 | 5.1829 | 10.3969 | 0.919 | 0 | 0.015 | 0 | 0 | 15.5684 | 0 | 0 | 0.9976 | 0
2548 | 107 | 17 | 4 | Thursday | 3 | 0 | 0 | 0 | 5.1829 | 10.3969 | 0.919 | 0 | 0.015 | 0 | 0 | 15.5684 | 0 | 0 | 0.9976 | 0
2549 | 107 | 17 | 4 | Thursday | 4 | 0 | 0 | 0 | 5.6548 | 10.3969 | 0.919 | 0 | 0.015 | 0 | 0 | 16.0403 | 0 | 0 | 0.9976 | 0
2550 | 107 | 17 | 4 | Thursday | 5 | 0 | 0 | 0 | 8.8552 | 14.4831 | 1.471 | 0 | 0.0239 | 0 | 0 | 23.3358 | 0 | 0 | 1.5963 | 0
2551 | 107 | 17 | 4 | Thursday | 6 | 0 | 0 | 0 | 17.0156 | 21.1313 | 1.287 | 0 | 0.0209 | 0 | 0.1572 | 38.1343 | 0 | 0 | 1.3967 | 0
2552 | 107 | 17 | 4 | Thursday | 7 | 0.09 | 3.288 | 1.5816 | 26.8213 | 37.109 | 3.493 | 0 | 0.1736 | 8.4 | 2.1231 | 75.7402 | 0 | 0 | 3.8812 | 0
2553 | 107 | 17 | 4 | Thursday | 8 | 3.849 | 1.543 | 27.1709 | 41.5685 | 79.9326 | 6.434 | 0 | 0.2484 | 16.56 | 9.1859 | 166.9641 | 0 | 0 | 10.8309 | 0
2554 | 107 | 17 | 4 | Thursday | 9 | 1.301 | 0.433 | 27.1709 | 40.6223 | 84.3871 | 6.986 | 0 | 0.1569 | 10.32 | 18.94 | 163.0625 | 0 | 0 | 8.8826 | 0
2555 | 107 | 17 | 4 | Thursday | 10 | 0.95 | 1.649 | 27.1709 | 39.863 | 85.6606 | 7.17 | 0 | 0.2212 | 8.88 | 28.0718 | 163.3648 | 0 | 0 | 8.7305 | 0
2556 | 107 | 17 | 4 | Thursday | 11 | 0.804 | 4.317 | 27.1709 | 38.8409 | 85.6606 | 8.64 | 0 | 0.3915 | 10.32 | 34.9215 | 166.491 | 0 | 0 | 10.18 | 0
2557 | 107 | 17 | 4 | Thursday | 12 | 0.637 | 2.82 | 27.1709 | 36.0163 | 78.8121 | 10.479 | 0 | 0.3344 | 13.92 | 38.8521 | 158.9459 | 0 | 0 | 12.0071 | 0
2558 | 107 | 17 | 4 | Thursday | 13 | 0.304 | 7.558 | 27.1709 | 38.0685 | 85.6606 | 9.927 | 0 | 0.5911 | 11.52 | 39.6898 | 170.2114 | 0 | 0 | 11.0761 | 0
2559 | 107 | 17 | 4 | Thursday | 14 | 0.213 | 9.49 | 27.1709 | 39.1451 | 85.6606 | 6.251 | 0 | 0.6107 | 8.88 | 37.7958 | 169.8823 | 0 | 0 | 6.9959 | 0
2560 | 107 | 17 | 4 | Thursday | 15 | 0.177 | 10.827 | 27.1709 | 39.7806 | 85.6606 | 6.067 | 0 | 0.7069 | 8.88 | 33.4054 | 172.336 | 0 | 0 | 6.7611 | 0
2561 | 107 | 17 | 4 | Thursday | 16 | 0.187 | 11.448 | 27.1709 | 40.5592 | 85.2073 | 8.089 | 0 | 0.7722 | 11.04 | 26.6033 | 175.4702 | 0 | 0 | 8.9648 | 0
2562 | 107 | 17 | 4 | Thursday | 17 | 0.661 | 0.385 | 27.1709 | 31.8642 | 55.9825 | 4.78 | 0 | 0.1085 | 14.88 | 17.8274 | 130.3581 | 0 | 0 | 5.8486 | 0
2563 | 107 | 17 | 4 | Thursday | 18 | 0.703 | 0.358 | 13.5854 | 23.9689 | 40.9205 | 3.861 | 0 | 0.0925 | 4.8 | 8.6214 | 83.6555 | 0 | 0 | 4.8933 | 0
2564 | 107 | 17 | 4 | Thursday | 19 | 0 | 0 | 0 | 24.4029 | 40.0131 | 2.758 | 0 | 0.0449 | 2.88 | 2.6726 | 67.2945 | 0 | 0 | 2.9929 | 0
2565 | 107 | 17 | 4 | Thursday | 20 | 0 | 0 | 0 | 23.8815 | 33.1724 | 3.125 | 0 | 0.0509 | 0.96 | 0.5778 | 58.012 | 0 | 0 | 3.392 | 0
2566 | 107 | 17 | 4 | Thursday | 21 | 0 | 0 | 0 | 24.1068 | 32.719 | 1.471 | 0 | 0.0239 | 0.96 | 0 | 57.7569 | 0 | 0 | 1.5962 | 0
2567 | 107 | 17 | 4 | Thursday | 22 | 0 | 0 | 0 | 12.7362 | 17.8393 | 0.919 | 0 | 0.015 | 0 | 0 | 30.5544 | 0 | 0 | 0.9976 | 0
2568 | 107 | 17 | 4 | Thursday | 23 | 0 | 0 | 0 | 6.1377 | 11.0335 | 0.919 | 0 | 0.015 | 0 | 0 | 17.1502 | 0 | 0 | 0.9976 | 0
2569 | 108 | 18 | 4 | Friday | 0 | 0 | 0 | 0 | 5.1885 | 10.3969 | 0.919 | 0 | 0.015 | 0 | 0 | 15.5684 | 0 | 0 | 0.9976 | 0
2570 | 108 | 18 | 4 | Friday | 1 | 0 | 0 | 0 | 5.1829 | 10.3969 | 0.919 | 0 | 0.015 | 0 | 0 | 15.5684 | 0 | 0 | 0.9976 | 0
2571 | 108 | 18 | 4 | Friday | 2 | 0 | 0 | 0 | 5.1829 | 10.3969 | 0.919 | 0 | 0.015 | 0 | 0 | 15.5684 | 0 | 0 | 0.9976 | 0
2572 | 108 | 18 | 4 | Friday | 3 | 0 | 0 | 0 | 5.1829 | 10.3969 | 0.919 | 0 | 0.015 | 0 | 0 | 15.5684 | 0 | 0 | 0.9976 | 0
2573 | 108 | 18 | 4 | Friday | 4 | 0 | 0 | 0 | 5.6548 | 10.3969 | 0.919 | 0 | 0.015 | 0 | 0 | 16.0403 | 0 | 0 | 0.9976 | 0
2574 | 108 | 18 | 4 | Friday | 5 | 0 | 0 | 0 | 8.8552 | 14.4831 | 1.471 | 0 | 0.0239 | 0 | 0 | 23.3358 | 0 | 0 | 1.5963 | 0
2575 | 108 | 18 | 4 | Friday | 6 | 0 | 0 | 0 | 17.0046 | 21.1313 | 1.287 | 0 | 0.0209 | 0 | 0.1696 | 38.1233 | 0 | 0 | 1.3967 | 0
2576 | 108 | 18 | 4 | Friday | 7 | 0.024 | 3.448 | 1.5816 | 25.8124 | 37.109 | 3.493 | 0 | 0.1737 | 8.4 | 2.2806 | 74.7405 | 0 | 0 | 3.8154 | 0
2577 | 108 | 18 | 4 | Friday | 8 | 3.354 | 1.712 | 27.1709 | 39.1832 | 79.9326 | 6.434 | 0 | 0.2497 | 16.56 | 9.6966 | 164.7418 | 0 | 0 | 10.3364 | 0
2578 | 108 | 18 | 4 | Friday | 9 | 1.032 | 1.445 | 27.1709 | 40.0225 | 84.3871 | 6.986 | 0 | 0.2082 | 10.32 | 19.6675 | 163.4783 | 0 | 0 | 8.6133 | 0
2579 | 108 | 18 | 4 | Friday | 10 | 0.568 | 1.107 | 27.1709 | 39.4861 | 85.6606 | 7.17 | 0 | 0.1857 | 8.88 | 28.4742 | 162.4352 | 0 | 0 | 8.3491 | 0
2580 | 108 | 18 | 4 | Friday | 11 | 0.276 | 7.439 | 27.1709 | 38.6569 | 85.6606 | 8.64 | 0 | 0.5577 | 10.32 | 34.8882 | 169.4485 | 0 | 0 | 9.6529 | 0
2581 | 108 | 18 | 4 | Friday | 12 | 0.162 | 4.254 | 27.1709 | 35.9418 | 78.8121 | 10.479 | 0 | 0.4059 | 13.92 | 38.7608 | 160.3102 | 0 | 0 | 11.5325 | 0
2582 | 108 | 18 | 4 | Friday | 13 | 0.377 | 7.074 | 27.1709 | 38.0587 | 85.6606 | 9.927 | 0 | 0.5732 | 11.52 | 39.9043 | 169.724 | 0 | 0 | 11.149 | 0
2583 | 108 | 18 | 4 | Friday | 14 | 0.001 | 0.176 | 27.1709 | 39.1625 | 85.6606 | 6.251 | 0 | 0.1114 | 8.88 | 38.1591 | 161.1422 | 0 | 0 | 6.784 | 0
2584 | 108 | 18 | 4 | Friday | 15 | 0 | 2.759 | 27.1709 | 39.7824 | 85.6606 | 6.067 | 0 | 0.2489 | 8.88 | 33.7249 | 164.3609 | 0 | 0 | 6.5838 | 0
2585 | 108 | 18 | 4 | Friday | 16 | 0 | 2.948 | 27.1709 | 40.5406 | 85.2073 | 8.089 | 0 | 0.2917 | 11.04 | 26.782 | 167.0459 | 0 | 0 | 8.7782 | 0
2586 | 108 | 18 | 4 | Friday | 17 | 0.012 | 0.068 | 27.1709 | 31.8512 | 55.9825 | 4.78 | 0 | 0.0817 | 14.88 | 18.003 | 130.0168 | 0 | 0 | 5.1998 | 0
2587 | 108 | 18 | 4 | Friday | 18 | 0.299 | 0 | 13.5854 | 23.9782 | 40.9205 | 3.861 | 0 | 0.0673 | 4.8 | 8.7463 | 83.2986 | 0 | 0 | 4.4887 | 0
2588 | 108 | 18 | 4 | Friday | 19 | 0 | 0 | 0 | 24.3891 | 40.0131 | 2.758 | 0 | 0.0449 | 2.88 | 2.6946 | 67.2807 | 0 | 0 | 2.9929 | 0
2589 | 108 | 18 | 4 | Friday | 20 | 0 | 0 | 0 | 23.8678 | 33.1724 | 3.125 | 0 | 0.0509 | 0.96 | 0.5898 | 57.9983 | 0 | 0 | 3.392 | 0
2590 | 108 | 18 | 4 | Friday | 21 | 0 | 0 | 0 | 24.1068 | 32.719 | 1.471 | 0 | 0.0239 | 0.96 | 0 | 57.7569 | 0 | 0 | 1.5962 | 0
2591 | 108 | 18 | 4 | Friday | 22 | 0 | 0 | 0 | 12.7362 | 17.8393 | 0.919 | 0 | 0.015 | 0 | 0 | 30.5544 | 0 | 0 | 0.9976 | 0
2592 | 108 | 18 | 4 | Friday | 23 | 0 | 0 | 0 | 6.1377 | 11.0335 | 0.919 | 0 | 0.015 | 0 | 0 | 17.1502 | 0 | 0 | 0.9976 | 0
2593 | 109 | 19 | 4 | Saturday | 0 | 0 | 0 | 0 | 5.3495 | 10.6091 | 0.919 | 0 | 0.015 | 0 | 0 | 15.9383 | 0 | 0 | 0.9976 | 0
2594 | 109 | 19 | 4 | Saturday | 1 | 0 | 0 | 0 | 5.1845 | 10.3969 | 0.919 | 0 | 0.015 | 0 | 0 | 15.5684 | 0 | 0 | 0.9976 | 0
2595 | 109 | 19 | 4 | Saturday | 2 | 0 | 0 | 0 | 5.1845 | 10.3969 | 0.919 | 0 | 0.015 | 0 | 0 | 15.5684 | 0 | 0 | 0.9976 | 0
2596 | 109 | 19 | 4 | Saturday | 3 | 0 | 0 | 0 | 5.1845 | 10.3969 | 0.919 | 0 | 0.015 | 0 | 0 | 15.5684 | 0 | 0 | 0.9976 | 0
2597 | 109 | 19 | 4 | Saturday | 4 | 0 | 0 | 0 | 5.1845 | 10.3969 | 0.919 | 0 | 0.015 | 0 | 0 | 15.5684 | 0 | 0 | 0.9976 | 0
2598 | 109 | 19 | 4 | Saturday | 5 | 0 | 0 | 0 | 5.6564 | 10.3969 | 1.471 | 0 | 0.0239 | 0 | 0 | 16.0492 | 0 | 0 | 1.5963 | 0
2599 | 109 | 19 | 4 | Saturday | 6 | 0 | 0 | 0 | 10.2089 | 14.454 | 1.287 | 0 | 0.0209 | 0 | 0.1757 | 24.6518 | 0 | 0 | 1.3967 | 0
2600 | 109 | 19 | 4 | Saturday | 7 | 0 | 0 | 0 | 13.3147 | 18.078 | 2.022 | 0 | 0.0329 | 3.84 | 2.3283 | 35.2528 | 0 | 0 | 2.1948 | 0
2601 | 109 | 19 | 4 | Saturday | 8 | 0 | 0 | 0 | 18.4576 | 33.4891 | 2.758 | 0 | 0.0449 | 3.36 | 9.4403 | 55.3268 | 0 | 0 | 2.993 | 0
2602 | 109 | 19 | 4 | Saturday | 9 | 0 | 0 | 0 | 18.5493 | 36.0383 | 3.861 | 0 | 0.0629 | 5.04 | 18.9387 | 59.6712 | 0 | 0 | 4.1901 | 0
2603 | 109 | 19 | 4 | Saturday | 10 | 0 | 0.599 | 0 | 18.4141 | 36.8872 | 3.493 | 0 | 0.089 | 4.32 | 27.9699 | 60.2622 | 0 | 0 | 3.7908 | 0
2604 | 109 | 19 | 4 | Saturday | 11 | 0 | 4.104 | 0 | 17.9615 | 36.8872 | 4.228 | 0 | 0.2903 | 6 | 34.7389 | 65.0214 | 0 | 0 | 4.5891 | 0
2605 | 109 | 19 | 4 | Saturday | 12 | 0 | 5.196 | 0 | 14.3924 | 26.6109 | 3.677 | 0 | 0.3403 | 5.04 | 38.3079 | 51.2993 | 0 | 0 | 3.9906 | 0
2606 | 109 | 19 | 4 | Saturday | 13 | 0 | 5.129 | 0 | 14.2849 | 26.1571 | 3.493 | 0 | 0.3347 | 3.12 | 37.7181 | 48.7425 | 0 | 0 | 3.7909 | 0
2607 | 109 | 19 | 4 | Saturday | 14 | 0 | 5.914 | 0 | 14.384 | 26.1571 | 2.758 | 0 | 0.3682 | 1.92 | 31.9311 | 48.4194 | 0 | 0 | 2.9929 | 0
2608 | 109 | 19 | 4 | Saturday | 15 | 0 | 5.304 | 0 | 14.6374 | 26.1571 | 2.206 | 0 | 0.325 | 0.96 | 24.7137 | 47.0852 | 0 | 0 | 2.3943 | 0
2609 | 109 | 19 | 4 | Saturday | 16 | 0 | 5.826 | 0 | 15.0132 | 26.1571 | 2.574 | 0 | 0.3588 | 1.2 | 21.5114 | 48.2327 | 0 | 0 | 2.7933 | 0
2610 | 109 | 19 | 4 | Saturday | 17 | 0 | 4.833 | 0 | 11.5714 | 19.2871 | 1.287 | 0 | 0.2817 | 1.44 | 16.7516 | 37.1304 | 0 | 0 | 1.3967 | 0
2611 | 109 | 19 | 4 | Saturday | 18 | 0 | 0.605 | 0 | 11.963 | 19.2871 | 1.287 | 0 | 0.0534 | 0 | 8.802 | 31.8164 | 0 | 0 | 1.3967 | 0
2612 | 109 | 19 | 4 | Saturday | 19 | 0 | 1.51 | 0 | 12.6418 | 19.2871 | 1.287 | 0 | 0.102 | 0 | 2.8541 | 33.4054 | 0 | 0 | 1.3967 | 0
2613 | 109 | 19 | 4 | Saturday | 20 | 0 | 0.759 | 0 | 13.7047 | 19.2871 | 1.287 | 0 | 0.0616 | 0 | 0.6284 | 33.7171 | 0 | 0 | 1.3967 | 0
2614 | 109 | 19 | 4 | Saturday | 21 | 0 | 0 | 0 | 13.8282 | 19.2871 | 1.655 | 0 | 0.0269 | 0 | 0 | 33.0823 | 0 | 0 | 1.7958 | 0
2615 | 109 | 19 | 4 | Saturday | 22 | 0 | 0 | 0 | 12.5503 | 17.5892 | 0.919 | 0 | 0.015 | 0 | 0 | 30.1104 | 0 | 0 | 0.9976 | 0
2616 | 109 | 19 | 4 | Saturday | 23 | 0 | 0 | 0 | 6.6175 | 11.0335 | 0.919 | 0 | 0.015 | 0 | 0 | 17.622 | 0 | 0 | 0.9976 | 0
2617 | 110 | 20 | 4 | Sunday | 0 | 0 | 0 | 0 | 5.3583 | 10.6091 | 0.735 | 0 | 0.012 | 0 | 0 | 15.9353 | 0 | 0 | 0.7981 | 0
2618 | 110 | 20 | 4 | Sunday | 1 | 0 | 0 | 0 | 5.2005 | 10.3969 | 0.735 | 0 | 0.012 | 0 | 0 | 15.5654 | 0 | 0 | 0.7982 | 0
2619 | 110 | 20 | 4 | Sunday | 2 | 0 | 0 | 0 | 5.1909 | 10.3969 | 0.735 | 0 | 0.012 | 0 | 0 | 15.5654 | 0 | 0 | 0.7982 | 0
2620 | 110 | 20 | 4 | Sunday | 3 | 0 | 0 | 0 | 5.1909 | 10.3969 | 0.735 | 0 | 0.012 | 0 | 0 | 15.5654 | 0 | 0 | 0.7982 | 0
2621 | 110 | 20 | 4 | Sunday | 4 | 0 | 0 | 0 | 5.1909 | 10.3969 | 0.735 | 0 | 0.012 | 0 | 0 | 15.5654 | 0 | 0 | 0.7982 | 0
2622 | 110 | 20 | 4 | Sunday | 5 | 0 | 0 | 0 | 5.6628 | 10.3969 | 1.287 | 0 | 0.0209 | 0 | 0 | 16.0462 | 0 | 0 | 1.3968 | 0
2623 | 110 | 20 | 4 | Sunday | 6 | 0 | 0 | 0 | 6.1432 | 11.0335 | 0.735 | 0 | 0.012 | 0 | 0.1622 | 17.1472 | 0 | 0 | 0.7981 | 0
2624 | 110 | 20 | 4 | Sunday | 7 | 0 | 0 | 0 | 9.263 | 14.6575 | 0.735 | 0 | 0.012 | 0 | 1.5323 | 23.8909 | 0 | 0 | 0.7982 | 0
2625 | 110 | 20 | 4 | Sunday | 8 | 0 | 0 | 0 | 9.0191 | 15.5065 | 0.735 | 0 | 0.012 | 0 | 4.1585 | 24.4855 | 0 | 0 | 0.7982 | 0
2626 | 110 | 20 | 4 | Sunday | 9 | 0 | 0 | 0 | 8.5663 | 15.5065 | 0.735 | 0 | 0.012 | 0 | 6.4265 | 24.0327 | 0 | 0 | 0.7982 | 0
2627 | 110 | 20 | 4 | Sunday | 10 | 0 | 0 | 0 | 9.1285 | 16.3554 | 0.735 | 0 | 0.012 | 0 | 6.7814 | 25.4535 | 0 | 0 | 0.7982 | 0
2628 | 110 | 20 | 4 | Sunday | 11 | 0 | 0 | 0 | 9.1612 | 16.3554 | 1.103 | 0 | 0.0179 | 0 | 6.291 | 25.4866 | 0 | 0 | 1.1972 | 0
2629 | 110 | 20 | 4 | Sunday | 12 | 0 | 0.754 | 0 | 12.0577 | 20.794 | 1.103 | 0 | 0.0586 | 0 | 8.7849 | 33.5864 | 0 | 0 | 1.1972 | 0
2630 | 110 | 20 | 4 | Sunday | 13 | 0 | 1.512 | 0 | 11.2646 | 20.794 | 1.655 | 0 | 0.1082 | 0 | 17.1958 | 33.5664 | 0 | 0 | 1.7958 | 0
2631 | 110 | 20 | 4 | Sunday | 14 | 0 | 1.372 | 0 | 11.5645 | 20.794 | 1.103 | 0 | 0.0918 | 0 | 20.7709 | 33.7174 | 0 | 0 | 1.1972 | 0
2632 | 110 | 20 | 4 | Sunday | 15 | 0 | 2.625 | 0 | 12.0361 | 20.794 | 0.735 | 0 | 0.1529 | 0 | 19.37 | 35.4486 | 0 | 0 | 0.7981 | 0
2633 | 110 | 20 | 4 | Sunday | 16 | 0 | 1.517 | 0 | 11.8378 | 20.3695 | 0.735 | 0 | 0.0936 | 0 | 18.8824 | 33.6952 | 0 | 0 | 0.7982 | 0
2634 | 110 | 20 | 4 | Sunday | 17 | 0 | 0 | 0 | 11.6266 | 19.916 | 0.735 | 0 | 0.012 | 0 | 14.3009 | 31.5049 | 0 | 0 | 0.7982 | 0
2635 | 110 | 20 | 4 | Sunday | 18 | 0 | 0.626 | 0 | 11.9681 | 19.916 | 0.735 | 0 | 0.0462 | 0 | 8.1695 | 32.4746 | 0 | 0 | 0.7982 | 0
2636 | 110 | 20 | 4 | Sunday | 19 | 0 | 0 | 0 | 12.6577 | 19.916 | 0.735 | 0 | 0.012 | 0 | 3.1219 | 32.5352 | 0 | 0 | 0.7982 | 0
2637 | 110 | 20 | 4 | Sunday | 20 | 0 | 0 | 0 | 13.4917 | 19.916 | 0.735 | 0 | 0.012 | 0 | 0.7085 | 33.3692 | 0 | 0 | 0.7982 | 0
2638 | 110 | 20 | 4 | Sunday | 21 | 0 | 0 | 0 | 13.6956 | 19.916 | 1.287 | 0 | 0.0209 | 0 | 0 | 33.5821 | 0 | 0 | 1.3968 | 0
2639 | 110 | 20 | 4 | Sunday | 22 | 0 | 0 | 0 | 6.2927 | 11.8825 | 0.735 | 0 | 0.012 | 0 | 0 | 18.1552 | 0 | 0 | 0.7981 | 0
2640 | 110 | 20 | 4 | Sunday | 23 | 0 | 0 | 0 | 5.6618 | 11.0335 | 0.735 | 0 | 0.012 | 0 | 0 | 16.6753 | 0 | 0 | 0.7982 | 0
2641 | 111 | 21 | 4 | Monday | 0 | 0 | 0 | 0 | 5.1885 | 10.3969 | 0.919 | 0 | 0.015 | 0 | 0 | 15.5684 | 0 | 0 | 0.9976 | 0
2642 | 111 | 21 | 4 | Monday | 1 | 0 | 0 | 0 | 5.1829 | 10.3969 | 0.919 | 0 | 0.015 | 0 | 0 | 15.5684 | 0 | 0 | 0.9976 | 0
2643 | 111 | 21 | 4 | Monday | 2 | 0 | 0 | 0 | 5.1829 | 10.3969 | 0.919 | 0 | 0.015 | 0 | 0 | 15.5684 | 0 | 0 | 0.9976 | 0
2644 | 111 | 21 | 4 | Monday | 3 | 0 | 0 | 0 | 5.1829 | 10.3969 | 0.919 | 0 | 0.015 | 0 | 0 | 15.5684 | 0 | 0 | 0.9976 | 0
2645 | 111 | 21 | 4 | Monday | 4 | 0 | 0 | 0 | 5.6548 | 10.3969 | 0.919 | 0 | 0.015 | 0 | 0 | 16.0403 | 0 | 0 | 0.9976 | 0
2646 | 111 | 21 | 4 | Monday | 5 | 0 | 0 | 0 | 8.8552 | 14.4831 | 1.471 | 0 | 0.0239 | 0 | 0 | 23.3358 | 0 | 0 | 1.5963 | 0
2647 | 111 | 21 | 4 | Monday | 6 | 0 | 0 | 0 | 17.0162 | 21.1313 | 1.287 | 0 | 0.0209 | 0 | 0.1727 | 38.1349 | 0 | 0 | 1.3967 | 0
2648 | 111 | 21 | 4 | Monday | 7 | 7.061 | 7.832 | 7.2865 | 27.1164 | 37.109 | 3.493 | 0 | 0.4063 | 8.4 | 1.7845 | 83.8043 | 0 | 0 | 10.8514 | 0
2649 | 111 | 21 | 4 | Monday | 8 | 2.553 | 1.144 | 27.1709 | 40.7929 | 79.9326 | 6.434 | 0 | 0.2054 | 16.56 | 6.8766 | 165.7657 | 0 | 0 | 9.535 | 0
2650 | 111 | 21 | 4 | Monday | 9 | 2.048 | 0.761 | 27.1709 | 39.8022 | 84.3871 | 6.986 | 0 | 0.1864 | 10.32 | 16.3272 | 162.5847 | 0 | 0 | 9.6288 | 0
2651 | 111 | 21 | 4 | Monday | 10 | 1.874 | 4.227 | 27.1709 | 39.2652 | 85.6606 | 7.17 | 0 | 0.3759 | 8.88 | 24.2157 | 165.3784 | 0 | 0 | 9.6541 | 0
2652 | 111 | 21 | 4 | Monday | 11 | 1.727 | 6.027 | 27.1709 | 38.4554 | 85.6606 | 8.64 | 0 | 0.4988 | 10.32 | 27.4987 | 167.8421 | 0 | 0 | 11.1032 | 0
2653 | 111 | 21 | 4 | Monday | 12 | 1.718 | 4.962 | 27.1709 | 35.7966 | 78.8121 | 10.479 | 0 | 0.4687 | 13.92 | 28.7473 | 160.9017 | 0 | 0 | 13.0877 | 0
2654 | 111 | 21 | 4 | Monday | 13 | 1.408 | 6.629 | 27.1709 | 37.8041 | 85.6606 | 9.927 | 0 | 0.5485 | 11.52 | 30.963 | 169.0188 | 0 | 0 | 12.1801 | 0
2655 | 111 | 21 | 4 | Monday | 14 | 1.267 | 6.364 | 27.1709 | 38.6773 | 85.6606 | 6.251 | 0 | 0.4715 | 8.88 | 32.5172 | 166.9139 | 0 | 0 | 8.0501 | 0
2656 | 111 | 21 | 4 | Monday | 15 | 1.213 | 8.76 | 27.1709 | 39.4284 | 85.6606 | 6.067 | 0 | 0.6075 | 8.88 | 28.7921 | 170.0848 | 0 | 0 | 7.7967 | 0
2657 | 111 | 21 | 4 | Monday | 16 | 1.286 | 6.252 | 27.1709 | 40.2199 | 85.2073 | 8.089 | 0 | 0.4949 | 11.04 | 22.3757 | 170.0772 | 0 | 0 | 10.0644 | 0
2658 | 111 | 21 | 4 | Monday | 17 | 2.062 | 1.961 | 27.1709 | 31.5676 | 55.9825 | 4.78 | 0 | 0.2146 | 14.88 | 14.9 | 131.6692 | 0 | 0 | 7.2491 | 0
2659 | 111 | 21 | 4 | Monday | 18 | 1.713 | 0.184 | 13.5854 | 23.5418 | 40.9205 | 3.861 | 0 | 0.0982 | 4.8 | 7.9628 | 83.0681 | 0 | 0 | 5.9024 | 0
2660 | 111 | 21 | 4 | Monday | 19 | 0 | 0 | 0 | 24.2104 | 40.0131 | 2.758 | 0 | 0.0449 | 2.88 | 3.1831 | 67.102 | 0 | 0 | 2.9929 | 0
2661 | 111 | 21 | 4 | Monday | 20 | 0 | 0 | 0 | 23.7875 | 33.1724 | 3.125 | 0 | 0.0509 | 0.96 | 0.7093 | 57.918 | 0 | 0 | 3.392 | 0
2662 | 111 | 21 | 4 | Monday | 21 | 0 | 0 | 0 | 24.1068 | 32.719 | 1.471 | 0 | 0.0239 | 0.96 | 0 | 57.7569 | 0 | 0 | 1.5962 | 0
2663 | 111 | 21 | 4 | Monday | 22 | 0 | 0 | 0 | 12.7362 | 17.8393 | 0.919 | 0 | 0.015 | 0 | 0 | 30.5544 | 0 | 0 | 0.9976 | 0
2664 | 111 | 21 | 4 | Monday | 23 | 0 | 0 | 0 | 6.1377 | 11.0335 | 0.919 | 0 | 0.015 | 0 | 0 | 17.1502 | 0 | 0 | 0.9976 | 0
2665 | 112 | 22 | 4 | Tuesday | 0 | 0 | 0 | 0 | 5.1885 | 10.3969 | 0.919 | 0 | 0.015 | 0 | 0 | 15.5684 | 0 | 0 | 0.9976 | 0
2666 | 112 | 22 | 4 | Tuesday | 1 | 0 | 0 | 0 | 5.1829 | 10.3969 | 0.919 | 0 | 0.015 | 0 | 0 | 15.5684 | 0 | 0 | 0.9976 | 0
2667 | 112 | 22 | 4 | Tuesday | 2 | 0 | 0 | 0 | 5.1829 | 10.3969 | 0.919 | 0 | 0.015 | 0 | 0 | 15.5684 | 0 | 0 | 0.9976 | 0
2668 | 112 | 22 | 4 | Tuesday | 3 | 0 | 0 | 0 | 5.1829 | 10.3969 | 0.919 | 0 | 0.015 | 0 | 0 | 15.5684 | 0 | 0 | 0.9976 | 0
2669 | 112 | 22 | 4 | Tuesday | 4 | 0 | 0 | 0 | 5.6548 | 10.3969 | 0.919 | 0 | 0.015 | 0 | 0 | 16.0403 | 0 | 0 | 0.9976 | 0
2670 | 112 | 22 | 4 | Tuesday | 5 | 0 | 0 | 3.4475 | 8.8552 | 14.4831 | 1.471 | 0 | 0.0239 | 0 | 0 | 26.7833 | 0 | 0 | 1.5963 | 0
2671 | 112 | 22 | 4 | Tuesday | 6 | 5.044 | 0 | 3.4475 | 17.0051 | 21.1313 | 1.287 | 0 | 0.097 | 0 | 0.1946 | 41.6473 | 0 | 0 | 6.4404 | 0
2672 | 112 | 22 | 4 | Tuesday | 7 | 4.126 | 4.848 | 7.4014 | 26.3086 | 37.109 | 3.493 | 0 | 0.2874 | 8.4 | 2.4379 | 82.002 | 0 | 0 | 7.9168 | 0
2673 | 112 | 22 | 4 | Tuesday | 8 | 2.119 | 0.748 | 27.1709 | 41.467 | 79.9326 | 6.434 | 0 | 0.1776 | 16.56 | 9.1314 | 166.0342 | 0 | 0 | 9.1018 | 0
2674 | 112 | 22 | 4 | Tuesday | 9 | 1.744 | 0 | 27.1709 | 40.0435 | 84.3871 | 6.986 | 0 | 0.1404 | 10.32 | 17.2527 | 162.0546 | 0 | 0 | 9.3252 | 0
2675 | 112 | 22 | 4 | Tuesday | 10 | 1.504 | 1.765 | 27.1709 | 39.383 | 85.6606 | 7.17 | 0 | 0.235 | 8.88 | 22.3516 | 163.0091 | 0 | 0 | 9.2851 | 0
2676 | 112 | 22 | 4 | Tuesday | 11 | 1.333 | 4.324 | 27.1709 | 38.3928 | 85.6606 | 8.64 | 0 | 0.398 | 10.32 | 24.2573 | 166.0557 | 0 | 0 | 10.7091 | 0
2677 | 112 | 22 | 4 | Tuesday | 12 | 1.241 | 3.755 | 27.1709 | 35.7091 | 78.8121 | 10.479 | 0 | 0.3941 | 13.92 | 25.2126 | 159.5892 | 0 | 0 | 12.6116 | 0
2678 | 112 | 22 | 4 | Tuesday | 13 | 1.024 | 4.236 | 27.1709 | 37.8432 | 85.6606 | 9.927 | 0 | 0.4095 | 11.52 | 25.156 | 166.6382 | 0 | 0 | 11.796 | 0
2679 | 112 | 22 | 4 | Tuesday | 14 | 0.93 | 4.926 | 27.1709 | 38.6058 | 85.6606 | 6.251 | 0 | 0.3859 | 8.88 | 25.5907 | 165.3856 | 0 | 0 | 7.7136 | 0
2680 | 112 | 22 | 4 | Tuesday | 15 | 0.852 | 7.783 | 27.1709 | 39.4197 | 85.6606 | 6.067 | 0 | 0.545 | 8.88 | 24.7134 | 169.0776 | 0 | 0 | 7.4357 | 0
2681 | 112 | 22 | 4 | Tuesday | 16 | 0.885 | 5.083 | 27.1709 | 40.2256 | 85.2073 | 8.089 | 0 | 0.4232 | 11.04 | 21.4482 | 168.8969 | 0 | 0 | 9.6631 | 0
2682 | 112 | 22 | 4 | Tuesday | 17 | 1.56 | 0.209 | 27.1709 | 31.6054 | 55.9825 | 4.78 | 0 | 0.1123 | 14.88 | 15.9221 | 129.9358 | 0 | 0 | 6.747 | 0
2683 | 112 | 22 | 4 | Tuesday | 18 | 1.394 | 0.486 | 13.5854 | 23.4722 | 40.9205 | 3.861 | 0 | 0.1097 | 4.8 | 9.0562 | 83.2982 | 0 | 0 | 5.5841 | 0
2684 | 112 | 22 | 4 | Tuesday | 19 | 0 | 0 | 0 | 23.873 | 40.0131 | 2.758 | 0 | 0.0449 | 2.88 | 3.3345 | 66.7646 | 0 | 0 | 2.9929 | 0
2685 | 112 | 22 | 4 | Tuesday | 20 | 0 | 0 | 0 | 23.757 | 33.1724 | 3.125 | 0 | 0.0509 | 0.96 | 0.7199 | 57.8875 | 0 | 0 | 3.392 | 0
2686 | 112 | 22 | 4 | Tuesday | 21 | 0 | 0 | 0 | 24.1068 | 32.719 | 1.471 | 0 | 0.0239 | 0.96 | 0 | 57.7569 | 0 | 0 | 1.5962 | 0
2687 | 112 | 22 | 4 | Tuesday | 22 | 0 | 0 | 0 | 12.7362 | 17.8393 | 0.919 | 0 | 0.015 | 0 | 0 | 30.5544 | 0 | 0 | 0.9976 | 0
2688 | 112 | 22 | 4 | Tuesday | 23 | 0 | 0 | 0 | 6.1377 | 11.0335 | 0.919 | 0 | 0.015 | 0 | 0 | 17.1502 | 0 | 0 | 0.9976 | 0
2689 | 113 | 23 | 4 | Wednesday | 0 | 0 | 0 | 0 | 5.1885 | 10.3969 | 0.919 | 0 | 0.015 | 0 | 0 | 15.5684 | 0 | 0 | 0.9976 | 0
2690 | 113 | 23 | 4 | Wednesday | 1 | 0 | 0 | 0 | 5.1829 | 10.3969 | 0.919 | 0 | 0.015 | 0 | 0 | 15.5684 | 0 | 0 | 0.9976 | 0
2691 | 113 | 23 | 4 | Wednesday | 2 | 0 | 0 | 0 | 5.1829 | 10.3969 | 0.919 | 0 | 0.015 | 0 | 0 | 15.5684 | 0 | 0 | 0.9976 | 0
2692 | 113 | 23 | 4 | Wednesday | 3 | 0 | 0 | 0 | 5.1829 | 10.3969 | 0.919 | 0 | 0.015 | 0 | 0 | 15.5684 | 0 | 0 | 0.9976 | 0
2693 | 113 | 23 | 4 | Wednesday | 4 | 0 | 0 | 0 | 5.6548 | 10.3969 | 0.919 | 0 | 0.015 | 0 | 0 | 16.0403 | 0 | 0 | 0.9976 | 0
2694 | 113 | 23 | 4 | Wednesday | 5 | 0 | 0 | 0 | 8.8552 | 14.4831 | 1.471 | 0 | 0.0239 | 0 | 0 | 23.3358 | 0 | 0 | 1.5963 | 0
2695 | 113 | 23 | 4 | Wednesday | 6 | 0 | 0 | 0 | 16.9844 | 21.1313 | 1.287 | 0 | 0.0209 | 0 | 0.2311 | 38.103 | 0 | 0 | 1.3967 | 0
2696 | 113 | 23 | 4 | Wednesday | 7 | 5.066 | 2.682 | 6.9281 | 25.7206 | 37.109 | 3.493 | 0 | 0.2709 | 8.4 | 3.1212 | 80.601 | 0 | 0 | 8.8568 | 0
2697 | 113 | 23 | 4 | Wednesday | 8 | 2.989 | 0 | 27.1709 | 40.469 | 79.9326 | 6.434 | 0 | 0.1502 | 16.56 | 9.8599 | 164.2962 | 0 | 0 | 9.9713 | 0
2698 | 113 | 23 | 4 | Wednesday | 9 | 1.649 | 0.738 | 27.1709 | 39.8894 | 84.3871 | 6.986 | 0 | 0.1791 | 10.32 | 18.5126 | 162.6426 | 0 | 0 | 9.23 | 0
2699 | 113 | 23 | 4 | Wednesday | 10 | 1.347 | 0.755 | 27.1709 | 39.46 | 85.6606 | 7.17 | 0 | 0.1786 | 8.88 | 26.1388 | 162.0667 | 0 | 0 | 9.1279 | 0
2700 | 113 | 23 | 4 | Wednesday | 11 | 1.143 | 4.252 | 27.1709 | 38.6501 | 85.6606 | 8.64 | 0 | 0.3907 | 10.32 | 31.2794 | 166.2375 | 0 | 0 | 10.5189 | 0
2701 | 113 | 23 | 4 | Wednesday | 12 | 0.965 | 2.79 | 27.1709 | 35.9184 | 78.8121 | 10.479 | 0 | 0.3382 | 13.92 | 34.8377 | 158.8236 | 0 | 0 | 12.3354 | 0
2702 | 113 | 23 | 4 | Wednesday | 13 | 0.756 | 4.115 | 27.1709 | 37.8637 | 85.6606 | 9.927 | 0 | 0.3985 | 11.52 | 32.7132 | 166.5323 | 0 | 0 | 11.5277 | 0
2703 | 113 | 23 | 4 | Wednesday | 14 | 0.673 | 6.213 | 27.1709 | 38.4872 | 85.6606 | 6.251 | 0 | 0.4574 | 8.88 | 28.7024 | 166.5658 | 0 | 0 | 7.4559 | 0
2704 | 113 | 23 | 4 | Wednesday | 15 | 0.653 | 6.941 | 27.1709 | 39.0373 | 85.6606 | 6.067 | 0 | 0.4934 | 8.88 | 25.1499 | 167.8455 | 0 | 0 | 7.2368 | 0
2705 | 113 | 23 | 4 | Wednesday | 16 | 0.659 | 5.997 | 27.1709 | 39.8802 | 85.2073 | 8.089 | 0 | 0.4735 | 11.04 | 21.485 | 169.4731 | 0 | 0 | 9.437 | 0
2706 | 113 | 23 | 4 | Wednesday | 17 | 1.233 | 0.403 | 27.1709 | 31.6053 | 55.9825 | 4.78 | 0 | 0.1184 | 14.88 | 16.6674 | 130.1264 | 0 | 0 | 6.4199 | 0
2707 | 113 | 23 | 4 | Wednesday | 18 | 0.921 | 0.245 | 13.5854 | 23.779 | 40.9205 | 3.861 | 0 | 0.0896 | 4.8 | 9.3227 | 83.3554 | 0 | 0 | 5.1106 | 0
2708 | 113 | 23 | 4 | Wednesday | 19 | 0 | 0 | 0 | 24.3324 | 40.0131 | 2.758 | 0 | 0.0449 | 2.88 | 3.1151 | 67.224 | 0 | 0 | 2.9929 | 0
2709 | 113 | 23 | 4 | Wednesday | 20 | 0 | 0 | 0 | 23.7899 | 33.1724 | 3.125 | 0 | 0.0509 | 0.96 | 0.6899 | 57.9204 | 0 | 0 | 3.392 | 0
2710 | 113 | 23 | 4 | Wednesday | 21 | 0 | 0 | 0 | 24.1068 | 32.719 | 1.471 | 0 | 0.0239 | 0.96 | 0 | 57.7569 | 0 | 0 | 1.5962 | 0
2711 | 113 | 23 | 4 | Wednesday | 22 | 0 | 0 | 0 | 12.7362 | 17.8393 | 0.919 | 0 | 0.015 | 0 | 0 | 30.5544 | 0 | 0 | 0.9976 | 0
2712 | 113 | 23 | 4 | Wednesday | 23 | 0 | 0 | 0 | 6.1377 | 11.0335 | 0.919 | 0 | 0.015 | 0 | 0 | 17.1502 | 0 | 0 | 0.9976 | 0
2713 | 114 | 24 | 4 | Thursday | 0 | 0 | 0 | 0 | 5.1885 | 10.3969 | 0.919 | 0 | 0.015 | 0 | 0 | 15.5684 | 0 | 0 | 0.9976 | 0
2714 | 114 | 24 | 4 | Thursday | 1 | 0 | 0 | 0 | 5.1829 | 10.3969 | 0.919 | 0 | 0.015 | 0 | 0 | 15.5684 | 0 | 0 | 0.9976 | 0
2715 | 114 | 24 | 4 | Thursday | 2 | 0 | 0 | 0 | 5.1829 | 10.3969 | 0.919 | 0 | 0.015 | 0 | 0 | 15.5684 | 0 | 0 | 0.9976 | 0
2716 | 114 | 24 | 4 | Thursday | 3 | 0 | 0 | 0 | 5.1829 | 10.3969 | 0.919 | 0 | 0.015 | 0 | 0 | 15.5684 | 0 | 0 | 0.9976 | 0
2717 | 114 | 24 | 4 | Thursday | 4 | 0 | 0 | 0 | 5.6548 | 10.3969 | 0.919 | 0 | 0.015 | 0 | 0 | 16.0403 | 0 | 0 | 0.9976 | 0
2718 | 114 | 24 | 4 | Thursday | 5 | 0 | 0 | 0 | 8.8552 | 14.4831 | 1.471 | 0 | 0.0239 | 0 | 0 | 23.3358 | 0 | 0 | 1.5963 | 0
2719 | 114 | 24 | 4 | Thursday | 6 | 0 | 0 | 0 | 17.0067 | 21.1313 | 1.287 | 0 | 0.0209 | 0 | 0.2155 | 38.1254 | 0 | 0 | 1.3967 | 0
2720 | 114 | 24 | 4 | Thursday | 7 | 0.103 | 3.06 | 1.5816 | 26.3064 | 37.109 | 3.493 | 0 | 0.172 | 8.4 | 2.9037 | 75.2118 | 0 | 0 | 3.8936 | 0
2721 | 114 | 24 | 4 | Thursday | 8 | 3.823 | 1.498 | 27.1709 | 40.7133 | 79.9326 | 6.434 | 0 | 0.2454 | 16.56 | 9.5067 | 166.0629 | 0 | 0 | 10.8057 | 0
2722 | 114 | 24 | 4 | Thursday | 9 | 1.213 | 0 | 27.1709 | 40.425 | 84.3871 | 6.986 | 0 | 0.1324 | 10.32 | 17.8292 | 162.4281 | 0 | 0 | 8.7946 | 0
2723 | 114 | 24 | 4 | Thursday | 10 | 0.88 | 1.228 | 27.1709 | 39.5512 | 85.6606 | 7.17 | 0 | 0.1975 | 8.88 | 26.4912 | 162.628 | 0 | 0 | 8.6612 | 0
2724 | 114 | 24 | 4 | Thursday | 11 | 0.664 | 4.751 | 27.1709 | 38.5726 | 85.6606 | 8.64 | 0 | 0.4137 | 10.32 | 33.0354 | 166.6589 | 0 | 0 | 10.0408 | 0
2725 | 114 | 24 | 4 | Thursday | 12 | 0.408 | 2.993 | 27.1709 | 35.8707 | 78.8121 | 10.479 | 0 | 0.3404 | 13.92 | 36.1043 | 158.9715 | 0 | 0 | 11.7788 | 0
2726 | 114 | 24 | 4 | Thursday | 13 | 0.27 | 7.924 | 27.1709 | 37.9761 | 85.6606 | 9.927 | 0 | 0.6075 | 11.52 | 36.6355 | 170.4839 | 0 | 0 | 11.0425 | 0
2727 | 114 | 24 | 4 | Thursday | 14 | 0.206 | 9.147 | 27.1709 | 38.7499 | 85.6606 | 6.251 | 0 | 0.6125 | 8.88 | 31.302 | 169.5574 | 0 | 0 | 6.9888 | 0
2728 | 114 | 24 | 4 | Thursday | 15 | 0.183 | 9.672 | 27.1709 | 39.0242 | 85.6606 | 6.067 | 0 | 0.6423 | 8.88 | 22.8485 | 170.5231 | 0 | 0 | 6.7672 | 0
2729 | 114 | 24 | 4 | Thursday | 16 | 0.217 | 10.457 | 27.1709 | 39.5571 | 85.2073 | 8.089 | 0 | 0.7102 | 11.04 | 17.1029 | 173.2726 | 0 | 0 | 8.9949 | 0
2730 | 114 | 24 | 4 | Thursday | 17 | 0.678 | 0.621 | 27.1709 | 31.2535 | 55.9825 | 4.78 | 0 | 0.1221 | 14.88 | 11.9879 | 129.9866 | 0 | 0 | 5.8657 | 0
2731 | 114 | 24 | 4 | Thursday | 18 | 0.684 | 0.294 | 13.5854 | 23.0932 | 40.9205 | 3.861 | 0 | 0.0888 | 4.8 | 7.5121 | 82.7154 | 0 | 0 | 4.8737 | 0
2732 | 114 | 24 | 4 | Thursday | 19 | 0 | 0 | 0 | 23.0571 | 40.0131 | 2.758 | 0 | 0.0449 | 2.88 | 3.7013 | 65.9487 | 0 | 0 | 2.9929 | 0
2733 | 114 | 24 | 4 | Thursday | 20 | 0 | 0 | 0 | 23.611 | 33.1724 | 3.125 | 0 | 0.0509 | 0.96 | 0.8388 | 57.7415 | 0 | 0 | 3.392 | 0
2734 | 114 | 24 | 4 | Thursday | 21 | 0 | 0 | 0 | 24.1068 | 32.719 | 1.471 | 0 | 0.0239 | 0.96 | 0 | 57.7569 | 0 | 0 | 1.5962 | 0
2735 | 114 | 24 | 4 | Thursday | 22 | 0 | 0 | 0 | 12.7362 | 17.8393 | 0.919 | 0 | 0.015 | 0 | 0 | 30.5544 | 0 | 0 | 0.9976 | 0
2736 | 114 | 24 | 4 | Thursday | 23 | 0 | 0 | 0 | 6.1377 | 11.0335 | 0.919 | 0 | 0.015 | 0 | 0 | 17.1502 | 0 | 0 | 0.9976 | 0
2737 | 115 | 25 | 4 | Friday | 0 | 0 | 0 | 0 | 5.1885 | 10.3969 | 0.919 | 0 | 0.015 | 0 | 0 | 15.5684 | 0 | 0 | 0.9976 | 0
2738 | 115 | 25 | 4 | Friday | 1 | 0 | 0 | 0 | 5.1829 | 10.3969 | 0.919 | 0 | 0.015 | 0 | 0 | 15.5684 | 0 | 0 | 0.9976 | 0
2739 | 115 | 25 | 4 | Friday | 2 | 0 | 0 | 0 | 5.1829 | 10.3969 | 0.919 | 0 | 0.015 | 0 | 0 | 15.5684 | 0 | 0 | 0.9976 | 0
2740 | 115 | 25 | 4 | Friday | 3 | 0 | 0 | 0 | 5.1829 | 10.3969 | 0.919 | 0 | 0.015 | 0 | 0 | 15.5684 | 0 | 0 | 0.9976 | 0
2741 | 115 | 25 | 4 | Friday | 4 | 0 | 0 | 0 | 5.6548 | 10.3969 | 0.919 | 0 | 0.015 | 0 | 0 | 16.0403 | 0 | 0 | 0.9976 | 0
2742 | 115 | 25 | 4 | Friday | 5 | 0 | 0 | 0 | 8.8552 | 14.4831 | 1.471 | 0 | 0.0239 | 0 | 0 | 23.3358 | 0 | 0 | 1.5963 | 0
2743 | 115 | 25 | 4 | Friday | 6 | 0 | 0 | 0 | 17.0006 | 21.1313 | 1.287 | 0 | 0.0209 | 0 | 0.2307 | 38.1193 | 0 | 0 | 1.3967 | 0
2744 | 115 | 25 | 4 | Friday | 7 | 0 | 3.681 | 1.5816 | 26.0406 | 37.109 | 3.493 | 0 | 0.1754 | 8.4 | 3.2343 | 74.9821 | 0 | 0 | 3.791 | 0
2745 | 115 | 25 | 4 | Friday | 8 | 2.594 | 1.76 | 27.1709 | 39.8167 | 79.9326 | 6.434 | 0 | 0.2412 | 16.56 | 10.6885 | 165.4123 | 0 | 0 | 9.5764 | 0
2746 | 115 | 25 | 4 | Friday | 9 | 0.683 | 1.949 | 27.1709 | 39.9214 | 84.3871 | 6.986 | 0 | 0.2305 | 10.32 | 20.1652 | 163.8793 | 0 | 0 | 8.2638 | 0
2747 | 115 | 25 | 4 | Friday | 10 | 0.252 | 2.863 | 27.1709 | 39.4091 | 85.6606 | 7.17 | 0 | 0.2792 | 8.88 | 28.6203 | 164.126 | 0 | 0 | 8.0331 | 0
2748 | 115 | 25 | 4 | Friday | 11 | 0.165 | 8.059 | 27.1709 | 38.6163 | 85.6606 | 8.64 | 0 | 0.5928 | 10.32 | 34.8937 | 170.0346 | 0 | 0 | 9.5416 | 0
2749 | 115 | 25 | 4 | Friday | 12 | 0.597 | 0.176 | 27.1709 | 35.9094 | 78.8121 | 10.479 | 0 | 0.1917 | 13.92 | 38.566 | 156.1772 | 0 | 0 | 11.9674 | 0
2750 | 115 | 25 | 4 | Friday | 13 | 0 | 3.393 | 27.1709 | 38.0114 | 85.6606 | 9.927 | 0 | 0.3488 | 11.52 | 39.5022 | 165.9427 | 0 | 0 | 10.7722 | 0
2751 | 115 | 25 | 4 | Friday | 14 | 0 | 12.301 | 27.1709 | 39.1147 | 85.6606 | 6.251 | 0 | 0.7923 | 8.88 | 37.7913 | 173.4358 | 0 | 0 | 6.7834 | 0
2752 | 115 | 25 | 4 | Friday | 15 | 0 | 22.21 | 27.1709 | 39.7194 | 85.6606 | 6.067 | 0 | 1.3519 | 8.88 | 33.4453 | 183.7082 | 0 | 0 | 6.5838 | 0
2753 | 115 | 25 | 4 | Friday | 16 | 0 | 25.705 | 27.1709 | 40.4673 | 85.2073 | 8.089 | 0 | 1.5727 | 11.04 | 26.7993 | 189.3974 | 0 | 0 | 8.7782 | 0
2754 | 115 | 25 | 4 | Friday | 17 | 0 | 1.962 | 27.1709 | 31.8011 | 55.9825 | 4.78 | 0 | 0.1883 | 14.88 | 18.3112 | 131.9371 | 0 | 0 | 5.1875 | 0
2755 | 115 | 25 | 4 | Friday | 18 | 0 | 5.435 | 13.5854 | 24.301 | 40.9205 | 3.861 | 0 | 0.3719 | 4.8 | 9.2866 | 89.2751 | 0 | 0 | 4.1899 | 0
2756 | 115 | 25 | 4 | Friday | 19 | 0 | 0 | 0 | 24.8203 | 40.0131 | 2.758 | 0 | 0.0449 | 2.88 | 3.298 | 67.7119 | 0 | 0 | 2.9929 | 0
2757 | 115 | 25 | 4 | Friday | 20 | 0 | 0 | 0 | 23.5373 | 33.1724 | 3.125 | 0 | 0.0509 | 0.96 | 1.3295 | 57.6678 | 0 | 0 | 3.392 | 0
2758 | 115 | 25 | 4 | Friday | 21 | 0 | 0 | 0 | 24.106 | 32.719 | 1.471 | 0 | 0.0239 | 0.96 | 0.2122 | 57.7562 | 0 | 0 | 1.5962 | 0
2759 | 115 | 25 | 4 | Friday | 22 | 0 | 0 | 0 | 12.7362 | 17.8393 | 0.919 | 0 | 0.015 | 0 | 0 | 30.5544 | 0 | 0 | 0.9976 | 0
2760 | 115 | 25 | 4 | Friday | 23 | 0 | 0 | 0 | 6.1377 | 11.0335 | 0.919 | 0 | 0.015 | 0 | 0 | 17.1502 | 0 | 0 | 0.9976 | 0
2761 | 116 | 26 | 4 | Saturday | 0 | 0 | 0 | 0 | 5.3495 | 10.6091 | 0.919 | 0 | 0.015 | 0 | 0 | 15.9383 | 0 | 0 | 0.9976 | 0
2762 | 116 | 26 | 4 | Saturday | 1 | 0 | 0 | 0 | 5.1845 | 10.3969 | 0.919 | 0 | 0.015 | 0 | 0 | 15.5684 | 0 | 0 | 0.9976 | 0
2763 | 116 | 26 | 4 | Saturday | 2 | 0 | 0 | 0 | 5.1845 | 10.3969 | 0.919 | 0 | 0.015 | 0 | 0 | 15.5684 | 0 | 0 | 0.9976 | 0
2764 | 116 | 26 | 4 | Saturday | 3 | 0 | 0 | 0 | 5.1845 | 10.3969 | 0.919 | 0 | 0.015 | 0 | 0 | 15.5684 | 0 | 0 | 0.9976 | 0
2765 | 116 | 26 | 4 | Saturday | 4 | 0 | 0 | 0 | 5.1845 | 10.3969 | 0.919 | 0 | 0.015 | 0 | 0 | 15.5684 | 0 | 0 | 0.9976 | 0
2766 | 116 | 26 | 4 | Saturday | 5 | 0 | 0 | 0 | 5.6564 | 10.3969 | 1.471 | 0 | 0.0239 | 0 | 0 | 16.0492 | 0 | 0 | 1.5963 | 0
2767 | 116 | 26 | 4 | Saturday | 6 | 0 | 0 | 0 | 10.2014 | 14.454 | 1.287 | 0 | 0.0209 | 0 | 0.2586 | 24.6444 | 0 | 0 | 1.3967 | 0
2768 | 116 | 26 | 4 | Saturday | 7 | 0 | 0 | 0 | 12.8547 | 18.078 | 2.022 | 0 | 0.0329 | 3.84 | 2.321 | 34.7928 | 0 | 0 | 2.1948 | 0
2769 | 116 | 26 | 4 | Saturday | 8 | 0 | 0 | 0 | 17.4838 | 33.4891 | 2.758 | 0 | 0.0449 | 3.36 | 5.2624 | 54.353 | 0 | 0 | 2.993 | 0
2770 | 116 | 26 | 4 | Saturday | 9 | 0 | 0 | 0 | 18.806 | 36.0383 | 3.861 | 0 | 0.0629 | 5.04 | 7.6677 | 59.928 | 0 | 0 | 4.1901 | 0
2771 | 116 | 26 | 4 | Saturday | 10 | 0 | 1.699 | 0 | 18.977 | 36.8872 | 3.493 | 0 | 0.1481 | 4.32 | 9.4936 | 61.9318 | 0 | 0 | 3.7908 | 0
2772 | 116 | 26 | 4 | Saturday | 11 | 0 | 5.236 | 0 | 18.8226 | 36.8872 | 4.228 | 0 | 0.3525 | 6 | 11.029 | 67.0238 | 0 | 0 | 4.5891 | 0
2773 | 116 | 26 | 4 | Saturday | 12 | 0 | 5.255 | 0 | 15.6714 | 26.6109 | 3.677 | 0 | 0.3432 | 5.04 | 10.3354 | 52.6379 | 0 | 0 | 3.9906 | 0
2774 | 116 | 26 | 4 | Saturday | 13 | 0 | 5.596 | 0 | 15.8926 | 26.1571 | 3.493 | 0 | 0.3594 | 3.12 | 8.1856 | 50.8193 | 0 | 0 | 3.7909 | 0
2775 | 116 | 26 | 4 | Saturday | 14 | 0 | 5.384 | 0 | 15.6128 | 26.1571 | 2.758 | 0 | 0.3362 | 1.92 | 7.1525 | 49.1112 | 0 | 0 | 2.9929 | 0
2776 | 116 | 26 | 4 | Saturday | 15 | 0 | 6.121 | 0 | 15.6728 | 26.1571 | 2.206 | 0 | 0.3689 | 0.96 | 8.0194 | 48.9426 | 0 | 0 | 2.3943 | 0
2777 | 116 | 26 | 4 | Saturday | 16 | 0 | 6.552 | 0 | 15.4885 | 26.1571 | 2.574 | 0 | 0.4025 | 1.2 | 11.4525 | 49.4441 | 0 | 0 | 2.7933 | 0
2778 | 116 | 26 | 4 | Saturday | 17 | 0 | 5.057 | 0 | 11.6062 | 19.2871 | 1.287 | 0 | 0.2947 | 1.44 | 11.1503 | 37.3913 | 0 | 0 | 1.3967 | 0
2779 | 116 | 26 | 4 | Saturday | 18 | 0 | 1.145 | 0 | 11.907 | 19.2871 | 1.287 | 0 | 0.0822 | 0 | 6.938 | 32.3034 | 0 | 0 | 1.3967 | 0
2780 | 116 | 26 | 4 | Saturday | 19 | 0 | 2.281 | 0 | 12.5213 | 19.2871 | 1.287 | 0 | 0.1436 | 0 | 3.459 | 34.0611 | 0 | 0 | 1.3967 | 0
2781 | 116 | 26 | 4 | Saturday | 20 | 0 | 0.649 | 0 | 13.5298 | 19.2871 | 1.287 | 0 | 0.0557 | 0 | 1.4283 | 33.4312 | 0 | 0 | 1.3967 | 0
2782 | 116 | 26 | 4 | Saturday | 21 | 0 | 0 | 0 | 13.8282 | 19.2871 | 1.655 | 0 | 0.0269 | 0 | 0.2341 | 33.0823 | 0 | 0 | 1.7958 | 0
2783 | 116 | 26 | 4 | Saturday | 22 | 0 | 0 | 0 | 12.5503 | 17.5892 | 0.919 | 0 | 0.015 | 0 | 0 | 30.1104 | 0 | 0 | 0.9976 | 0
2784 | 116 | 26 | 4 | Saturday | 23 | 0 | 0 | 0 | 6.6175 | 11.0335 | 0.919 | 0 | 0.015 | 0 | 0 | 17.622 | 0 | 0 | 0.9976 | 0
2785 | 117 | 27 | 4 | Sunday | 0 | 0 | 0 | 0 | 5.3583 | 10.6091 | 0.735 | 0 | 0.012 | 0 | 0 | 15.9353 | 0 | 0 | 0.7981 | 0
2786 | 117 | 27 | 4 | Sunday | 1 | 0 | 0 | 0 | 5.2005 | 10.3969 | 0.735 | 0 | 0.012 | 0 | 0 | 15.5654 | 0 | 0 | 0.7982 | 0
2787 | 117 | 27 | 4 | Sunday | 2 | 0 | 0 | 0 | 5.1909 | 10.3969 | 0.735 | 0 | 0.012 | 0 | 0 | 15.5654 | 0 | 0 | 0.7982 | 0
2788 | 117 | 27 | 4 | Sunday | 3 | 0 | 0 | 0 | 5.1909 | 10.3969 | 0.735 | 0 | 0.012 | 0 | 0 | 15.5654 | 0 | 0 | 0.7982 | 0
2789 | 117 | 27 | 4 | Sunday | 4 | 0 | 0 | 0 | 5.1909 | 10.3969 | 0.735 | 0 | 0.012 | 0 | 0 | 15.5654 | 0 | 0 | 0.7982 | 0
2790 | 117 | 27 | 4 | Sunday | 5 | 0 | 0 | 0 | 5.6628 | 10.3969 | 1.287 | 0 | 0.0209 | 0 | 0 | 16.0462 | 0 | 0 | 1.3968 | 0
2791 | 117 | 27 | 4 | Sunday | 6 | 0 | 0 | 0 | 6.1399 | 11.0335 | 0.735 | 0 | 0.012 | 0 | 0.2399 | 17.1438 | 0 | 0 | 0.7981 | 0
2792 | 117 | 27 | 4 | Sunday | 7 | 0 | 0 | 0 | 8.9608 | 14.6575 | 0.735 | 0 | 0.012 | 0 | 2.5985 | 23.5887 | 0 | 0 | 0.7982 | 0
2793 | 117 | 27 | 4 | Sunday | 8 | 0 | 0 | 0 | 8.8208 | 15.5065 | 0.735 | 0 | 0.012 | 0 | 7.5787 | 24.2872 | 0 | 0 | 0.7982 | 0
2794 | 117 | 27 | 4 | Sunday | 9 | 0 | 0 | 0 | 8.3248 | 15.5065 | 0.735 | 0 | 0.012 | 0 | 13.9733 | 23.7912 | 0 | 0 | 0.7982 | 0
2795 | 117 | 27 | 4 | Sunday | 10 | 0 | 0 | 0 | 8.6281 | 16.3554 | 0.735 | 0 | 0.012 | 0 | 21.0064 | 24.9531 | 0 | 0 | 0.7982 | 0
2796 | 117 | 27 | 4 | Sunday | 11 | 0 | 0.298 | 0 | 8.4179 | 16.3554 | 1.103 | 0 | 0.0339 | 0 | 26.5377 | 25.0433 | 1.4944 | 0 | 1.1972 | 0
2797 | 117 | 27 | 4 | Sunday | 12 | 0 | 2.669 | 0 | 10.732 | 20.794 | 1.103 | 0 | 0.1619 | 0 | 25.9404 | 34.1891 | 0 | 0 | 1.1972 | 0
2798 | 117 | 27 | 4 | Sunday | 13 | 0 | 3.166 | 0 | 10.6757 | 20.794 | 1.655 | 0 | 0.1975 | 0 | 24.8305 | 34.6436 | 0 | 0 | 1.7958 | 0
2799 | 117 | 27 | 4 | Sunday | 14 | 0 | 2.998 | 0 | 11.3463 | 20.794 | 1.103 | 0 | 0.1787 | 0 | 26.0218 | 35.1352 | 0 | 0 | 1.1972 | 0
2800 | 117 | 27 | 4 | Sunday | 15 | 0 | 6.779 | 0 | 11.8457 | 20.794 | 0.735 | 0 | 0.3859 | 0 | 23.6126 | 39.4513 | 0 | 0 | 0.7981 | 0
2801 | 117 | 27 | 4 | Sunday | 16 | 0 | 5.343 | 0 | 11.74 | 20.3695 | 0.735 | 0 | 0.3042 | 0 | 18.1401 | 37.4546 | 0 | 0 | 0.7982 | 0
2802 | 117 | 27 | 4 | Sunday | 17 | 0 | 4.839 | 0 | 11.4871 | 19.916 | 0.735 | 0 | 0.2774 | 0 | 14.2351 | 36.2423 | 0 | 0 | 0.7982 | 0
2803 | 117 | 27 | 4 | Sunday | 18 | 0 | 2.921 | 0 | 11.8378 | 19.916 | 0.735 | 0 | 0.1722 | 0 | 9.1438 | 34.658 | 0 | 0 | 0.7982 | 0
2804 | 117 | 27 | 4 | Sunday | 19 | 0 | 3.288 | 0 | 12.5553 | 19.916 | 0.735 | 0 | 0.1926 | 0 | 3.4357 | 35.7469 | 0 | 0 | 0.7982 | 0
2805 | 117 | 27 | 4 | Sunday | 20 | 0 | 1.272 | 0 | 13.452 | 19.916 | 0.735 | 0 | 0.0816 | 0 | 1.2135 | 34.6115 | 0 | 0 | 0.7982 | 0
2806 | 117 | 27 | 4 | Sunday | 21 | 0 | 0 | 0 | 13.6956 | 19.916 | 1.287 | 0 | 0.0209 | 0 | 0.2111 | 33.5821 | 0 | 0 | 1.3968 | 0
2807 | 117 | 27 | 4 | Sunday | 22 | 0 | 0 | 0 | 6.2927 | 11.8825 | 0.735 | 0 | 0.012 | 0 | 0 | 18.1552 | 0 | 0 | 0.7981 | 0
2808 | 117 | 27 | 4 | Sunday | 23 | 0 | 0 | 0 | 5.6618 | 11.0335 | 0.735 | 0 | 0.012 | 0 | 0 | 16.6753 | 0 | 0 | 0.7982 | 0
2809 | 118 | 28 | 4 | Monday | 0 | 0 | 0 | 0 | 5.1885 | 10.3969 | 0.919 | 0 | 0.015 | 0 | 0 | 15.5684 | 0 | 0 | 0.9976 | 0
2810 | 118 | 28 | 4 | Monday | 1 | 0 | 0 | 0 | 5.1829 | 10.3969 | 0.919 | 0 | 0.015 | 0 | 0 | 15.5684 | 0 | 0 | 0.9976 | 0
2811 | 118 | 28 | 4 | Monday | 2 | 0 | 0 | 0 | 5.1829 | 10.3969 | 0.919 | 0 | 0.015 | 0 | 0 | 15.5684 | 0 | 0 | 0.9976 | 0
2812 | 118 | 28 | 4 | Monday | 3 | 0 | 0 | 0 | 5.1829 | 10.3969 | 0.919 | 0 | 0.015 | 0 | 0 | 15.5684 | 0 | 0 | 0.9976 | 0
2813 | 118 | 28 | 4 | Monday | 4 | 0 | 0 | 0 | 5.6548 | 10.3969 | 0.919 | 0 | 0.015 | 0 | 0 | 16.0403 | 0 | 0 | 0.9976 | 0
2814 | 118 | 28 | 4 | Monday | 5 | 0 | 0 | 0 | 8.8552 | 14.4831 | 1.471 | 0 | 0.0239 | 0 | 0 | 23.3358 | 0 | 0 | 1.5963 | 0
2815 | 118 | 28 | 4 | Monday | 6 | 0 | 0 | 0 | 17.0003 | 21.1313 | 1.287 | 0 | 0.0209 | 0 | 0.2459 | 38.119 | 0 | 0 | 1.3967 | 0
2816 | 118 | 28 | 4 | Monday | 7 | 0 | 12.462 | 3.1631 | 26.1414 | 37.109 | 3.493 | 0 | 0.3533 | 8.4 | 3.5264 | 78.9593 | 0 | 0 | 3.791 | 0
2817 | 118 | 28 | 4 | Monday | 8 | 1.683 | 3.559 | 27.1709 | 41.2602 | 79.9326 | 6.434 | 0 | 0.3252 | 16.56 | 10.7503 | 168.6539 | 0 | 0 | 8.666 | 0
2818 | 118 | 28 | 4 | Monday | 9 | 0.403 | 4.08 | 27.1709 | 40.4609 | 84.3871 | 6.986 | 0 | 0.3428 | 10.32 | 19.534 | 166.5618 | 0 | 0 | 7.984 | 0
2819 | 118 | 28 | 4 | Monday | 10 | 0.211 | 9.375 | 27.1709 | 39.4603 | 85.6606 | 7.17 | 0 | 0.6455 | 8.88 | 28.5957 | 170.7498 | 0 | 0 | 7.9917 | 0
2820 | 118 | 28 | 4 | Monday | 11 | 0.161 | 17.298 | 27.1709 | 38.8739 | 85.6606 | 8.64 | 0 | 1.1151 | 10.32 | 34.933 | 179.13 | 0 | 0 | 9.537 | 0
2821 | 118 | 28 | 4 | Monday | 12 | 0.116 | 13.067 | 27.1709 | 36.8902 | 78.8121 | 10.479 | 0 | 0.8985 | 13.92 | 38.3721 | 169.918 | 0 | 0 | 11.4869 | 0
2822 | 118 | 28 | 4 | Monday | 13 | 0.478 | 0.486 | 27.1709 | 38.2419 | 85.6606 | 9.927 | 0 | 0.1969 | 11.52 | 38.9053 | 163.2511 | 0 | 0 | 11.2496 | 0
2823 | 118 | 28 | 4 | Monday | 14 | 0 | 3.556 | 27.1709 | 39.1998 | 85.6606 | 6.251 | 0 | 0.2943 | 8.88 | 36.5273 | 164.5823 | 0 | 0 | 6.7834 | 0
2824 | 118 | 28 | 4 | Monday | 15 | 0 | 8.619 | 27.1709 | 39.6209 | 85.6606 | 6.067 | 0 | 0.5736 | 8.88 | 31.6061 | 170.1088 | 0 | 0 | 6.5838 | 0
2825 | 118 | 28 | 4 | Monday | 16 | 0 | 9.547 | 27.1709 | 40.1948 | 85.2073 | 8.089 | 0 | 0.6599 | 11.04 | 24.5585 | 173.357 | 0 | 0 | 8.7782 | 0
2826 | 118 | 28 | 4 | Monday | 17 | 0 | 1.833 | 27.1709 | 31.4034 | 55.9825 | 4.78 | 0 | 0.177 | 14.88 | 16.7099 | 131.3458 | 0 | 0 | 5.1875 | 0
2827 | 118 | 28 | 4 | Monday | 18 | 0 | 4.538 | 13.5854 | 23.0082 | 40.9205 | 3.861 | 0 | 0.3175 | 4.8 | 9.2377 | 86.9044 | 0 | 0 | 4.1899 | 0
2828 | 118 | 28 | 4 | Monday | 19 | 0 | 0 | 0 | 22.1137 | 40.0131 | 2.758 | 0 | 0.0449 | 2.88 | 4.2535 | 65.0053 | 0 | 0 | 2.9929 | 0
2829 | 118 | 28 | 4 | Monday | 20 | 0 | 0.577 | 0 | 23.1832 | 33.1724 | 3.125 | 0 | 0.0818 | 0.96 | 1.7618 | 57.8942 | 0 | 0 | 3.392 | 0
2830 | 118 | 28 | 4 | Monday | 21 | 0 | 0 | 0 | 24.1068 | 32.719 | 1.471 | 0 | 0.0239 | 0.96 | 0.2731 | 57.7569 | 0 | 0 | 1.5962 | 0
2831 | 118 | 28 | 4 | Monday | 22 | 0 | 0 | 0 | 12.7362 | 17.8393 | 0.919 | 0 | 0.015 | 0 | 0 | 30.5544 | 0 | 0 | 0.9976 | 0
2832 | 118 | 28 | 4 | Monday | 23 | 0 | 0 | 0 | 6.1377 | 11.0335 | 0.919 | 0 | 0.015 | 0 | 0 | 17.1502 | 0 | 0 | 0.9976 | 0
2833 | 119 | 29 | 4 | Tuesday | 0 | 0 | 0 | 0 | 5.1885 | 10.3969 | 0.919 | 0 | 0.015 | 0 | 0 | 15.5684 | 0 | 0 | 0.9976 | 0
2834 | 119 | 29 | 4 | Tuesday | 1 | 0 | 0 | 0 | 5.1829 | 10.3969 | 0.919 | 0 | 0.015 | 0 | 0 | 15.5684 | 0 | 0 | 0.9976 | 0
2835 | 119 | 29 | 4 | Tuesday | 2 | 0 | 0 | 0 | 5.1829 | 10.3969 | 0.919 | 0 | 0.015 | 0 | 0 | 15.5684 | 0 | 0 | 0.9976 | 0
2836 | 119 | 29 | 4 | Tuesday | 3 | 0 | 0 | 0 | 5.1829 | 10.3969 | 0.919 | 0 | 0.015 | 0 | 0 | 15.5684 | 0 | 0 | 0.9976 | 0
2837 | 119 | 29 | 4 | Tuesday | 4 | 0 | 0 | 0 | 5.6548 | 10.3969 | 0.919 | 0 | 0.015 | 0 | 0 | 16.0403 | 0 | 0 | 0.9976 | 0
2838 | 119 | 29 | 4 | Tuesday | 5 | 0 | 0 | 0 | 8.8552 | 14.4831 | 1.471 | 0 | 0.0239 | 0 | 0 | 23.3358 | 0 | 0 | 1.5963 | 0
2839 | 119 | 29 | 4 | Tuesday | 6 | 0 | 0 | 0 | 16.9601 | 21.1313 | 1.287 | 0 | 0.0209 | 0 | 0.3634 | 38.0788 | 0 | 0 | 1.3967 | 0
2840 | 119 | 29 | 4 | Tuesday | 7 | 0 | 8.661 | 1.5816 | 24.6108 | 37.109 | 3.493 | 0 | 0.23 | 8.4 | 3.4008 | 74.0315 | 0 | 0 | 3.791 | 0
2841 | 119 | 29 | 4 | Tuesday | 8 | 0.101 | 5.012 | 27.1709 | 37.0534 | 79.9326 | 6.434 | 0 | 0.3281 | 16.56 | 8.4824 | 164.5929 | 0 | 0 | 7.0845 | 0
2842 | 119 | 29 | 4 | Tuesday | 9 | 0.017 | 2.545 | 27.1709 | 38.9538 | 84.3871 | 6.986 | 0 | 0.2525 | 10.32 | 14.9085 | 163.5022 | 0 | 0 | 7.5983 | 0
2843 | 119 | 29 | 4 | Tuesday | 10 | 0 | 8.207 | 27.1709 | 38.5377 | 85.6606 | 7.17 | 0 | 0.5677 | 8.88 | 21.6491 | 168.6357 | 0 | 0 | 7.7811 | 0
2844 | 119 | 29 | 4 | Tuesday | 11 | 0 | 15.867 | 27.1709 | 37.9027 | 85.6606 | 8.64 | 0 | 1.0192 | 10.32 | 27.6149 | 176.8483 | 0 | 0 | 9.3765 | 0
2845 | 119 | 29 | 4 | Tuesday | 12 | 0 | 8.939 | 27.1709 | 35.2809 | 78.8121 | 10.479 | 0 | 0.6679 | 13.92 | 30.6473 | 164.3553 | 0 | 0 | 11.3706 | 0
2846 | 119 | 29 | 4 | Tuesday | 13 | 0 | 92.491 | 27.1709 | 37.0861 | 85.6606 | 9.927 | 0 | 1.8387 | 11.52 | 30.6581 | 196.937 | 0 | 0 | 10.7722 | 0
2847 | 119 | 29 | 4 | Tuesday | 14 | 0 | 63.649 | 27.1709 | 37.8258 | 85.6606 | 6.251 | 0 | 1.7409 | 8.88 | 29.6796 | 192.6138 | 0 | 0 | 6.7834 | 0
2848 | 119 | 29 | 4 | Tuesday | 15 | 0 | 79.805 | 27.1709 | 38.4536 | 85.6606 | 6.067 | 0 | 1.7721 | 8.88 | 26.6018 | 195.1041 | 0 | 0 | 6.5838 | 0
2849 | 119 | 29 | 4 | Tuesday | 16 | 0 | 108.154 | 27.1709 | 39.201 | 85.2073 | 8.089 | 0 | 1.8723 | 11.04 | 21.0892 | 201.2068 | 0 | 0 | 8.7782 | 0
2850 | 119 | 29 | 4 | Tuesday | 17 | 0 | 66.192 | 27.1709 | 30.9386 | 55.9825 | 4.78 | 0 | 1.5644 | 14.88 | 14.8309 | 162.6654 | 0 | 0 | 5.1875 | 0
2851 | 119 | 29 | 4 | Tuesday | 18 | 0 | 29.259 | 13.5854 | 22.8329 | 40.9205 | 3.861 | 0 | 0.8335 | 4.8 | 8.9109 | 98.731 | 0 | 0 | 4.1899 | 0
2852 | 119 | 29 | 4 | Tuesday | 19 | 0 | 0 | 0 | 21.6645 | 40.0131 | 2.758 | 0 | 0.0449 | 2.88 | 4.6385 | 64.5561 | 0 | 0 | 2.9929 | 0
2853 | 119 | 29 | 4 | Tuesday | 20 | 0 | 0 | 0 | 23.0345 | 33.1724 | 3.125 | 0 | 0.097 | 0.96 | 1.8862 | 57.2111 | 0 | 0 | 3.392 | 0
2854 | 119 | 29 | 4 | Tuesday | 21 | 0 | 0 | 0 | 24.1068 | 32.719 | 1.471 | 0 | 0.0239 | 0.96 | 0.2983 | 57.7569 | 0 | 0 | 1.5962 | 0
2855 | 119 | 29 | 4 | Tuesday | 22 | 0 | 0 | 0 | 12.7362 | 17.8393 | 0.919 | 0 | 0.015 | 0 | 0 | 30.5544 | 0 | 0 | 0.9976 | 0
2856 | 119 | 29 | 4 | Tuesday | 23 | 0 | 0 | 0 | 6.1377 | 11.0335 | 0.919 | 0 | 0.015 | 0 | 0 | 17.1502 | 0 | 0 | 0.9976 | 0
2857 | 120 | 30 | 4 | Wednesday | 0 | 0 | 0 | 0 | 5.1885 | 10.3969 | 0.919 | 0 | 0.015 | 0 | 0 | 15.5684 | 0 | 0 | 0.9976 | 0
2858 | 120 | 30 | 4 | Wednesday | 1 | 0 | 0 | 0 | 5.1829 | 10.3969 | 0.919 | 0 | 0.015 | 0 | 0 | 15.5684 | 0 | 0 | 0.9976 | 0
2859 | 120 | 30 | 4 | Wednesday | 2 | 0 | 0 | 0 | 5.1829 | 10.3969 | 0.919 | 0 | 0.015 | 0 | 0 | 15.5684 | 0 | 0 | 0.9976 | 0
2860 | 120 | 30 | 4 | Wednesday | 3 | 0 | 0 | 0 | 5.1829 | 10.3969 | 0.919 | 0 | 0.015 | 0 | 0 | 15.5684 | 0 | 0 | 0.9976 | 0
2861 | 120 | 30 | 4 | Wednesday | 4 | 0 | 0 | 0 | 5.6548 | 10.3969 | 0.919 | 0 | 0.015 | 0 | 0 | 16.0403 | 0 | 0 | 0.9976 | 0
2862 | 120 | 30 | 4 | Wednesday | 5 | 0 | 0 | 0 | 8.8552 | 14.4831 | 1.471 | 0 | 0.0239 | 0 | 0 | 23.3358 | 0 | 0 | 1.5963 | 0
2863 | 120 | 30 | 4 | Wednesday | 6 | 0 | 0 | 0 | 17.0089 | 21.1313 | 1.287 | 0 | 0.0209 | 0 | 0.2144 | 38.1276 | 0 | 0 | 1.3967 | 0
2864 | 120 | 30 | 4 | Wednesday | 7 | 0 | 0.354 | 1.5816 | 26.5316 | 37.109 | 3.493 | 0 | 0.1707 | 8.4 | 2.3495 | 74.1246 | 0 | 0 | 3.791 | 0
2865 | 120 | 30 | 4 | Wednesday | 8 | 0 | 0 | 27.1709 | 40.4428 | 79.9326 | 6.434 | 0 | 1.0016 | 16.56 | 6.8082 | 165.1215 | 0 | 0 | 6.9832 | 0
2866 | 120 | 30 | 4 | Wednesday | 9 | 0 | 0 | 27.1709 | 40.1247 | 84.3871 | 6.986 | 0 | 1.0498 | 10.32 | 14.6892 | 163.0453 | 0 | 0 | 7.5814 | 0
2867 | 120 | 30 | 4 | Wednesday | 10 | 0 | 0 | 27.1709 | 40.335 | 85.6606 | 7.17 | 0 | 1.548 | 8.88 | 23.3925 | 163.5959 | 0 | 0 | 7.7811 | 0
2868 | 120 | 30 | 4 | Wednesday | 11 | 0 | 10.605 | 27.1709 | 39.0857 | 85.6606 | 8.64 | 0 | 0.8215 | 10.32 | 28.7911 | 172.8496 | 0 | 0 | 9.3765 | 0
2869 | 120 | 30 | 4 | Wednesday | 12 | 0 | 6.043 | 27.1709 | 36.337 | 78.8121 | 10.479 | 0 | 0.5067 | 13.92 | 27.8024 | 162.5108 | 0 | 0 | 11.3706 | 0
2870 | 120 | 30 | 4 | Wednesday | 13 | 0 | 19.278 | 27.1709 | 38.519 | 85.6606 | 9.927 | 0 | 1.2447 | 11.52 | 22.8037 | 181.7568 | 0 | 0 | 10.7722 | 0
2871 | 120 | 30 | 4 | Wednesday | 14 | 0 | 15.349 | 27.1709 | 39.552 | 85.6606 | 6.251 | 0 | 0.9624 | 8.88 | 18.66 | 176.5339 | 0 | 0 | 6.7834 | 0
2872 | 120 | 30 | 4 | Wednesday | 15 | 0 | 14.384 | 27.1709 | 40.7971 | 85.6606 | 6.067 | 0 | 0.9162 | 8.88 | 14.0254 | 177.0243 | 0 | 0 | 6.5838 | 0
2873 | 120 | 30 | 4 | Wednesday | 16 | 0 | 9.639 | 27.1709 | 41.6783 | 85.2073 | 8.089 | 0 | 0.6742 | 11.04 | 9.66 | 174.9266 | 0 | 0 | 8.7782 | 0
2874 | 120 | 30 | 4 | Wednesday | 17 | 0 | 1.948 | 27.1709 | 32.7925 | 55.9825 | 4.78 | 0 | 0.1861 | 14.88 | 7.4515 | 132.8541 | 0 | 0 | 5.1875 | 0
2875 | 120 | 30 | 4 | Wednesday | 18 | 0 | 0.831 | 13.5854 | 24.6276 | 40.9205 | 3.861 | 0 | 0.1074 | 4.8 | 5.8252 | 84.7796 | 0 | 0 | 4.1899 | 0
2876 | 120 | 30 | 4 | Wednesday | 19 | 0 | 0 | 0 | 24.6788 | 40.0131 | 2.758 | 0 | 0.0449 | 2.88 | 3.2705 | 67.5704 | 0 | 0 | 2.9929 | 0
2877 | 120 | 30 | 4 | Wednesday | 20 | 0 | 0 | 0 | 23.6593 | 33.1724 | 3.125 | 0 | 0.0509 | 0.96 | 1.2489 | 57.7898 | 0 | 0 | 3.392 | 0
2878 | 120 | 30 | 4 | Wednesday | 21 | 0 | 0 | 0 | 24.1068 | 32.719 | 1.471 | 0 | 0.0239 | 0.96 | 0.1902 | 57.7569 | 0 | 0 | 1.5962 | 0
2879 | 120 | 30 | 4 | Wednesday | 22 | 0 | 0 | 0 | 12.7362 | 17.8393 | 0.919 | 0 | 0.015 | 0 | 0 | 30.5544 | 0 | 0 | 0.9976 | 0
2880 | 120 | 30 | 4 | Wednesday | 23 | 0 | 0 | 0 | 6.1377 | 11.0335 | 0.919 | 0 | 0.015 | 0 | 0 | 17.1502 | 0 | 0 | 0.9976 | 0
2881 | 121 | 1 | 5 | Thursday | 0 | 0 | 0 | 0 | 5.1885 | 10.3969 | 0.908 | 0 | 0.0148 | 0 | 0 | 15.5682 | 0 | 0 | 0.9855 | 0
2882 | 121 | 1 | 5 | Thursday | 1 | 0 | 0 | 0 | 5.1829 | 10.3969 | 0.908 | 0 | 0.0148 | 0 | 0 | 15.5682 | 0 | 0 | 0.9855 | 0
2883 | 121 | 1 | 5 | Thursday | 2 | 0 | 0 | 0 | 5.1829 | 10.3969 | 0.908 | 0 | 0.0148 | 0 | 0 | 15.5682 | 0 | 0 | 0.9855 | 0
2884 | 121 | 1 | 5 | Thursday | 3 | 0 | 0 | 0 | 5.1829 | 10.3969 | 0.908 | 0 | 0.0148 | 0 | 0 | 15.5682 | 0 | 0 | 0.9855 | 0
2885 | 121 | 1 | 5 | Thursday | 4 | 0 | 0 | 0 | 5.6548 | 10.3969 | 0.908 | 0 | 0.0148 | 0 | 0 | 16.0401 | 0 | 0 | 0.9855 | 0
2886 | 121 | 1 | 5 | Thursday | 5 | 0 | 0 | 0 | 8.8552 | 14.4831 | 1.453 | 0 | 0.0236 | 0 | 0 | 23.3355 | 0 | 0 | 1.5768 | 0
2887 | 121 | 1 | 5 | Thursday | 6 | 0 | 0 | 0 | 16.8768 | 21.1313 | 1.271 | 0 | 0.0207 | 0 | 0.2953 | 37.9952 | 0 | 0 | 1.3796 | 0
2888 | 121 | 1 | 5 | Thursday | 7 | 0 | 9.21 | 1.5816 | 23.4868 | 37.109 | 3.45 | 0 | 0.2343 | 8.4 | 3.236 | 72.968 | 0 | 0 | 3.7449 | 0
2889 | 121 | 1 | 5 | Thursday | 8 | 0 | 6.509 | 27.1709 | 37.8726 | 79.9326 | 6.356 | 0 | 0.4676 | 16.56 | 9.6913 | 167.3658 | 0 | 0 | 6.8979 | 0
2890 | 121 | 1 | 5 | Thursday | 9 | 0 | 9.339 | 27.1709 | 41.3795 | 84.3871 | 6.901 | 0 | 0.6406 | 10.32 | 19.4731 | 172.7916 | 0 | 0 | 7.4891 | 0
2891 | 121 | 1 | 5 | Thursday | 10 | 0 | 7.762 | 27.1709 | 39.8358 | 85.6606 | 7.082 | 0 | 0.5422 | 8.88 | 28.5427 | 169.2203 | 0 | 0 | 7.686 | 0
2892 | 121 | 1 | 5 | Thursday | 11 | 0 | 5.814 | 27.1709 | 37.6712 | 85.6606 | 8.535 | 0 | 0.459 | 10.32 | 34.9222 | 166.815 | 0 | 0 | 9.2622 | 0
2893 | 121 | 1 | 5 | Thursday | 12 | 0 | 1.49 | 27.1709 | 34.8429 | 78.8121 | 10.351 | 0 | 0.2509 | 13.92 | 38.5233 | 156.4216 | 0 | 0 | 11.232 | 0
2894 | 121 | 1 | 5 | Thursday | 13 | 0 | 26.647 | 27.1709 | 38.246 | 85.6606 | 9.806 | 0 | 1.3969 | 11.52 | 39.3793 | 183.853 | 0 | 0 | 10.6408 | 0
2895 | 121 | 1 | 5 | Thursday | 14 | 0 | 37.278 | 27.1709 | 39.0131 | 85.6606 | 6.174 | 0 | 1.6675 | 8.88 | 37.7027 | 187.3608 | 0 | 0 | 6.7007 | 0
2896 | 121 | 1 | 5 | Thursday | 15 | 0 | 37.409 | 27.1709 | 39.577 | 85.6606 | 5.993 | 0 | 1.6666 | 8.88 | 33.5109 | 187.9239 | 0 | 0 | 6.5037 | 0
2897 | 121 | 1 | 5 | Thursday | 16 | 0 | 44.166 | 27.1709 | 39.9713 | 85.2073 | 7.99 | 0 | 1.7409 | 11.04 | 26.9204 | 190.2508 | 0 | 0 | 8.6711 | 0
2898 | 121 | 1 | 5 | Thursday | 17 | 0 | 4.787 | 27.1709 | 31.9126 | 55.9825 | 4.722 | 0 | 0.2974 | 14.88 | 18.6344 | 134.0127 | 0 | 0 | 5.124 | 0
2899 | 121 | 1 | 5 | Thursday | 18 | 0 | 7.408 | 13.5854 | 23.5707 | 40.9205 | 3.814 | 0 | 0.4876 | 4.8 | 9.9223 | 90.572 | 0 | 0 | 4.1389 | 0
2900 | 121 | 1 | 5 | Thursday | 19 | 0 | 0 | 0 | 22.7293 | 40.0131 | 2.724 | 0 | 0.0443 | 2.88 | 3.6249 | 65.6203 | 0 | 0 | 2.9562 | 0
2901 | 121 | 1 | 5 | Thursday | 20 | 0 | 0 | 0 | 22.9529 | 33.1724 | 3.087 | 0 | 0.0503 | 0.96 | 1.3834 | 57.0828 | 0 | 0 | 3.3506 | 0
2902 | 121 | 1 | 5 | Thursday | 21 | 0 | 0 | 0 | 24.0947 | 32.719 | 1.453 | 0 | 0.0236 | 0.96 | 0.2522 | 57.7446 | 0 | 0 | 1.5767 | 0
2903 | 121 | 1 | 5 | Thursday | 22 | 0 | 0 | 0 | 12.7362 | 17.8393 | 0.908 | 0 | 0.0148 | 0 | 0 | 30.5543 | 0 | 0 | 0.9855 | 0
2904 | 121 | 1 | 5 | Thursday | 23 | 0 | 0 | 0 | 6.1377 | 11.0335 | 0.908 | 0 | 0.0148 | 0 | 0 | 17.15 | 0 | 0 | 0.9855 | 0
2905 | 122 | 2 | 5 | Friday | 0 | 0 | 0 | 0 | 5.1885 | 10.3969 | 0.908 | 0 | 0.0148 | 0 | 0 | 15.5682 | 0 | 0 | 0.9855 | 0
2906 | 122 | 2 | 5 | Friday | 1 | 0 | 0 | 0 | 5.1829 | 10.3969 | 0.908 | 0 | 0.0148 | 0 | 0 | 15.5682 | 0 | 0 | 0.9855 | 0
2907 | 122 | 2 | 5 | Friday | 2 | 0 | 0 | 0 | 5.1829 | 10.3969 | 0.908 | 0 | 0.0148 | 0 | 0 | 15.5682 | 0 | 0 | 0.9855 | 0
2908 | 122 | 2 | 5 | Friday | 3 | 0 | 0 | 0 | 5.1829 | 10.3969 | 0.908 | 0 | 0.0148 | 0 | 0 | 15.5682 | 0 | 0 | 0.9855 | 0
2909 | 122 | 2 | 5 | Friday | 4 | 0 | 0 | 0 | 5.6548 | 10.3969 | 0.908 | 0 | 0.0148 | 0 | 0 | 16.0401 | 0 | 0 | 0.9855 | 0
2910 | 122 | 2 | 5 | Friday | 5 | 0 | 0 | 0 | 8.8552 | 14.4831 | 1.453 | 0 | 0.0236 | 0 | 0 | 23.3355 | 0 | 0 | 1.5768 | 0
2911 | 122 | 2 | 5 | Friday | 6 | 0 | 0 | 0 | 16.9412 | 21.1313 | 1.271 | 0 | 0.0207 | 0 | 0.3283 | 38.0596 | 0 | 0 | 1.3796 | 0
2912 | 122 | 2 | 5 | Friday | 7 | 0 | 7.82 | 1.5816 | 25.0052 | 37.109 | 3.45 | 0 | 0.2145 | 8.4 | 3.5561 | 74.3297 | 0 | 0 | 3.7449 | 0
2913 | 122 | 2 | 5 | Friday | 8 | 0 | 6.518 | 27.1709 | 40.2113 | 79.9326 | 6.356 | 0 | 0.4536 | 16.56 | 10.4292 | 170.2673 | 0 | 0 | 6.8979 | 0
2914 | 122 | 2 | 5 | Friday | 9 | 0 | 4.089 | 27.1709 | 39.7364 | 84.3871 | 6.901 | 0 | 0.3382 | 10.32 | 17.749 | 165.842 | 0 | 0 | 7.4891 | 0
2915 | 122 | 2 | 5 | Friday | 10 | 0 | 5.43 | 27.1709 | 39.1619 | 85.6606 | 7.082 | 0 | 0.4165 | 8.88 | 23.2896 | 166.4624 | 0 | 0 | 7.686 | 0
2916 | 122 | 2 | 5 | Friday | 11 | 0.874 | 6.919 | 27.1709 | 37.7369 | 85.6606 | 8.535 | 0 | 0.547 | 10.32 | 31.3059 | 167.973 | 0 | 0 | 10.1359 | 0
2917 | 122 | 2 | 5 | Friday | 12 | 0 | 0.113 | 27.1709 | 34.8102 | 78.8121 | 10.351 | 0 | 0.1769 | 13.92 | 36.7088 | 155.0031 | 0 | 0 | 11.232 | 0
2918 | 122 | 2 | 5 | Friday | 13 | 0 | 2.542 | 27.1709 | 37.8989 | 85.6606 | 9.806 | 0 | 0.2982 | 11.52 | 37.987 | 164.968 | 0 | 0 | 10.6408 | 0
2919 | 122 | 2 | 5 | Friday | 14 | 0 | 10.586 | 27.1709 | 38.4405 | 85.6606 | 6.174 | 0 | 0.69 | 8.88 | 36.3764 | 170.92 | 0 | 0 | 6.7007 | 0
2920 | 122 | 2 | 5 | Friday | 15 | 0 | 14.6 | 27.1709 | 39.3596 | 85.6606 | 5.993 | 0 | 0.9257 | 8.88 | 32.7071 | 175.9018 | 0 | 0 | 6.5037 | 0
2921 | 122 | 2 | 5 | Friday | 16 | 0 | 14.844 | 27.1709 | 39.9741 | 85.2073 | 7.99 | 0 | 0.9734 | 11.04 | 26.8291 | 178.4953 | 0 | 0 | 8.6711 | 0
2922 | 122 | 2 | 5 | Friday | 17 | 0 | 0.814 | 27.1709 | 31.7626 | 55.9825 | 4.722 | 0 | 0.1207 | 14.88 | 18.6176 | 130.6778 | 0 | 0 | 5.124 | 0
2923 | 122 | 2 | 5 | Friday | 18 | 0 | 0 | 13.5854 | 23.4464 | 40.9205 | 3.814 | 0 | 0.0621 | 4.8 | 9.797 | 82.7616 | 0 | 0 | 4.1389 | 0
2924 | 122 | 2 | 5 | Friday | 19 | 0 | 0 | 0 | 22.9441 | 40.0131 | 2.724 | 0 | 0.0443 | 2.88 | 3.5631 | 65.8352 | 0 | 0 | 2.9562 | 0
2925 | 122 | 2 | 5 | Friday | 20 | 0 | 0 | 0 | 22.9878 | 33.1724 | 3.087 | 0 | 0.0503 | 0.96 | 1.3706 | 57.1177 | 0 | 0 | 3.3506 | 0
2926 | 122 | 2 | 5 | Friday | 21 | 0 | 0 | 0 | 24.0912 | 32.719 | 1.453 | 0 | 0.0236 | 0.96 | 0.2668 | 57.7411 | 0 | 0 | 1.5767 | 0
2927 | 122 | 2 | 5 | Friday | 22 | 0 | 0 | 0 | 12.7362 | 17.8393 | 0.908 | 0 | 0.0148 | 0 | 0 | 30.5543 | 0 | 0 | 0.9855 | 0
2928 | 122 | 2 | 5 | Friday | 23 | 0 | 0 | 0 | 6.1377 | 11.0335 | 0.908 | 0 | 0.0148 | 0 | 0 | 17.15 | 0 | 0 | 0.9855 | 0
2929 | 123 | 3 | 5 | Saturday | 0 | 0 | 0 | 0 | 5.3495 | 10.6091 | 0.908 | 0 | 0.0148 | 0 | 0 | 15.9381 | 0 | 0 | 0.9855 | 0
2930 | 123 | 3 | 5 | Saturday | 1 | 0 | 0 | 0 | 5.1845 | 10.3969 | 0.908 | 0 | 0.0148 | 0 | 0 | 15.5682 | 0 | 0 | 0.9855 | 0
2931 | 123 | 3 | 5 | Saturday | 2 | 0 | 0 | 0 | 5.1845 | 10.3969 | 0.908 | 0 | 0.0148 | 0 | 0 | 15.5682 | 0 | 0 | 0.9855 | 0
2932 | 123 | 3 | 5 | Saturday | 3 | 0 | 0 | 0 | 5.1845 | 10.3969 | 0.908 | 0 | 0.0148 | 0 | 0 | 15.5682 | 0 | 0 | 0.9855 | 0
2933 | 123 | 3 | 5 | Saturday | 4 | 0 | 0 | 0 | 5.1845 | 10.3969 | 0.908 | 0 | 0.0148 | 0 | 0 | 15.5682 | 0 | 0 | 0.9855 | 0
2934 | 123 | 3 | 5 | Saturday | 5 | 0 | 0 | 0 | 5.6564 | 10.3969 | 1.453 | 0 | 0.0236 | 0 | 0 | 16.0489 | 0 | 0 | 1.5768 | 0
2935 | 123 | 3 | 5 | Saturday | 6 | 0 | 0 | 0 | 10.1065 | 14.454 | 1.271 | 0 | 0.0207 | 0 | 0.2886 | 24.5492 | 0 | 0 | 1.3796 | 0
2936 | 123 | 3 | 5 | Saturday | 7 | 0 | 0 | 0 | 12.3215 | 18.078 | 1.998 | 0 | 0.0325 | 3.84 | 3.9818 | 34.2592 | 0 | 0 | 2.168 | 0
2937 | 123 | 3 | 5 | Saturday | 8 | 0 | 0 | 0 | 17.1899 | 33.4891 | 2.724 | 0 | 0.0443 | 3.36 | 11.7657 | 54.0585 | 0 | 0 | 2.9562 | 0
2938 | 123 | 3 | 5 | Saturday | 9 | 0 | 0 | 0 | 18.2854 | 36.0383 | 3.814 | 0 | 0.0621 | 5.04 | 20.9433 | 59.4067 | 0 | 0 | 4.139 | 0
2939 | 123 | 3 | 5 | Saturday | 10 | 0 | 2.212 | 0 | 18.2446 | 36.8872 | 3.45 | 0 | 0.1758 | 4.32 | 28.947 | 61.716 | 0 | 0 | 3.7447 | 0
2940 | 123 | 3 | 5 | Saturday | 11 | 0 | 6.525 | 0 | 17.2868 | 36.8872 | 4.177 | 0 | 0.4254 | 6 | 34.6587 | 66.7901 | 0 | 0 | 4.5333 | 0
2941 | 123 | 3 | 5 | Saturday | 12 | 0 | 6.216 | 0 | 13.741 | 26.6109 | 3.632 | 0 | 0.3968 | 5.04 | 37.9787 | 51.6772 | 0 | 0 | 3.9417 | 0
2942 | 123 | 3 | 5 | Saturday | 13 | 0 | 6.617 | 0 | 14.3234 | 26.1571 | 3.45 | 0 | 0.4153 | 3.12 | 38.9952 | 50.2796 | 0 | 0 | 3.7448 | 0
2943 | 123 | 3 | 5 | Saturday | 14 | 0 | 7.154 | 0 | 14.3087 | 26.1571 | 2.724 | 0 | 0.4337 | 1.92 | 37.0623 | 49.5915 | 0 | 0 | 2.9562 | 0
2944 | 123 | 3 | 5 | Saturday | 15 | 0 | 7.725 | 0 | 14.9662 | 26.1571 | 2.179 | 0 | 0.4564 | 0.96 | 33.0977 | 49.8523 | 0 | 0 | 2.3651 | 0
2945 | 123 | 3 | 5 | Saturday | 16 | 0 | 7.447 | 0 | 15.1574 | 26.1571 | 2.542 | 0 | 0.4473 | 1.2 | 27.1844 | 50.0109 | 0 | 0 | 2.7593 | 0
2946 | 123 | 3 | 5 | Saturday | 17 | 0 | 6.592 | 0 | 11.6262 | 19.2871 | 1.271 | 0 | 0.3782 | 1.44 | 19.06 | 38.9574 | 0 | 0 | 1.3795 | 0
2947 | 123 | 3 | 5 | Saturday | 18 | 0 | 2.238 | 0 | 11.7075 | 19.2871 | 1.271 | 0 | 0.1412 | 0 | 10.2532 | 33.2041 | 0 | 0 | 1.3796 | 0
2948 | 123 | 3 | 5 | Saturday | 19 | 0 | 3.164 | 0 | 12.2626 | 19.2871 | 1.271 | 0 | 0.191 | 0 | 3.678 | 34.6918 | 0 | 0 | 1.3796 | 0
2949 | 123 | 3 | 5 | Saturday | 20 | 0 | 1.376 | 0 | 13.3246 | 19.2871 | 1.271 | 0 | 0.0947 | 0 | 1.354 | 33.9576 | 0 | 0 | 1.3796 | 0
2950 | 123 | 3 | 5 | Saturday | 21 | 0 | 0 | 0 | 13.8189 | 19.2871 | 1.634 | 0 | 0.0266 | 0 | 0.2657 | 33.0727 | 0 | 0 | 1.774 | 0
2951 | 123 | 3 | 5 | Saturday | 22 | 0 | 0 | 0 | 12.5503 | 17.5892 | 0.908 | 0 | 0.0148 | 0 | 0 | 30.1102 | 0 | 0 | 0.9855 | 0
2952 | 123 | 3 | 5 | Saturday | 23 | 0 | 0 | 0 | 6.6175 | 11.0335 | 0.908 | 0 | 0.0148 | 0 | 0 | 17.6218 | 0 | 0 | 0.9855 | 0
2953 | 124 | 4 | 5 | Sunday | 0 | 0 | 0 | 0 | 5.3583 | 10.6091 | 0.726 | 0 | 0.0118 | 0 | 0 | 15.9352 | 0 | 0 | 0.7883 | 0
2954 | 124 | 4 | 5 | Sunday | 1 | 0 | 0 | 0 | 5.2005 | 10.3969 | 0.726 | 0 | 0.0118 | 0 | 0 | 15.5652 | 0 | 0 | 0.7884 | 0
2955 | 124 | 4 | 5 | Sunday | 2 | 0 | 0 | 0 | 5.1909 | 10.3969 | 0.726 | 0 | 0.0118 | 0 | 0 | 15.5652 | 0 | 0 | 0.7884 | 0
2956 | 124 | 4 | 5 | Sunday | 3 | 0 | 0 | 0 | 5.1909 | 10.3969 | 0.726 | 0 | 0.0118 | 0 | 0 | 15.5652 | 0 | 0 | 0.7884 | 0
2957 | 124 | 4 | 5 | Sunday | 4 | 0 | 0 | 0 | 5.1909 | 10.3969 | 0.726 | 0 | 0.0118 | 0 | 0 | 15.5652 | 0 | 0 | 0.7884 | 0
2958 | 124 | 4 | 5 | Sunday | 5 | 0 | 0 | 0 | 5.6628 | 10.3969 | 1.271 | 0 | 0.0207 | 0 | 0.079 | 16.046 | 0 | 0 | 1.3796 | 0
2959 | 124 | 4 | 5 | Sunday | 6 | 0 | 0 | 0 | 6.0299 | 11.0335 | 0.726 | 0 | 0.0118 | 0 | 0.7878 | 17.0337 | 0 | 0 | 0.7883 | 0
2960 | 124 | 4 | 5 | Sunday | 7 | 0 | 0 | 0 | 8.5004 | 14.6575 | 0.726 | 0 | 0.0118 | 0 | 4.0324 | 23.1281 | 0 | 0 | 0.7884 | 0
2961 | 124 | 4 | 5 | Sunday | 8 | 0 | 0 | 0 | 8.6964 | 15.5065 | 0.726 | 0 | 0.0118 | 0 | 10.8835 | 24.1626 | 0 | 0 | 0.7884 | 0
2962 | 124 | 4 | 5 | Sunday | 9 | 0 | 0 | 0 | 8.3572 | 15.5065 | 0.726 | 0 | 0.0118 | 0 | 19.2986 | 23.8235 | 0 | 0 | 0.7884 | 0
2963 | 124 | 4 | 5 | Sunday | 10 | 0 | 0.299 | 0 | 8.61 | 16.3554 | 0.726 | 0 | 0.0279 | 0 | 27.7869 | 25.2355 | 2.5514 | 0 | 0.7884 | 0
2964 | 124 | 4 | 5 | Sunday | 11 | 0 | 1.057 | 0 | 8.033 | 16.3554 | 1.09 | 0 | 0.0743 | 0 | 33.7888 | 25.4219 | 8.3669 | 0 | 1.1825 | 0
2965 | 124 | 4 | 5 | Sunday | 12 | 0 | 4.184 | 0 | 9.6716 | 20.794 | 1.09 | 0 | 0.2439 | 0 | 36.7837 | 34.6536 | 2.1301 | 0 | 1.1825 | 0
2966 | 124 | 4 | 5 | Sunday | 13 | 0 | 4.656 | 0 | 10.3682 | 20.794 | 1.634 | 0 | 0.2783 | 0 | 36.9534 | 35.8361 | 1.1173 | 0 | 1.774 | 0
2967 | 124 | 4 | 5 | Sunday | 14 | 0 | 7.673 | 0 | 11.057 | 20.794 | 1.09 | 0 | 0.4382 | 0 | 34.294 | 39.5026 | 0 | 0 | 1.1825 | 0
2968 | 124 | 4 | 5 | Sunday | 15 | 0 | 9.614 | 0 | 11.9106 | 20.794 | 0.726 | 0 | 0.5421 | 0 | 28.8933 | 42.374 | 0 | 0 | 0.7883 | 0
2969 | 124 | 4 | 5 | Sunday | 16 | 0 | 8.33 | 0 | 11.7324 | 20.3695 | 0.726 | 0 | 0.4724 | 0 | 21.0122 | 40.4627 | 0 | 0 | 0.7884 | 0
2970 | 124 | 4 | 5 | Sunday | 17 | 0 | 7.987 | 0 | 11.4844 | 19.916 | 0.726 | 0 | 0.4424 | 0 | 12.5693 | 39.0658 | 0 | 0 | 0.7884 | 0
2971 | 124 | 4 | 5 | Sunday | 18 | 0 | 4.864 | 0 | 11.8648 | 19.916 | 0.726 | 0 | 0.2646 | 0 | 6.5832 | 36.2941 | 0 | 0 | 0.7884 | 0
2972 | 124 | 4 | 5 | Sunday | 19 | 0 | 5.238 | 0 | 12.6942 | 19.916 | 0.726 | 0 | 0.3002 | 0 | 3.1447 | 37.8517 | 0 | 0 | 0.7884 | 0
2973 | 124 | 4 | 5 | Sunday | 20 | 0 | 1.823 | 0 | 13.39 | 19.916 | 0.726 | 0 | 0.1115 | 0 | 1.1584 | 35.104 | 0 | 0 | 0.7884 | 0
2974 | 124 | 4 | 5 | Sunday | 21 | 0 | 0 | 0 | 13.6956 | 19.916 | 1.271 | 0 | 0.0207 | 0 | 0.1654 | 33.5819 | 0 | 0 | 1.3796 | 0
2975 | 124 | 4 | 5 | Sunday | 22 | 0 | 0 | 0 | 6.2927 | 11.8825 | 0.726 | 0 | 0.0118 | 0 | 0 | 18.155 | 0 | 0 | 0.7883 | 0
2976 | 124 | 4 | 5 | Sunday | 23 | 0 | 0 | 0 | 5.6618 | 11.0335 | 0.726 | 0 | 0.0118 | 0 | 0 | 16.6751 | 0 | 0 | 0.7884 | 0
2977 | 125 | 5 | 5 | Monday | 0 | 0 | 0 | 0 | 5.1885 | 10.3969 | 0.908 | 0 | 0.0148 | 0 | 0 | 15.5682 | 0 | 0 | 0.9855 | 0
2978 | 125 | 5 | 5 | Monday | 1 | 0 | 0 | 0 | 5.1829 | 10.3969 | 0.908 | 0 | 0.0148 | 0 | 0 | 15.5682 | 0 | 0 | 0.9855 | 0
2979 | 125 | 5 | 5 | Monday | 2 | 0 | 0 | 0 | 5.1829 | 10.3969 | 0.908 | 0 | 0.0148 | 0 | 0 | 15.5682 | 0 | 0 | 0.9855 | 0
2980 | 125 | 5 | 5 | Monday | 3 | 0 | 0 | 0 | 5.1829 | 10.3969 | 0.908 | 0 | 0.0148 | 0 | 0 | 15.5682 | 0 | 0 | 0.9855 | 0
2981 | 125 | 5 | 5 | Monday | 4 | 0 | 0 | 0 | 5.6548 | 10.3969 | 0.908 | 0 | 0.0148 | 0 | 0 | 16.0401 | 0 | 0 | 0.9855 | 0
2982 | 125 | 5 | 5 | Monday | 5 | 0 | 0 | 0 | 8.8552 | 14.4831 | 1.453 | 0 | 0.0236 | 0 | 0.0615 | 23.3355 | 0 | 0 | 1.5768 | 0
2983 | 125 | 5 | 5 | Monday | 6 | 0 | 0 | 0 | 16.8856 | 21.1313 | 1.271 | 0 | 0.0207 | 0 | 0.6165 | 38.004 | 0 | 0 | 1.3796 | 0
2984 | 125 | 5 | 5 | Monday | 7 | 0 | 19.893 | 6.3262 | 25.5256 | 37.109 | 3.45 | 0 | 0.5376 | 8.4 | 2.2678 | 84.1322 | 0 | 0 | 3.7449 | 0
2985 | 125 | 5 | 5 | Monday | 8 | 0 | 4.873 | 27.1709 | 43.0029 | 79.9326 | 6.356 | 0 | 0.3731 | 16.56 | 4.4363 | 171.6964 | 0 | 0 | 6.8979 | 0
2986 | 125 | 5 | 5 | Monday | 9 | 0 | 8.377 | 27.1709 | 42.2794 | 84.3871 | 6.901 | 0 | 0.5797 | 10.32 | 8.7416 | 172.7138 | 0 | 0 | 7.4891 | 0
2987 | 125 | 5 | 5 | Monday | 10 | 0 | 14.334 | 27.1709 | 40.1575 | 85.6606 | 7.082 | 0 | 0.8698 | 8.88 | 13.1071 | 175.2023 | 0 | 0 | 7.686 | 0
2988 | 125 | 5 | 5 | Monday | 11 | 0 | 22.753 | 27.1709 | 38.8858 | 85.6606 | 8.535 | 0 | 1.3341 | 10.32 | 15.0734 | 182.5709 | 0 | 0 | 9.2622 | 0
2989 | 125 | 5 | 5 | Monday | 12 | 0 | 16.177 | 27.1709 | 36.0016 | 78.8121 | 10.351 | 0 | 1.0711 | 13.92 | 19.8287 | 171.9177 | 0 | 0 | 11.232 | 0
2990 | 125 | 5 | 5 | Monday | 13 | 0 | 27.101 | 27.1709 | 38.5616 | 85.6606 | 9.806 | 0 | 1.5011 | 11.52 | 22.7172 | 185.7319 | 0 | 0 | 10.6408 | 0
2991 | 125 | 5 | 5 | Monday | 14 | 0 | 28.507 | 27.1709 | 39.186 | 85.6606 | 6.174 | 0 | 1.4245 | 8.88 | 21.5478 | 183.1127 | 0 | 0 | 6.7007 | 0
2992 | 125 | 5 | 5 | Monday | 15 | 0 | 28.735 | 27.1709 | 40.0171 | 85.6606 | 5.993 | 0 | 1.4017 | 8.88 | 19.086 | 183.5082 | 0 | 0 | 6.5037 | 0
2993 | 125 | 5 | 5 | Monday | 16 | 0 | 24.628 | 27.1709 | 40.9445 | 85.2073 | 7.99 | 0 | 1.3582 | 11.04 | 16.3378 | 185.2834 | 0 | 0 | 8.6711 | 0
2994 | 125 | 5 | 5 | Monday | 17 | 0 | 8.773 | 27.1709 | 32.9522 | 55.9825 | 4.722 | 0 | 0.5713 | 14.88 | 10.9266 | 139.8379 | 0 | 0 | 5.124 | 0
2995 | 125 | 5 | 5 | Monday | 18 | 0 | 2.063 | 13.5854 | 25.4086 | 40.9205 | 3.814 | 0 | 0.1739 | 4.8 | 5.9229 | 86.8014 | 0 | 0 | 4.1389 | 0
2996 | 125 | 5 | 5 | Monday | 19 | 0 | 0.188 | 0 | 25.4928 | 40.0131 | 2.724 | 0 | 0.0544 | 2.88 | 2.8247 | 68.5727 | 0 | 0 | 2.9562 | 0
2997 | 125 | 5 | 5 | Monday | 20 | 0 | 0.411 | 0 | 23.698 | 33.1724 | 3.087 | 0 | 0.0723 | 0.96 | 1.1518 | 58.2413 | 0 | 0 | 3.3506 | 0
2998 | 125 | 5 | 5 | Monday | 21 | 0 | 0 | 0 | 24.106 | 32.719 | 1.453 | 0 | 0.0236 | 0.96 | 0.2068 | 57.7559 | 0 | 0 | 1.5767 | 0
2999 | 125 | 5 | 5 | Monday | 22 | 0 | 0 | 0 | 12.7362 | 17.8393 | 0.908 | 0 | 0.0148 | 0 | 0 | 30.5543 | 0 | 0 | 0.9855 | 0
3000 | 125 | 5 | 5 | Monday | 23 | 0 | 0 | 0 | 6.1377 | 11.0335 | 0.908 | 0 | 0.0148 | 0 | 0 | 17.15 | 0 | 0 | 0.9855 | 0
3001 | 126 | 6 | 5 | Tuesday | 0 | 0 | 0 | 0 | 5.1885 | 10.3969 | 0.908 | 0 | 0.0148 | 0 | 0 | 15.5682 | 0 | 0 | 0.9855 | 0
3002 | 126 | 6 | 5 | Tuesday | 1 | 0 | 0 | 0 | 5.1829 | 10.3969 | 0.908 | 0 | 0.0148 | 0 | 0 | 15.5682 | 0 | 0 | 0.9855 | 0
3003 | 126 | 6 | 5 | Tuesday | 2 | 0 | 0 | 0 | 5.1829 | 10.3969 | 0.908 | 0 | 0.0148 | 0 | 0 | 15.5682 | 0 | 0 | 0.9855 | 0
3004 | 126 | 6 | 5 | Tuesday | 3 | 0 | 0 | 0 | 5.1829 | 10.3969 | 0.908 | 0 | 0.0148 | 0 | 0 | 15.5682 | 0 | 0 | 0.9855 | 0
3005 | 126 | 6 | 5 | Tuesday | 4 | 0 | 0 | 0 | 5.6548 | 10.3969 | 0.908 | 0 | 0.0148 | 0 | 0 | 16.0401 | 0 | 0 | 0.9855 | 0
3006 | 126 | 6 | 5 | Tuesday | 5 | 0 | 0 | 0 | 8.8552 | 14.4831 | 1.453 | 0 | 0.0236 | 0 | 0.085 | 23.3355 | 0 | 0 | 1.5768 | 0
3007 | 126 | 6 | 5 | Tuesday | 6 | 0 | 0 | 0 | 16.831 | 21.1313 | 1.271 | 0 | 0.0207 | 0 | 0.8427 | 37.9494 | 0 | 0 | 1.3796 | 0
3008 | 126 | 6 | 5 | Tuesday | 7 | 0 | 10.853 | 1.5816 | 24.9757 | 37.109 | 3.45 | 0 | 0.2597 | 8.4 | 3.3412 | 74.6508 | 0 | 0 | 3.7449 | 0
3009 | 126 | 6 | 5 | Tuesday | 8 | 0.007 | 8.277 | 27.1709 | 40.565 | 79.9326 | 6.356 | 0 | 0.439 | 16.56 | 6.5636 | 170.0226 | 0 | 0 | 6.9046 | 0
3010 | 126 | 6 | 5 | Tuesday | 9 | 0.021 | 2.253 | 27.1709 | 40.8187 | 84.3871 | 6.901 | 0 | 0.2353 | 10.32 | 9.7596 | 165.0713 | 0 | 0 | 7.5105 | 0
3011 | 126 | 6 | 5 | Tuesday | 10 | 0.001 | 7.077 | 27.1709 | 39.0843 | 85.6606 | 7.082 | 0 | 0.5064 | 8.88 | 17.3582 | 168.0436 | 0 | 0 | 7.687 | 0
3012 | 126 | 6 | 5 | Tuesday | 11 | 0 | 14.667 | 27.1709 | 37.1761 | 85.6606 | 8.535 | 0 | 0.9756 | 10.32 | 25.7107 | 175.1519 | 0 | 0 | 9.2622 | 0
3013 | 126 | 6 | 5 | Tuesday | 12 | 0 | 8.092 | 27.1709 | 34.4055 | 78.8121 | 10.351 | 0 | 0.6191 | 13.92 | 31.8798 | 162.6447 | 0 | 0 | 11.232 | 0
3014 | 126 | 6 | 5 | Tuesday | 13 | 0 | 22.344 | 27.1709 | 37.5244 | 85.6606 | 9.806 | 0 | 1.3488 | 11.52 | 36.4972 | 182.3447 | 0 | 0 | 10.6408 | 0
3015 | 126 | 6 | 5 | Tuesday | 14 | 0 | 24.8 | 27.1709 | 38.0292 | 85.6606 | 6.174 | 0 | 1.3425 | 8.88 | 36.7068 | 180.9191 | 0 | 0 | 6.7007 | 0
3016 | 126 | 6 | 5 | Tuesday | 15 | 0 | 25.56 | 27.1709 | 38.6496 | 85.6606 | 5.993 | 0 | 1.3936 | 8.88 | 31.3631 | 182.404 | 0 | 0 | 6.5037 | 0
3017 | 126 | 6 | 5 | Tuesday | 16 | 0 | 27.544 | 27.1709 | 39.1152 | 85.2073 | 7.99 | 0 | 1.5344 | 11.04 | 24.3177 | 186.3725 | 0 | 0 | 8.6711 | 0
3018 | 126 | 6 | 5 | Tuesday | 17 | 0 | 5.934 | 27.1709 | 31.0261 | 55.9825 | 4.722 | 0 | 0.4124 | 14.88 | 17.4787 | 135.1069 | 0 | 0 | 5.124 | 0
3019 | 126 | 6 | 5 | Tuesday | 18 | 0 | 1.546 | 13.5854 | 22.8409 | 40.9205 | 3.814 | 0 | 0.1461 | 4.8 | 10.175 | 83.7137 | 0 | 0 | 4.1389 | 0
3020 | 126 | 6 | 5 | Tuesday | 19 | 0 | 0 | 0 | 21.8304 | 40.0131 | 2.724 | 0 | 0.0443 | 2.88 | 4.4919 | 64.7215 | 0 | 0 | 2.9562 | 0
3021 | 126 | 6 | 5 | Tuesday | 20 | 0 | 0.484 | 0 | 22.2228 | 33.1724 | 3.087 | 0 | 0.0763 | 0.96 | 1.885 | 56.8402 | 0 | 0 | 3.3506 | 0
3022 | 126 | 6 | 5 | Tuesday | 21 | 0 | 0 | 0 | 24.0544 | 32.719 | 1.453 | 0 | 0.0236 | 0.96 | 0.3647 | 57.7043 | 0 | 0 | 1.5767 | 0
3023 | 126 | 6 | 5 | Tuesday | 22 | 0 | 0 | 0 | 12.7362 | 17.8393 | 0.908 | 0 | 0.0148 | 0 | 0 | 30.5543 | 0 | 0 | 0.9855 | 0
3024 | 126 | 6 | 5 | Tuesday | 23 | 0 | 0 | 0 | 6.1377 | 11.0335 | 0.908 | 0 | 0.0148 | 0 | 0 | 17.15 | 0 | 0 | 0.9855 | 0
3025 | 127 | 7 | 5 | Wednesday | 0 | 0 | 0 | 0 | 5.1885 | 10.3969 | 0.908 | 0 | 0.0148 | 0 | 0 | 15.5682 | 0 | 0 | 0.9855 | 0
3026 | 127 | 7 | 5 | Wednesday | 1 | 0 | 0 | 0 | 5.1829 | 10.3969 | 0.908 | 0 | 0.0148 | 0 | 0 | 15.5682 | 0 | 0 | 0.9855 | 0
3027 | 127 | 7 | 5 | Wednesday | 2 | 0 | 0 | 0 | 5.1829 | 10.3969 | 0.908 | 0 | 0.0148 | 0 | 0 | 15.5682 | 0 | 0 | 0.9855 | 0
3028 | 127 | 7 | 5 | Wednesday | 3 | 0 | 0 | 0 | 5.1829 | 10.3969 | 0.908 | 0 | 0.0148 | 0 | 0 | 15.5682 | 0 | 0 | 0.9855 | 0
3029 | 127 | 7 | 5 | Wednesday | 4 | 0 | 0 | 0 | 5.6548 | 10.3969 | 0.908 | 0 | 0.0148 | 0 | 0 | 16.0401 | 0 | 0 | 0.9855 | 0
3030 | 127 | 7 | 5 | Wednesday | 5 | 0 | 0 | 0 | 8.8552 | 14.4831 | 1.453 | 0 | 0.0236 | 0 | 0.0569 | 23.3355 | 0 | 0 | 1.5768 | 0
3031 | 127 | 7 | 5 | Wednesday | 6 | 0 | 0 | 0 | 16.9618 | 21.1313 | 1.271 | 0 | 0.0207 | 0 | 0.5578 | 38.0802 | 0 | 0 | 1.3796 | 0
3032 | 127 | 7 | 5 | Wednesday | 7 | 0 | 9.812 | 1.5816 | 26.1756 | 37.109 | 3.45 | 0 | 0.2438 | 8.4 | 2.2458 | 75.7269 | 0 | 0 | 3.7449 | 0
3033 | 127 | 7 | 5 | Wednesday | 8 | 0.221 | 5.191 | 27.1709 | 40.2687 | 79.9326 | 6.356 | 0 | 0.3742 | 16.56 | 6.2934 | 167.8892 | 0 | 0 | 7.1192 | 0
3034 | 127 | 7 | 5 | Wednesday | 9 | 0.127 | 2.198 | 27.1709 | 39.9216 | 84.3871 | 6.901 | 0 | 0.2337 | 10.32 | 11.1838 | 164.12 | 0 | 0 | 7.6161 | 0
3035 | 127 | 7 | 5 | Wednesday | 10 | 0.089 | 3.155 | 27.1709 | 39.582 | 85.6606 | 7.082 | 0 | 0.2885 | 8.88 | 13.6 | 164.5857 | 0 | 0 | 7.7747 | 0
3036 | 127 | 7 | 5 | Wednesday | 11 | 0.076 | 11.814 | 27.1709 | 39.7831 | 85.6606 | 8.535 | 0 | 0.7996 | 10.32 | 12.1945 | 174.7565 | 0 | 0 | 9.3385 | 0
3037 | 127 | 7 | 5 | Wednesday | 12 | 0.046 | 5.441 | 27.1709 | 38.1487 | 78.8121 | 10.351 | 0 | 0.4681 | 13.92 | 10.965 | 163.7103 | 0 | 0 | 11.2774 | 0
3038 | 127 | 7 | 5 | Wednesday | 13 | 0.048 | 12.907 | 27.1709 | 40.0658 | 85.6606 | 9.806 | 0 | 0.8805 | 11.52 | 12.3153 | 177.3653 | 0 | 0 | 10.6887 | 0
3039 | 127 | 7 | 5 | Wednesday | 14 | 0.041 | 15.138 | 27.1709 | 39.9028 | 85.6606 | 6.174 | 0 | 0.9397 | 8.88 | 13.0998 | 176.4751 | 0 | 0 | 6.7422 | 0
3040 | 127 | 7 | 5 | Wednesday | 15 | 0.036 | 15.614 | 27.1709 | 40.0266 | 85.6606 | 5.993 | 0 | 0.9416 | 8.88 | 12.6638 | 176.6326 | 0 | 0 | 6.5395 | 0
3041 | 127 | 7 | 5 | Wednesday | 16 | 0.046 | 11.576 | 27.1709 | 40.8197 | 85.2073 | 7.99 | 0 | 0.7575 | 11.04 | 9.6129 | 175.4647 | 0 | 0 | 8.7175 | 0
3042 | 127 | 7 | 5 | Wednesday | 17 | 0.085 | 2.255 | 27.1709 | 32.9546 | 55.9825 | 4.722 | 0 | 0.2045 | 14.88 | 5.7989 | 133.3268 | 0 | 0 | 5.2096 | 0
3043 | 127 | 7 | 5 | Wednesday | 18 | 0.095 | 0.225 | 13.5854 | 25.9521 | 40.9205 | 3.814 | 0 | 0.0755 | 4.8 | 3.6849 | 85.4948 | 0 | 0 | 4.2343 | 0
3044 | 127 | 7 | 5 | Wednesday | 19 | 0 | 0 | 0 | 26.2271 | 40.0131 | 2.724 | 0 | 0.0443 | 2.88 | 2.162 | 69.1182 | 0 | 0 | 2.9562 | 0
3045 | 127 | 7 | 5 | Wednesday | 20 | 0 | 0 | 0 | 23.8717 | 33.1724 | 3.087 | 0 | 0.0503 | 0.96 | 0.9672 | 58.0016 | 0 | 0 | 3.3506 | 0
3046 | 127 | 7 | 5 | Wednesday | 21 | 0 | 0 | 0 | 24.1068 | 32.719 | 1.453 | 0 | 0.0236 | 0.96 | 0.197 | 57.7566 | 0 | 0 | 1.5767 | 0
3047 | 127 | 7 | 5 | Wednesday | 22 | 0 | 0 | 0 | 12.7362 | 17.8393 | 0.908 | 0 | 0.0148 | 0 | 0 | 30.5543 | 0 | 0 | 0.9855 | 0
3048 | 127 | 7 | 5 | Wednesday | 23 | 0 | 0 | 0 | 6.1377 | 11.0335 | 0.908 | 0 | 0.0148 | 0 | 0 | 17.15 | 0 | 0 | 0.9855 | 0
3049 | 128 | 8 | 5 | Thursday | 0 | 0 | 0 | 0 | 5.1885 | 10.3969 | 0.908 | 0 | 0.0148 | 0 | 0 | 15.5682 | 0 | 0 | 0.9855 | 0
3050 | 128 | 8 | 5 | Thursday | 1 | 0 | 0 | 0 | 5.1829 | 10.3969 | 0.908 | 0 | 0.0148 | 0 | 0 | 15.5682 | 0 | 0 | 0.9855 | 0
3051 | 128 | 8 | 5 | Thursday | 2 | 0 | 0 | 0 | 5.1829 | 10.3969 | 0.908 | 0 | 0.0148 | 0 | 0 | 15.5682 | 0 | 0 | 0.9855 | 0
3052 | 128 | 8 | 5 | Thursday | 3 | 0 | 0 | 0 | 5.1829 | 10.3969 | 0.908 | 0 | 0.0148 | 0 | 0 | 15.5682 | 0 | 0 | 0.9855 | 0
3053 | 128 | 8 | 5 | Thursday | 4 | 0 | 0 | 0 | 5.6548 | 10.3969 | 0.908 | 0 | 0.0148 | 0 | 0 | 16.0401 | 0 | 0 | 0.9855 | 0
3054 | 128 | 8 | 5 | Thursday | 5 | 0 | 0 | 0 | 8.8552 | 14.4831 | 1.453 | 0 | 0.0236 | 0 | 0 | 23.3355 | 0 | 0 | 1.5768 | 0
3055 | 128 | 8 | 5 | Thursday | 6 | 0 | 0 | 0 | 17.0169 | 21.1313 | 1.271 | 0 | 0.0207 | 0 | 0.1139 | 38.1353 | 0 | 0 | 1.3796 | 0
3056 | 128 | 8 | 5 | Thursday | 7 | 0 | 8.576 | 1.5816 | 28.1844 | 37.109 | 3.45 | 0 | 0.2262 | 8.4 | 0.8685 | 77.5938 | 0 | 0 | 3.7449 | 0
3057 | 128 | 8 | 5 | Thursday | 8 | 0.467 | 3.94 | 27.1709 | 53.3799 | 79.9326 | 6.356 | 0 | 0.3396 | 16.56 | 1.4326 | 180.3835 | 0 | 0 | 7.3647 | 0
3058 | 128 | 8 | 5 | Thursday | 9 | 0.254 | 4.382 | 27.1709 | 55.267 | 84.3871 | 6.901 | 0 | 0.3614 | 10.32 | 1.9613 | 181.6753 | 0 | 0 | 7.7426 | 0
3059 | 128 | 8 | 5 | Thursday | 10 | 0.234 | 1.886 | 27.1709 | 49.4061 | 85.6606 | 7.082 | 0 | 0.221 | 8.88 | 3.4796 | 173.1329 | 0 | 0 | 7.9199 | 0
3060 | 128 | 8 | 5 | Thursday | 11 | 0.237 | 6.373 | 27.1709 | 43.1071 | 85.6606 | 8.535 | 0 | 0.4931 | 10.32 | 5.7584 | 172.8178 | 0 | 0 | 9.4993 | 0
3061 | 128 | 8 | 5 | Thursday | 12 | 0.234 | 3.988 | 27.1709 | 39.668 | 78.8121 | 10.351 | 0 | 0.3906 | 13.92 | 6.4888 | 163.7669 | 0 | 0 | 11.4663 | 0
3062 | 128 | 8 | 5 | Thursday | 13 | 0.228 | 5.805 | 27.1709 | 42.2112 | 85.6606 | 9.806 | 0 | 0.482 | 11.52 | 5.9346 | 172.574 | 0 | 0 | 10.8692 | 0
3063 | 128 | 8 | 5 | Thursday | 14 | 0.211 | 5.422 | 27.1709 | 41.7888 | 85.6606 | 6.174 | 0 | 0.4012 | 8.88 | 6.5004 | 169.0567 | 0 | 0 | 6.9117 | 0
3064 | 128 | 8 | 5 | Thursday | 15 | 0.208 | 8.797 | 27.1709 | 41.3203 | 85.6606 | 5.993 | 0 | 0.59 | 8.88 | 7.4752 | 171.9843 | 0 | 0 | 6.7114 | 0
3065 | 128 | 8 | 5 | Thursday | 16 | 0.199 | 6.537 | 27.1709 | 41.6811 | 85.2073 | 7.99 | 0 | 0.4938 | 11.04 | 7.0415 | 171.8086 | 0 | 0 | 8.8704 | 0
3066 | 128 | 8 | 5 | Thursday | 17 | 0.225 | 1.212 | 27.1709 | 32.9012 | 55.9825 | 4.722 | 0 | 0.1484 | 14.88 | 5.9195 | 132.2237 | 0 | 0 | 5.3493 | 0
3067 | 128 | 8 | 5 | Thursday | 18 | 0.272 | 0 | 13.5854 | 25.44 | 40.9205 | 3.814 | 0 | 0.0661 | 4.8 | 4.3405 | 84.7593 | 0 | 0 | 4.4107 | 0
3068 | 128 | 8 | 5 | Thursday | 19 | 0 | 0 | 0 | 25.1607 | 40.0131 | 2.724 | 0 | 0.0443 | 2.88 | 2.6108 | 68.0518 | 0 | 0 | 2.9562 | 0
3069 | 128 | 8 | 5 | Thursday | 20 | 0 | 0 | 0 | 23.4611 | 33.1724 | 3.087 | 0 | 0.0503 | 0.96 | 1.2404 | 57.591 | 0 | 0 | 3.3506 | 0
3070 | 128 | 8 | 5 | Thursday | 21 | 0 | 0 | 0 | 24.1019 | 32.719 | 1.453 | 0 | 0.0236 | 0.96 | 0.2373 | 57.7518 | 0 | 0 | 1.5767 | 0
3071 | 128 | 8 | 5 | Thursday | 22 | 0 | 0 | 0 | 12.7362 | 17.8393 | 0.908 | 0 | 0.0148 | 0 | 0 | 30.5543 | 0 | 0 | 0.9855 | 0
3072 | 128 | 8 | 5 | Thursday | 23 | 0 | 0 | 0 | 6.1377 | 11.0335 | 0.908 | 0 | 0.0148 | 0 | 0 | 17.15 | 0 | 0 | 0.9855 | 0
3073 | 129 | 9 | 5 | Friday | 0 | 0 | 0 | 0 | 5.1885 | 10.3969 | 0.908 | 0 | 0.0148 | 0 | 0 | 15.5682 | 0 | 0 | 0.9855 | 0
3074 | 129 | 9 | 5 | Friday | 1 | 0 | 0 | 0 | 5.1829 | 10.3969 | 0.908 | 0 | 0.0148 | 0 | 0 | 15.5682 | 0 | 0 | 0.9855 | 0
3075 | 129 | 9 | 5 | Friday | 2 | 0 | 0 | 0 | 5.1829 | 10.3969 | 0.908 | 0 | 0.0148 | 0 | 0 | 15.5682 | 0 | 0 | 0.9855 | 0
3076 | 129 | 9 | 5 | Friday | 3 | 0 | 0 | 0 | 5.1829 | 10.3969 | 0.908 | 0 | 0.0148 | 0 | 0 | 15.5682 | 0 | 0 | 0.9855 | 0
3077 | 129 | 9 | 5 | Friday | 4 | 0 | 0 | 0 | 5.6548 | 10.3969 | 0.908 | 0 | 0.0148 | 0 | 0 | 16.0401 | 0 | 0 | 0.9855 | 0
3078 | 129 | 9 | 5 | Friday | 5 | 0 | 0 | 0 | 8.8552 | 14.4831 | 1.453 | 0 | 0.0236 | 0 | 0.1378 | 23.3355 | 0 | 0 | 1.5768 | 0
3079 | 129 | 9 | 5 | Friday | 6 | 0 | 0 | 0 | 16.3995 | 21.1313 | 1.271 | 0 | 0.0207 | 0 | 1.2707 | 37.5179 | 0 | 0 | 1.3796 | 0
3080 | 129 | 9 | 5 | Friday | 7 | 0 | 6.409 | 1.5816 | 22.2835 | 37.109 | 3.45 | 0 | 0.1995 | 8.4 | 3.9077 | 71.4602 | 0 | 0 | 3.7449 | 0
3081 | 129 | 9 | 5 | Friday | 8 | 1.454 | 2.963 | 27.1709 | 36.3385 | 79.9326 | 6.356 | 0 | 0.3754 | 16.56 | 8.2404 | 163.074 | 0 | 0 | 8.3512 | 0
3082 | 129 | 9 | 5 | Friday | 9 | 0.33 | 0.639 | 27.1709 | 38.7288 | 84.3871 | 6.901 | 0 | 0.152 | 10.32 | 14.9531 | 161.3608 | 0 | 0 | 7.8186 | 0
3083 | 129 | 9 | 5 | Friday | 10 | 0.192 | 3.303 | 27.1709 | 38.7378 | 85.6606 | 7.082 | 0 | 0.2988 | 8.88 | 23.6202 | 163.8926 | 0 | 0 | 7.8781 | 0
3084 | 129 | 9 | 5 | Friday | 11 | 0.156 | 11.109 | 27.1709 | 37.4583 | 85.6606 | 8.535 | 0 | 0.7684 | 10.32 | 29.9477 | 171.96 | 0 | 0 | 9.4177 | 0
3085 | 129 | 9 | 5 | Friday | 12 | 0.099 | 4.094 | 27.1709 | 35.0297 | 78.8121 | 10.351 | 0 | 0.3944 | 13.92 | 32.6296 | 159.2341 | 0 | 0 | 11.3306 | 0
3086 | 129 | 9 | 5 | Friday | 13 | 0.514 | 8.002 | 27.1709 | 38.205 | 85.6606 | 9.806 | 0 | 0.6177 | 11.52 | 33.2386 | 170.6013 | 0 | 0 | 11.1543 | 0
3087 | 129 | 9 | 5 | Friday | 14 | 0 | 7.038 | 27.1709 | 38.7804 | 85.6606 | 6.174 | 0 | 0.488 | 8.88 | 28.2027 | 167.676 | 0 | 0 | 6.7007 | 0
3088 | 129 | 9 | 5 | Friday | 15 | 0 | 5.289 | 27.1709 | 39.821 | 85.6606 | 5.993 | 0 | 0.3846 | 8.88 | 18.1145 | 166.9457 | 0 | 0 | 6.5037 | 0
3089 | 129 | 9 | 5 | Friday | 16 | 0 | 9.664 | 27.1709 | 40.5464 | 85.2073 | 7.99 | 0 | 0.6643 | 11.04 | 11.4558 | 173.8252 | 0 | 0 | 8.6711 | 0
3090 | 129 | 9 | 5 | Friday | 17 | 0 | 2.097 | 27.1709 | 31.6747 | 55.9825 | 4.722 | 0 | 0.1915 | 14.88 | 8.0773 | 131.8996 | 0 | 0 | 5.124 | 0
3091 | 129 | 9 | 5 | Friday | 18 | 0 | 1.191 | 13.5854 | 23.1754 | 40.9205 | 3.814 | 0 | 0.1268 | 4.8 | 6.1433 | 83.7024 | 0 | 0 | 4.1389 | 0
3092 | 129 | 9 | 5 | Friday | 19 | 0 | 0 | 0 | 21.9341 | 40.0131 | 2.724 | 0 | 0.0443 | 2.88 | 3.9694 | 64.8252 | 0 | 0 | 2.9562 | 0
3093 | 129 | 9 | 5 | Friday | 20 | 0 | 0 | 0 | 22.4305 | 33.1724 | 3.087 | 0 | 0.0503 | 0.96 | 1.7394 | 56.5604 | 0 | 0 | 3.3506 | 0
3094 | 129 | 9 | 5 | Friday | 21 | 0 | 0 | 0 | 24.0692 | 32.719 | 1.453 | 0 | 0.0236 | 0.96 | 0.3209 | 57.7191 | 0 | 0 | 1.5767 | 0
3095 | 129 | 9 | 5 | Friday | 22 | 0 | 0 | 0 | 12.7362 | 17.8393 | 0.908 | 0 | 0.0148 | 0 | 0 | 30.5543 | 0 | 0 | 0.9855 | 0
3096 | 129 | 9 | 5 | Friday | 23 | 0 | 0 | 0 | 6.1377 | 11.0335 | 0.908 | 0 | 0.0148 | 0 | 0 | 17.15 | 0 | 0 | 0.9855 | 0
3097 | 130 | 10 | 5 | Saturday | 0 | 0 | 0 | 0 | 5.3495 | 10.6091 | 0.908 | 0 | 0.0148 | 0 | 0 | 15.9381 | 0 | 0 | 0.9855 | 0
3098 | 130 | 10 | 5 | Saturday | 1 | 0 | 0 | 0 | 5.1845 | 10.3969 | 0.908 | 0 | 0.0148 | 0 | 0 | 15.5682 | 0 | 0 | 0.9855 | 0
3099 | 130 | 10 | 5 | Saturday | 2 | 0 | 0 | 0 | 5.1845 | 10.3969 | 0.908 | 0 | 0.0148 | 0 | 0 | 15.5682 | 0 | 0 | 0.9855 | 0
3100 | 130 | 10 | 5 | Saturday | 3 | 0 | 0 | 0 | 5.1845 | 10.3969 | 0.908 | 0 | 0.0148 | 0 | 0 | 15.5682 | 0 | 0 | 0.9855 | 0
3101 | 130 | 10 | 5 | Saturday | 4 | 0 | 0 | 0 | 5.1845 | 10.3969 | 0.908 | 0 | 0.0148 | 0 | 0 | 15.5682 | 0 | 0 | 0.9855 | 0
3102 | 130 | 10 | 5 | Saturday | 5 | 0 | 0 | 0 | 5.6563 | 10.3969 | 1.453 | 0 | 0.0236 | 0 | 0.1048 | 16.0488 | 0 | 0 | 1.5768 | 0
3103 | 130 | 10 | 5 | Saturday | 6 | 0 | 0 | 0 | 9.9214 | 14.454 | 1.271 | 0 | 0.0207 | 0 | 1.0213 | 24.3641 | 0 | 0 | 1.3796 | 0
3104 | 130 | 10 | 5 | Saturday | 7 | 0 | 0 | 0 | 12.3722 | 18.078 | 1.998 | 0 | 0.0325 | 3.84 | 4.131 | 34.3099 | 0 | 0 | 2.168 | 0
3105 | 130 | 10 | 5 | Saturday | 8 | 0 | 0 | 0 | 17.4211 | 33.4891 | 2.724 | 0 | 0.0443 | 3.36 | 9.1743 | 54.2897 | 0 | 0 | 2.9562 | 0
3106 | 130 | 10 | 5 | Saturday | 9 | 0 | 0 | 0 | 18.3208 | 36.0383 | 3.814 | 0 | 0.0621 | 5.04 | 14.7341 | 59.442 | 0 | 0 | 4.139 | 0
3107 | 130 | 10 | 5 | Saturday | 10 | 0 | 2.964 | 0 | 18.4421 | 36.8872 | 3.45 | 0 | 0.2153 | 4.32 | 20.5403 | 62.6691 | 0 | 0 | 3.7447 | 0
3108 | 130 | 10 | 5 | Saturday | 11 | 0 | 6.306 | 0 | 17.6473 | 36.8872 | 4.177 | 0 | 0.4107 | 6 | 21.7545 | 66.9267 | 0 | 0 | 4.5333 | 0
3109 | 130 | 10 | 5 | Saturday | 12 | 0 | 6.448 | 0 | 14.6511 | 26.6109 | 3.632 | 0 | 0.4093 | 5.04 | 18.1499 | 52.8206 | 0 | 0 | 3.9417 | 0
3110 | 130 | 10 | 5 | Saturday | 13 | 0 | 6.745 | 0 | 15.0599 | 26.1571 | 3.45 | 0 | 0.4226 | 3.12 | 17.122 | 51.1455 | 0 | 0 | 3.7448 | 0
3111 | 130 | 10 | 5 | Saturday | 14 | 0 | 6.617 | 0 | 14.8837 | 26.1571 | 2.724 | 0 | 0.4031 | 1.92 | 14.9618 | 49.6235 | 0 | 0 | 2.9562 | 0
3112 | 130 | 10 | 5 | Saturday | 15 | 0 | 7.16 | 0 | 15.1735 | 26.1571 | 2.179 | 0 | 0.425 | 0.96 | 14.5952 | 49.4901 | 0 | 0 | 2.3651 | 0
3113 | 130 | 10 | 5 | Saturday | 16 | 0 | 7.665 | 0 | 15.1985 | 26.1571 | 2.542 | 0 | 0.4634 | 1.2 | 17.7566 | 50.3341 | 0 | 0 | 2.7593 | 0
3114 | 130 | 10 | 5 | Saturday | 17 | 0 | 6.309 | 0 | 11.5402 | 19.2871 | 1.271 | 0 | 0.3665 | 1.44 | 14.9682 | 38.6881 | 0 | 0 | 1.3795 | 0
3115 | 130 | 10 | 5 | Saturday | 18 | 0 | 2.779 | 0 | 11.7377 | 19.2871 | 1.271 | 0 | 0.1713 | 0 | 8.7149 | 33.8225 | 0 | 0 | 1.3796 | 0
3116 | 130 | 10 | 5 | Saturday | 19 | 0 | 3.031 | 0 | 12.4184 | 19.2871 | 1.271 | 0 | 0.1838 | 0 | 3.9555 | 34.7203 | 0 | 0 | 1.3796 | 0
3117 | 130 | 10 | 5 | Saturday | 20 | 0 | 1.396 | 0 | 13.3303 | 19.2871 | 1.271 | 0 | 0.0956 | 0 | 1.6503 | 33.983 | 0 | 0 | 1.3796 | 0
3118 | 130 | 10 | 5 | Saturday | 21 | 0 | 0 | 0 | 13.8034 | 19.2871 | 1.634 | 0 | 0.0266 | 0 | 0.3624 | 33.0571 | 0 | 0 | 1.774 | 0
3119 | 130 | 10 | 5 | Saturday | 22 | 0 | 0 | 0 | 12.5503 | 17.5892 | 0.908 | 0 | 0.0148 | 0 | 0 | 30.1102 | 0 | 0 | 0.9855 | 0
3120 | 130 | 10 | 5 | Saturday | 23 | 0 | 0 | 0 | 6.6175 | 11.0335 | 0.908 | 0 | 0.0148 | 0 | 0 | 17.6218 | 0 | 0 | 0.9855 | 0
3121 | 131 | 11 | 5 | Sunday | 0 | 0 | 0 | 0 | 5.3583 | 10.6091 | 0.726 | 0 | 0.0118 | 0 | 0 | 15.9352 | 0 | 0 | 0.7883 | 0
3122 | 131 | 11 | 5 | Sunday | 1 | 0 | 0 | 0 | 5.2005 | 10.3969 | 0.726 | 0 | 0.0118 | 0 | 0 | 15.5652 | 0 | 0 | 0.7884 | 0
3123 | 131 | 11 | 5 | Sunday | 2 | 0 | 0 | 0 | 5.1909 | 10.3969 | 0.726 | 0 | 0.0118 | 0 | 0 | 15.5652 | 0 | 0 | 0.7884 | 0
3124 | 131 | 11 | 5 | Sunday | 3 | 0 | 0 | 0 | 5.1909 | 10.3969 | 0.726 | 0 | 0.0118 | 0 | 0 | 15.5652 | 0 | 0 | 0.7884 | 0
3125 | 131 | 11 | 5 | Sunday | 4 | 0 | 0 | 0 | 5.1909 | 10.3969 | 0.726 | 0 | 0.0118 | 0 | 0 | 15.5652 | 0 | 0 | 0.7884 | 0
3126 | 131 | 11 | 5 | Sunday | 5 | 0 | 0 | 0 | 5.6613 | 10.3969 | 1.271 | 0 | 0.0207 | 0 | 0.1277 | 16.0444 | 0 | 0 | 1.3796 | 0
3127 | 131 | 11 | 5 | Sunday | 6 | 0 | 0 | 0 | 5.8553 | 11.0335 | 0.726 | 0 | 0.0118 | 0 | 1.1858 | 16.8591 | 0 | 0 | 0.7883 | 0
3128 | 131 | 11 | 5 | Sunday | 7 | 0 | 0 | 0 | 8.1379 | 14.6575 | 0.726 | 0 | 0.0118 | 0 | 3.6305 | 22.7657 | 0 | 0 | 0.7884 | 0
3129 | 131 | 11 | 5 | Sunday | 8 | 0 | 0 | 0 | 8.5223 | 15.5065 | 0.726 | 0 | 0.0118 | 0 | 6.8192 | 23.9886 | 0 | 0 | 0.7884 | 0
3130 | 131 | 11 | 5 | Sunday | 9 | 0 | 0 | 0 | 8.448 | 15.5065 | 0.726 | 0 | 0.0118 | 0 | 9.0786 | 23.9142 | 0 | 0 | 0.7884 | 0
3131 | 131 | 11 | 5 | Sunday | 10 | 0 | 0.599 | 0 | 8.9244 | 16.3554 | 0.726 | 0 | 0.044 | 0 | 11.055 | 25.8524 | 0 | 0 | 0.7884 | 0
3132 | 131 | 11 | 5 | Sunday | 11 | 0 | 2.082 | 0 | 8.8157 | 16.3554 | 1.09 | 0 | 0.1294 | 0 | 12.735 | 27.2363 | 0 | 0 | 1.1825 | 0
3133 | 131 | 11 | 5 | Sunday | 12 | 0 | 4.254 | 0 | 11.9491 | 20.794 | 1.09 | 0 | 0.2476 | 0 | 12.1132 | 37.0015 | 0 | 0 | 1.1825 | 0
3134 | 131 | 11 | 5 | Sunday | 13 | 0 | 5.402 | 0 | 12.1948 | 20.794 | 1.634 | 0 | 0.3239 | 0 | 10.4526 | 38.4201 | 0 | 0 | 1.774 | 0
3135 | 131 | 11 | 5 | Sunday | 14 | 0 | 9.675 | 0 | 12.2649 | 20.794 | 1.09 | 0 | 0.5556 | 0 | 9.9465 | 42.7589 | 0 | 0 | 1.1825 | 0
3136 | 131 | 11 | 5 | Sunday | 15 | 0 | 10.552 | 0 | 12.4727 | 20.794 | 0.726 | 0 | 0.5994 | 0 | 7.6149 | 44.0492 | 0 | 0 | 0.7883 | 0
3137 | 131 | 11 | 5 | Sunday | 16 | 0 | 9.598 | 0 | 12.5883 | 20.3695 | 0.726 | 0 | 0.5472 | 0 | 4.4012 | 42.875 | 0 | 0 | 0.7884 | 0
3138 | 131 | 11 | 5 | Sunday | 17 | 0 | 8.373 | 0 | 12.2177 | 19.916 | 0.726 | 0 | 0.4735 | 0 | 4.3312 | 40.6405 | 0 | 0 | 0.7884 | 0
3139 | 131 | 11 | 5 | Sunday | 18 | 0 | 9.293 | 0 | 12.3432 | 19.916 | 0.726 | 0 | 0.5071 | 0 | 4.0667 | 41.2373 | 0 | 0 | 0.7884 | 0
3140 | 131 | 11 | 5 | Sunday | 19 | 0 | 6.172 | 0 | 12.753 | 19.916 | 0.726 | 0 | 0.3583 | 0 | 2.8263 | 38.9579 | 0 | 0 | 0.7884 | 0
3141 | 131 | 11 | 5 | Sunday | 20 | 0 | 4.255 | 0 | 13.199 | 19.916 | 0.726 | 0 | 0.2478 | 0 | 1.4652 | 37.3674 | 0 | 0 | 0.7884 | 0
3142 | 131 | 11 | 5 | Sunday | 21 | 0 | 0 | 0 | 13.6768 | 19.916 | 1.271 | 0 | 0.0207 | 0 | 0.31 | 33.563 | 0 | 0 | 1.3796 | 0
3143 | 131 | 11 | 5 | Sunday | 22 | 0 | 0 | 0 | 6.2927 | 11.8825 | 0.726 | 0 | 0.0118 | 0 | 0 | 18.155 | 0 | 0 | 0.7883 | 0
3144 | 131 | 11 | 5 | Sunday | 23 | 0 | 0 | 0 | 5.6618 | 11.0335 | 0.726 | 0 | 0.0118 | 0 | 0 | 16.6751 | 0 | 0 | 0.7884 | 0
3145 | 132 | 12 | 5 | Monday | 0 | 0 | 0 | 0 | 5.1885 | 10.3969 | 0.908 | 0 | 0.0148 | 0 | 0 | 15.5682 | 0 | 0 | 0.9855 | 0
3146 | 132 | 12 | 5 | Monday | 1 | 0 | 0 | 0 | 5.1829 | 10.3969 | 0.908 | 0 | 0.0148 | 0 | 0 | 15.5682 | 0 | 0 | 0.9855 | 0
3147 | 132 | 12 | 5 | Monday | 2 | 0 | 0 | 0 | 5.1829 | 10.3969 | 0.908 | 0 | 0.0148 | 0 | 0 | 15.5682 | 0 | 0 | 0.9855 | 0
3148 | 132 | 12 | 5 | Monday | 3 | 0 | 0 | 0 | 5.1829 | 10.3969 | 0.908 | 0 | 0.0148 | 0 | 0 | 15.5682 | 0 | 0 | 0.9855 | 0
3149 | 132 | 12 | 5 | Monday | 4 | 0 | 0 | 0 | 5.6548 | 10.3969 | 0.908 | 0 | 0.0148 | 0 | 0 | 16.0401 | 0 | 0 | 0.9855 | 0
3150 | 132 | 12 | 5 | Monday | 5 | 0 | 0 | 0 | 8.8552 | 14.4831 | 1.453 | 0 | 0.0236 | 0 | 0.0818 | 23.3355 | 0 | 0 | 1.5768 | 0
3151 | 132 | 12 | 5 | Monday | 6 | 0 | 0 | 0 | 16.9174 | 21.1313 | 1.271 | 0 | 0.0207 | 0 | 0.7437 | 38.0359 | 0 | 0 | 1.3796 | 0
3152 | 132 | 12 | 5 | Monday | 7 | 0 | 34.088 | 9.4893 | 26.0201 | 37.109 | 3.45 | 0 | 0.8586 | 8.4 | 2.2796 | 92.1324 | 0 | 0 | 3.7449 | 0
3153 | 132 | 12 | 5 | Monday | 8 | 0 | 17.219 | 27.1709 | 40.5922 | 79.9326 | 6.356 | 0 | 1.0915 | 16.56 | 5.1827 | 181.7565 | 0 | 0 | 6.8979 | 0
3154 | 132 | 12 | 5 | Monday | 9 | 0 | 15.508 | 27.1709 | 40.296 | 84.3871 | 6.901 | 0 | 0.9883 | 10.32 | 10.443 | 177.9194 | 0 | 0 | 7.4891 | 0
3155 | 132 | 12 | 5 | Monday | 10 | 0 | 8.274 | 27.1709 | 39.3514 | 85.6606 | 7.082 | 0 | 0.5723 | 8.88 | 19.3683 | 169.5172 | 0 | 0 | 7.686 | 0
3156 | 132 | 12 | 5 | Monday | 11 | 0 | 24.116 | 27.1709 | 37.6915 | 85.6606 | 8.535 | 0 | 1.4006 | 10.32 | 28.0197 | 182.7482 | 0 | 0 | 9.2622 | 0
3157 | 132 | 12 | 5 | Monday | 12 | 0 | 4.778 | 27.1709 | 34.753 | 78.8121 | 10.351 | 0 | 0.4228 | 13.92 | 31.9701 | 159.4862 | 0 | 0 | 11.232 | 0
3158 | 132 | 12 | 5 | Monday | 13 | 0 | 36.22 | 27.1709 | 37.8874 | 85.6606 | 9.806 | 0 | 1.6522 | 11.52 | 29.6541 | 187.3652 | 0 | 0 | 10.6408 | 0
3159 | 132 | 12 | 5 | Monday | 14 | 0 | 37.602 | 27.1709 | 39.2267 | 85.6606 | 6.174 | 0 | 1.6676 | 8.88 | 20.8194 | 187.5746 | 0 | 0 | 6.7007 | 0
3160 | 132 | 12 | 5 | Monday | 15 | 0 | 21.242 | 27.1709 | 40.1496 | 85.6606 | 5.993 | 0 | 1.1955 | 8.88 | 14.2604 | 181.1258 | 0 | 0 | 6.5037 | 0
3161 | 132 | 12 | 5 | Monday | 16 | 0 | 2.729 | 27.1709 | 40.5517 | 85.2073 | 7.99 | 0 | 0.2803 | 11.04 | 12.1874 | 166.8369 | 0 | 0 | 8.6711 | 0
3162 | 132 | 12 | 5 | Monday | 17 | 0 | 0.955 | 27.1709 | 31.8676 | 55.9825 | 4.722 | 0 | 0.1284 | 14.88 | 8.6464 | 130.9252 | 0 | 0 | 5.124 | 0
3163 | 132 | 12 | 5 | Monday | 18 | 0 | 1.782 | 13.5854 | 24.5321 | 40.9205 | 3.814 | 0 | 0.1579 | 4.8 | 5.0015 | 85.6407 | 0 | 0 | 4.1389 | 0
3164 | 132 | 12 | 5 | Monday | 19 | 0 | 0 | 0 | 24.6262 | 40.0131 | 2.724 | 0 | 0.0443 | 2.88 | 3.1017 | 67.5173 | 0 | 0 | 2.9562 | 0
3165 | 132 | 12 | 5 | Monday | 20 | 0 | 0.599 | 0 | 23.2249 | 33.1724 | 3.087 | 0 | 0.0824 | 0.96 | 1.5817 | 57.9579 | 0 | 0 | 3.3506 | 0
3166 | 132 | 12 | 5 | Monday | 21 | 0 | 0 | 0 | 24.0843 | 32.719 | 1.453 | 0 | 0.0236 | 0.96 | 0.311 | 57.7342 | 0 | 0 | 1.5767 | 0
3167 | 132 | 12 | 5 | Monday | 22 | 0 | 0 | 0 | 12.7362 | 17.8393 | 0.908 | 0 | 0.0148 | 0 | 0 | 30.5543 | 0 | 0 | 0.9855 | 0
3168 | 132 | 12 | 5 | Monday | 23 | 0 | 0 | 0 | 6.1377 | 11.0335 | 0.908 | 0 | 0.0148 | 0 | 0 | 17.15 | 0 | 0 | 0.9855 | 0
3169 | 133 | 13 | 5 | Tuesday | 0 | 0 | 0 | 0 | 5.1885 | 10.3969 | 0.908 | 0 | 0.0148 | 0 | 0 | 15.5682 | 0 | 0 | 0.9855 | 0
3170 | 133 | 13 | 5 | Tuesday | 1 | 0 | 0 | 0 | 5.1829 | 10.3969 | 0.908 | 0 | 0.0148 | 0 | 0 | 15.5682 | 0 | 0 | 0.9855 | 0
3171 | 133 | 13 | 5 | Tuesday | 2 | 0 | 0 | 0 | 5.1829 | 10.3969 | 0.908 | 0 | 0.0148 | 0 | 0 | 15.5682 | 0 | 0 | 0.9855 | 0
3172 | 133 | 13 | 5 | Tuesday | 3 | 0 | 0 | 0 | 5.1829 | 10.3969 | 0.908 | 0 | 0.0148 | 0 | 0 | 15.5682 | 0 | 0 | 0.9855 | 0
3173 | 133 | 13 | 5 | Tuesday | 4 | 0 | 0 | 0 | 5.6548 | 10.3969 | 0.908 | 0 | 0.0148 | 0 | 0 | 16.0401 | 0 | 0 | 0.9855 | 0
3174 | 133 | 13 | 5 | Tuesday | 5 | 0 | 0 | 0 | 8.8552 | 14.4831 | 1.453 | 0 | 0.0236 | 0 | 0.1132 | 23.3355 | 0 | 0 | 1.5768 | 0
3175 | 133 | 13 | 5 | Tuesday | 6 | 0 | 0 | 0 | 16.6024 | 21.1313 | 1.271 | 0 | 0.0207 | 0 | 1.0811 | 37.7208 | 0 | 0 | 1.3796 | 0
3176 | 133 | 13 | 5 | Tuesday | 7 | 0 | 12.388 | 2.3723 | 24.0812 | 37.109 | 3.45 | 0 | 0.3091 | 8.4 | 4.1842 | 75.3829 | 0 | 0 | 3.7449 | 0
3177 | 133 | 13 | 5 | Tuesday | 8 | 0 | 4.258 | 27.1709 | 39.4835 | 79.9326 | 6.356 | 0 | 0.3404 | 16.56 | 9.4595 | 167.5589 | 0 | 0 | 6.8979 | 0
3178 | 133 | 13 | 5 | Tuesday | 9 | 0 | 2.339 | 27.1709 | 40.172 | 84.3871 | 6.901 | 0 | 0.239 | 10.32 | 15.3128 | 164.51 | 0 | 0 | 7.4891 | 0
3179 | 133 | 13 | 5 | Tuesday | 10 | 0 | 6.319 | 27.1709 | 38.9415 | 85.6606 | 7.082 | 0 | 0.4633 | 8.88 | 22.6473 | 167.1351 | 0 | 0 | 7.686 | 0
3180 | 133 | 13 | 5 | Tuesday | 11 | 0 | 9.616 | 27.1709 | 37.288 | 85.6606 | 8.535 | 0 | 0.6818 | 10.32 | 28.9795 | 170.2803 | 0 | 0 | 9.2622 | 0
3181 | 133 | 13 | 5 | Tuesday | 12 | 0 | 6.38 | 27.1709 | 34.656 | 78.8121 | 10.351 | 0 | 0.5208 | 13.92 | 31.7772 | 161.1649 | 0 | 0 | 11.232 | 0
3182 | 133 | 13 | 5 | Tuesday | 13 | 0 | 13.288 | 27.1709 | 37.9012 | 85.6606 | 9.806 | 0 | 0.9147 | 11.52 | 32.6379 | 175.8304 | 0 | 0 | 10.6408 | 0
3183 | 133 | 13 | 5 | Tuesday | 14 | 0 | 12.275 | 27.1709 | 38.4454 | 85.6606 | 6.174 | 0 | 0.7951 | 8.88 | 31.6506 | 172.6399 | 0 | 0 | 6.7007 | 0
3184 | 133 | 13 | 5 | Tuesday | 15 | 0 | 15.147 | 27.1709 | 39.1376 | 85.6606 | 5.993 | 0 | 0.9039 | 8.88 | 28.0428 | 175.0121 | 0 | 0 | 6.5037 | 0
3185 | 133 | 13 | 5 | Tuesday | 16 | 0 | 13.32 | 27.1709 | 39.7368 | 85.2073 | 7.99 | 0 | 0.8795 | 11.04 | 23.5148 | 176.5533 | 0 | 0 | 8.6711 | 0
3186 | 133 | 13 | 5 | Tuesday | 17 | 0 | 3.702 | 27.1709 | 31.4182 | 55.9825 | 4.722 | 0 | 0.283 | 14.88 | 17.3462 | 133.2487 | 0 | 0 | 5.124 | 0
3187 | 133 | 13 | 5 | Tuesday | 18 | 0 | 0.951 | 13.5854 | 23.3078 | 40.9205 | 3.814 | 0 | 0.113 | 4.8 | 10.4232 | 83.5798 | 0 | 0 | 4.1389 | 0
3188 | 133 | 13 | 5 | Tuesday | 19 | 0 | 0 | 0 | 22.8011 | 40.0131 | 2.724 | 0 | 0.0443 | 2.88 | 4.9949 | 65.6922 | 0 | 0 | 2.9562 | 0
3189 | 133 | 13 | 5 | Tuesday | 20 | 0 | 0.19 | 0 | 22.1313 | 33.1724 | 3.087 | 0 | 0.0605 | 0.96 | 2.1022 | 56.4523 | 0 | 0 | 3.3506 | 0
3190 | 133 | 13 | 5 | Tuesday | 21 | 0 | 0 | 0 | 24.0157 | 32.719 | 1.453 | 0 | 0.0236 | 0.96 | 0.4456 | 57.6656 | 0 | 0 | 1.5767 | 0
3191 | 133 | 13 | 5 | Tuesday | 22 | 0 | 0 | 0 | 12.7362 | 17.8393 | 0.908 | 0 | 0.0148 | 0 | 0 | 30.5543 | 0 | 0 | 0.9855 | 0
3192 | 133 | 13 | 5 | Tuesday | 23 | 0 | 0 | 0 | 6.1377 | 11.0335 | 0.908 | 0 | 0.0148 | 0 | 0 | 17.15 | 0 | 0 | 0.9855 | 0
3193 | 134 | 14 | 5 | Wednesday | 0 | 0 | 0 | 0 | 5.1885 | 10.3969 | 0.908 | 0 | 0.0148 | 0 | 0 | 15.5682 | 0 | 0 | 0.9855 | 0
3194 | 134 | 14 | 5 | Wednesday | 1 | 0 | 0 | 0 | 5.1829 | 10.3969 | 0.908 | 0 | 0.0148 | 0 | 0 | 15.5682 | 0 | 0 | 0.9855 | 0
3195 | 134 | 14 | 5 | Wednesday | 2 | 0 | 0 | 0 | 5.1829 | 10.3969 | 0.908 | 0 | 0.0148 | 0 | 0 | 15.5682 | 0 | 0 | 0.9855 | 0
3196 | 134 | 14 | 5 | Wednesday | 3 | 0 | 0 | 0 | 5.1829 | 10.3969 | 0.908 | 0 | 0.0148 | 0 | 0 | 15.5682 | 0 | 0 | 0.9855 | 0
3197 | 134 | 14 | 5 | Wednesday | 4 | 0 | 0 | 0 | 5.6548 | 10.3969 | 0.908 | 0 | 0.0148 | 0 | 0 | 16.0401 | 0 | 0 | 0.9855 | 0
3198 | 134 | 14 | 5 | Wednesday | 5 | 0 | 0 | 0 | 8.8529 | 14.4831 | 1.453 | 0 | 0.0236 | 0 | 0.1315 | 23.3333 | 0 | 0 | 1.5768 | 0
3199 | 134 | 14 | 5 | Wednesday | 6 | 0 | 0 | 0 | 16.3434 | 21.1313 | 1.271 | 0 | 0.0207 | 0 | 1.2529 | 37.4618 | 0 | 0 | 1.3796 | 0
3200 | 134 | 14 | 5 | Wednesday | 7 | 0 | 9.201 | 1.5816 | 23.1763 | 37.109 | 3.45 | 0 | 0.2341 | 8.4 | 5.2007 | 72.6565 | 0 | 0 | 3.7449 | 0
3201 | 134 | 14 | 5 | Wednesday | 8 | 0.141 | 6.813 | 27.1709 | 36.975 | 79.9326 | 6.356 | 0 | 0.4892 | 16.56 | 12.0413 | 166.7735 | 0 | 0 | 7.0393 | 0
3202 | 134 | 14 | 5 | Wednesday | 9 | 0.043 | 3.086 | 27.1709 | 38.9951 | 84.3871 | 6.901 | 0 | 0.2804 | 10.32 | 16.1167 | 164.0865 | 0 | 0 | 7.5318 | 0
3203 | 134 | 14 | 5 | Wednesday | 10 | 0.003 | 3.651 | 27.1709 | 38.8084 | 85.6606 | 7.082 | 0 | 0.3177 | 8.88 | 18.6041 | 164.3143 | 0 | 0 | 7.6886 | 0
3204 | 134 | 14 | 5 | Wednesday | 11 | 0 | 9.113 | 27.1709 | 37.6159 | 85.6606 | 8.535 | 0 | 0.6473 | 10.32 | 19.6102 | 170.0927 | 0 | 0 | 9.2622 | 0
3205 | 134 | 14 | 5 | Wednesday | 12 | 0 | 5.786 | 27.1709 | 35.1134 | 78.8121 | 10.351 | 0 | 0.4881 | 13.92 | 20.7075 | 161.0237 | 0 | 0 | 11.232 | 0
3206 | 134 | 14 | 5 | Wednesday | 13 | 0 | 7.842 | 27.1709 | 37.753 | 85.6606 | 9.806 | 0 | 0.5954 | 11.52 | 23.6192 | 170.1707 | 0 | 0 | 10.6408 | 0
3207 | 134 | 14 | 5 | Wednesday | 14 | 0 | 12.413 | 27.1709 | 38.4842 | 85.6606 | 6.174 | 0 | 0.7962 | 8.88 | 22.5719 | 172.6423 | 0 | 0 | 6.7007 | 0
3208 | 134 | 14 | 5 | Wednesday | 15 | 0 | 14.232 | 27.1709 | 39.2278 | 85.6606 | 5.993 | 0 | 0.892 | 8.88 | 18.6652 | 174.9416 | 0 | 0 | 6.5037 | 0
3209 | 134 | 14 | 5 | Wednesday | 16 | 0 | 13.424 | 27.1709 | 40.0178 | 85.2073 | 7.99 | 0 | 0.8529 | 11.04 | 15.4915 | 176.265 | 0 | 0 | 8.6711 | 0
3210 | 134 | 14 | 5 | Wednesday | 17 | 0 | 2.517 | 27.1709 | 31.481 | 55.9825 | 4.722 | 0 | 0.211 | 14.88 | 12.3893 | 131.9189 | 0 | 0 | 5.124 | 0
3211 | 134 | 14 | 5 | Wednesday | 18 | 0.008 | 1.197 | 13.5854 | 23.0268 | 40.9205 | 3.814 | 0 | 0.1272 | 4.8 | 8.381 | 83.5479 | 0 | 0 | 4.1472 | 0
3212 | 134 | 14 | 5 | Wednesday | 19 | 0 | 0 | 0 | 22.0872 | 40.0131 | 2.724 | 0 | 0.0443 | 2.88 | 4.6471 | 64.9783 | 0 | 0 | 2.9562 | 0
3213 | 134 | 14 | 5 | Wednesday | 20 | 0 | 0 | 0 | 22.2999 | 33.1724 | 3.087 | 0 | 0.0503 | 0.96 | 2.1136 | 56.4298 | 0 | 0 | 3.3506 | 0
3214 | 134 | 14 | 5 | Wednesday | 21 | 0 | 0 | 0 | 24.0102 | 32.719 | 1.453 | 0 | 0.0236 | 0.96 | 0.4748 | 57.6601 | 0 | 0 | 1.5767 | 0
3215 | 134 | 14 | 5 | Wednesday | 22 | 0 | 0 | 0 | 12.7362 | 17.8393 | 0.908 | 0 | 0.0148 | 0 | 0 | 30.5543 | 0 | 0 | 0.9855 | 0
3216 | 134 | 14 | 5 | Wednesday | 23 | 0 | 0 | 0 | 6.1377 | 11.0335 | 0.908 | 0 | 0.0148 | 0 | 0 | 17.15 | 0 | 0 | 0.9855 | 0
3217 | 135 | 15 | 5 | Thursday | 0 | 0 | 0 | 0 | 5.1885 | 10.3969 | 0.908 | 0 | 0.0148 | 0 | 0 | 15.5682 | 0 | 0 | 0.9855 | 0
3218 | 135 | 15 | 5 | Thursday | 1 | 0 | 0 | 0 | 5.1829 | 10.3969 | 0.908 | 0 | 0.0148 | 0 | 0 | 15.5682 | 0 | 0 | 0.9855 | 0
3219 | 135 | 15 | 5 | Thursday | 2 | 0 | 0 | 0 | 5.1829 | 10.3969 | 0.908 | 0 | 0.0148 | 0 | 0 | 15.5682 | 0 | 0 | 0.9855 | 0
3220 | 135 | 15 | 5 | Thursday | 3 | 0 | 0 | 0 | 5.1829 | 10.3969 | 0.908 | 0 | 0.0148 | 0 | 0 | 15.5682 | 0 | 0 | 0.9855 | 0
3221 | 135 | 15 | 5 | Thursday | 4 | 0 | 0 | 0 | 5.6548 | 10.3969 | 0.908 | 0 | 0.0148 | 0 | 0 | 16.0401 | 0 | 0 | 0.9855 | 0
3222 | 135 | 15 | 5 | Thursday | 5 | 0 | 0 | 0 | 8.8547 | 14.4831 | 1.453 | 0 | 0.0236 | 0 | 0.131 | 23.335 | 0 | 0 | 1.5768 | 0
3223 | 135 | 15 | 5 | Thursday | 6 | 0 | 0 | 0 | 16.4582 | 21.1313 | 1.271 | 0 | 0.0207 | 0 | 1.3065 | 37.5766 | 0 | 0 | 1.3796 | 0
3224 | 135 | 15 | 5 | Thursday | 7 | 0 | 9.139 | 1.5816 | 23.3771 | 37.109 | 3.45 | 0 | 0.2333 | 8.4 | 5.4586 | 72.8502 | 0 | 0 | 3.7449 | 0
3225 | 135 | 15 | 5 | Thursday | 8 | 0.286 | 7.361 | 27.1709 | 36.7726 | 79.9326 | 6.356 | 0 | 0.5274 | 16.56 | 12.5959 | 167.2682 | 0 | 0 | 7.1841 | 0
3226 | 135 | 15 | 5 | Thursday | 9 | 0.076 | 4.925 | 27.1709 | 38.6826 | 84.3871 | 6.901 | 0 | 0.384 | 10.32 | 19.9722 | 165.6304 | 0 | 0 | 7.5647 | 0
3227 | 135 | 15 | 5 | Thursday | 10 | 0.025 | 7.904 | 27.1709 | 38.1821 | 85.6606 | 7.082 | 0 | 0.5601 | 8.88 | 25.6634 | 167.946 | 0 | 0 | 7.7113 | 0
3228 | 135 | 15 | 5 | Thursday | 11 | 0.003 | 12.416 | 27.1709 | 36.958 | 85.6606 | 8.535 | 0 | 0.8262 | 10.32 | 29.6219 | 172.3883 | 0 | 0 | 9.2656 | 0
3229 | 135 | 15 | 5 | Thursday | 12 | 0 | 7.429 | 27.1709 | 34.4983 | 78.8121 | 10.351 | 0 | 0.5876 | 13.92 | 29.5914 | 162.075 | 0 | 0 | 11.232 | 0
3230 | 135 | 15 | 5 | Thursday | 13 | 0 | 14.61 | 27.1709 | 37.141 | 85.6606 | 9.806 | 0 | 0.979 | 11.52 | 25.3442 | 176.1286 | 0 | 0 | 10.6408 | 0
3231 | 135 | 15 | 5 | Thursday | 14 | 0 | 13.309 | 27.1709 | 37.5359 | 85.6606 | 6.174 | 0 | 0.8558 | 8.88 | 20.8077 | 172.7573 | 0 | 0 | 6.7007 | 0
3232 | 135 | 15 | 5 | Thursday | 15 | 0 | 19.268 | 27.1709 | 38.1359 | 85.6606 | 5.993 | 0 | 1.1377 | 8.88 | 18.4357 | 177.935 | 0 | 0 | 6.5037 | 0
3233 | 135 | 15 | 5 | Thursday | 16 | 0 | 15.174 | 27.1709 | 38.8835 | 85.2073 | 7.99 | 0 | 0.9788 | 11.04 | 16.645 | 177.252 | 0 | 0 | 8.6711 | 0
3234 | 135 | 15 | 5 | Thursday | 17 | 0 | 2.669 | 27.1709 | 30.7896 | 55.9825 | 4.722 | 0 | 0.2208 | 14.88 | 13.2451 | 131.5722 | 0 | 0 | 5.124 | 0
3235 | 135 | 15 | 5 | Thursday | 18 | 0 | 0.819 | 13.5854 | 22.78 | 40.9205 | 3.814 | 0 | 0.1059 | 4.8 | 8.5595 | 82.9191 | 0 | 0 | 4.1389 | 0
3236 | 135 | 15 | 5 | Thursday | 19 | 0 | 0 | 0 | 21.5235 | 40.0131 | 2.724 | 0 | 0.0443 | 2.88 | 4.605 | 64.4146 | 0 | 0 | 2.9562 | 0
3237 | 135 | 15 | 5 | Thursday | 20 | 0 | 0 | 0 | 21.9803 | 33.1724 | 3.087 | 0 | 0.0503 | 0.96 | 2.0526 | 56.1102 | 0 | 0 | 3.3506 | 0
3238 | 135 | 15 | 5 | Thursday | 21 | 0 | 0 | 0 | 24.0149 | 32.719 | 1.453 | 0 | 0.0236 | 0.96 | 0.4406 | 57.6648 | 0 | 0 | 1.5767 | 0
3239 | 135 | 15 | 5 | Thursday | 22 | 0 | 0 | 0 | 12.7362 | 17.8393 | 0.908 | 0 | 0.0148 | 0 | 0 | 30.5543 | 0 | 0 | 0.9855 | 0
3240 | 135 | 15 | 5 | Thursday | 23 | 0 | 0 | 0 | 6.1377 | 11.0335 | 0.908 | 0 | 0.0148 | 0 | 0 | 17.15 | 0 | 0 | 0.9855 | 0
3241 | 136 | 16 | 5 | Friday | 0 | 0 | 0 | 0 | 5.1885 | 10.3969 | 0.908 | 0 | 0.0148 | 0 | 0 | 15.5682 | 0 | 0 | 0.9855 | 0
3242 | 136 | 16 | 5 | Friday | 1 | 0 | 0 | 0 | 5.1829 | 10.3969 | 0.908 | 0 | 0.0148 | 0 | 0 | 15.5682 | 0 | 0 | 0.9855 | 0
3243 | 136 | 16 | 5 | Friday | 2 | 0 | 0 | 0 | 5.1829 | 10.3969 | 0.908 | 0 | 0.0148 | 0 | 0 | 15.5682 | 0 | 0 | 0.9855 | 0
3244 | 136 | 16 | 5 | Friday | 3 | 0 | 0 | 0 | 5.1829 | 10.3969 | 0.908 | 0 | 0.0148 | 0 | 0 | 15.5682 | 0 | 0 | 0.9855 | 0
3245 | 136 | 16 | 5 | Friday | 4 | 0 | 0 | 0 | 5.6548 | 10.3969 | 0.908 | 0 | 0.0148 | 0 | 0 | 16.0401 | 0 | 0 | 0.9855 | 0
3246 | 136 | 16 | 5 | Friday | 5 | 0 | 0 | 0 | 8.8545 | 14.4831 | 1.453 | 0 | 0.0236 | 0 | 0.1407 | 23.3348 | 0 | 0 | 1.5768 | 0
3247 | 136 | 16 | 5 | Friday | 6 | 0 | 0 | 0 | 16.412 | 21.1313 | 1.271 | 0 | 0.0207 | 0 | 1.333 | 37.5304 | 0 | 0 | 1.3796 | 0
3248 | 136 | 16 | 5 | Friday | 7 | 0 | 10.031 | 1.5816 | 23.7249 | 37.109 | 3.45 | 0 | 0.2474 | 8.4 | 4.8558 | 73.3028 | 0 | 0 | 3.7449 | 0
3249 | 136 | 16 | 5 | Friday | 8 | 0.046 | 8.02 | 27.1709 | 38.8139 | 79.9326 | 6.356 | 0 | 0.4854 | 16.56 | 10.4906 | 169.3306 | 0 | 0 | 6.9435 | 0
3250 | 136 | 16 | 5 | Friday | 9 | 0.022 | 8.89 | 27.1709 | 40.0237 | 84.3871 | 6.901 | 0 | 0.6058 | 10.32 | 17.8986 | 170.7781 | 0 | 0 | 7.5114 | 0
3251 | 136 | 16 | 5 | Friday | 10 | 0 | 9.222 | 27.1709 | 39.3175 | 85.6606 | 7.082 | 0 | 0.6333 | 8.88 | 23.7073 | 170.4128 | 0 | 0 | 7.686 | 0
3252 | 136 | 16 | 5 | Friday | 11 | 0.002 | 10.911 | 27.1709 | 37.9068 | 85.6606 | 8.535 | 0 | 0.7346 | 10.32 | 22.2892 | 171.5959 | 0 | 0 | 9.2643 | 0
3253 | 136 | 16 | 5 | Friday | 12 | 0.002 | 5.504 | 27.1709 | 36.3299 | 78.8121 | 10.351 | 0 | 0.4708 | 13.92 | 17.8427 | 161.9545 | 0 | 0 | 11.2336 | 0
3254 | 136 | 16 | 5 | Friday | 13 | 0.03 | 12.567 | 27.1709 | 39.421 | 85.6606 | 9.806 | 0 | 0.8158 | 11.52 | 15.6999 | 175.3455 | 0 | 0 | 10.6704 | 0
3255 | 136 | 16 | 5 | Friday | 14 | 0.056 | 11.511 | 27.1709 | 40.312 | 85.6606 | 6.174 | 0 | 0.7477 | 8.88 | 11.973 | 173.5964 | 0 | 0 | 6.7564 | 0
3256 | 136 | 16 | 5 | Friday | 15 | 0.061 | 14.662 | 27.1709 | 40.425 | 85.6606 | 5.993 | 0 | 0.9183 | 8.88 | 10.7861 | 176.5711 | 0 | 0 | 6.5648 | 0
3257 | 136 | 16 | 5 | Friday | 16 | 0.022 | 16.482 | 27.1709 | 40.0326 | 85.2073 | 7.99 | 0 | 1.0218 | 11.04 | 13.4285 | 179.1072 | 0 | 0 | 8.6935 | 0
3258 | 136 | 16 | 5 | Friday | 17 | 0.016 | 1.785 | 27.1709 | 31.4208 | 55.9825 | 4.722 | 0 | 0.1749 | 14.88 | 11.2522 | 131.3156 | 0 | 0 | 5.1398 | 0
3259 | 136 | 16 | 5 | Friday | 18 | 0.063 | 0.742 | 13.5854 | 23.3313 | 40.9205 | 3.814 | 0 | 0.1027 | 4.8 | 7.5187 | 83.3943 | 0 | 0 | 4.2018 | 0
3260 | 136 | 16 | 5 | Friday | 19 | 0 | 0 | 0 | 23.0847 | 40.0131 | 2.724 | 0 | 0.0443 | 2.88 | 4.4348 | 65.9758 | 0 | 0 | 2.9562 | 0
3261 | 136 | 16 | 5 | Friday | 20 | 0 | 0 | 0 | 22.4867 | 33.1724 | 3.087 | 0 | 0.0503 | 0.96 | 2.0681 | 56.6166 | 0 | 0 | 3.3506 | 0
3262 | 136 | 16 | 5 | Friday | 21 | 0 | 0 | 0 | 24.0211 | 32.719 | 1.453 | 0 | 0.0236 | 0.96 | 0.4486 | 57.671 | 0 | 0 | 1.5767 | 0
3263 | 136 | 16 | 5 | Friday | 22 | 0 | 0 | 0 | 12.7362 | 17.8393 | 0.908 | 0 | 0.0148 | 0 | 0 | 30.5543 | 0 | 0 | 0.9855 | 0
3264 | 136 | 16 | 5 | Friday | 23 | 0 | 0 | 0 | 6.1377 | 11.0335 | 0.908 | 0 | 0.0148 | 0 | 0 | 17.15 | 0 | 0 | 0.9855 | 0
3265 | 137 | 17 | 5 | Saturday | 0 | 0 | 0 | 0 | 5.3495 | 10.6091 | 0.908 | 0 | 0.0148 | 0 | 0 | 15.9381 | 0 | 0 | 0.9855 | 0
3266 | 137 | 17 | 5 | Saturday | 1 | 0 | 0 | 0 | 5.1845 | 10.3969 | 0.908 | 0 | 0.0148 | 0 | 0 | 15.5682 | 0 | 0 | 0.9855 | 0
3267 | 137 | 17 | 5 | Saturday | 2 | 0 | 0 | 0 | 5.1845 | 10.3969 | 0.908 | 0 | 0.0148 | 0 | 0 | 15.5682 | 0 | 0 | 0.9855 | 0
3268 | 137 | 17 | 5 | Saturday | 3 | 0 | 0 | 0 | 5.1845 | 10.3969 | 0.908 | 0 | 0.0148 | 0 | 0 | 15.5682 | 0 | 0 | 0.9855 | 0
3269 | 137 | 17 | 5 | Saturday | 4 | 0 | 0 | 0 | 5.1845 | 10.3969 | 0.908 | 0 | 0.0148 | 0 | 0 | 15.5682 | 0 | 0 | 0.9855 | 0
3270 | 137 | 17 | 5 | Saturday | 5 | 0 | 0 | 0 | 5.6564 | 10.3969 | 1.453 | 0 | 0.0236 | 0 | 0.0963 | 16.0489 | 0 | 0 | 1.5768 | 0
3271 | 137 | 17 | 5 | Saturday | 6 | 0 | 0 | 0 | 10.032 | 14.454 | 1.271 | 0 | 0.0207 | 0 | 0.9472 | 24.4747 | 0 | 0 | 1.3796 | 0
3272 | 137 | 17 | 5 | Saturday | 7 | 0 | 0 | 0 | 12.3011 | 18.078 | 1.998 | 0 | 0.0325 | 3.84 | 3.5292 | 34.2388 | 0 | 0 | 2.168 | 0
3273 | 137 | 17 | 5 | Saturday | 8 | 0 | 0 | 0 | 17.1156 | 33.4891 | 2.724 | 0 | 0.0443 | 3.36 | 9.2853 | 53.9842 | 0 | 0 | 2.9562 | 0
3274 | 137 | 17 | 5 | Saturday | 9 | 0 | 0 | 0 | 18.269 | 36.0383 | 3.814 | 0 | 0.0621 | 5.04 | 17.3473 | 59.3903 | 0 | 0 | 4.139 | 0
3275 | 137 | 17 | 5 | Saturday | 10 | 0 | 2.382 | 0 | 18.2309 | 36.8872 | 3.45 | 0 | 0.1844 | 4.32 | 21.5009 | 61.8726 | 0 | 0 | 3.7447 | 0
3276 | 137 | 17 | 5 | Saturday | 11 | 0 | 6.235 | 0 | 17.4257 | 36.8872 | 4.177 | 0 | 0.409 | 6 | 21.9132 | 66.6361 | 0 | 0 | 4.5333 | 0
3277 | 137 | 17 | 5 | Saturday | 12 | 0 | 6.329 | 0 | 14.1164 | 26.6109 | 3.632 | 0 | 0.4025 | 5.04 | 23.5586 | 52.166 | 0 | 0 | 3.9417 | 0
3278 | 137 | 17 | 5 | Saturday | 13 | 0 | 6.031 | 0 | 14.5226 | 26.1571 | 3.45 | 0 | 0.3829 | 3.12 | 26.1827 | 49.8883 | 0 | 0 | 3.7448 | 0
3279 | 137 | 17 | 5 | Saturday | 14 | 0 | 6.968 | 0 | 14.4776 | 26.1571 | 2.724 | 0 | 0.4235 | 1.92 | 26.3117 | 49.5723 | 0 | 0 | 2.9562 | 0
3280 | 137 | 17 | 5 | Saturday | 15 | 0 | 6.993 | 0 | 14.8207 | 26.1571 | 2.179 | 0 | 0.4157 | 0.96 | 25.4299 | 48.9683 | 0 | 0 | 2.3651 | 0
3281 | 137 | 17 | 5 | Saturday | 16 | 0 | 6.606 | 0 | 15.0226 | 26.1571 | 2.542 | 0 | 0.4015 | 1.2 | 22.7994 | 49.028 | 0 | 0 | 2.7593 | 0
3282 | 137 | 17 | 5 | Saturday | 17 | 0 | 6.458 | 0 | 11.4864 | 19.2871 | 1.271 | 0 | 0.3715 | 1.44 | 17.1381 | 38.6836 | 0 | 0 | 1.3795 | 0
3283 | 137 | 17 | 5 | Saturday | 18 | 0 | 1.979 | 0 | 11.5289 | 19.2871 | 1.271 | 0 | 0.1273 | 0 | 11.1162 | 32.7649 | 0 | 0 | 1.3796 | 0
3284 | 137 | 17 | 5 | Saturday | 19 | 0 | 2.896 | 0 | 12.0918 | 19.2871 | 1.271 | 0 | 0.1768 | 0 | 5.0281 | 34.2516 | 0 | 0 | 1.3796 | 0
3285 | 137 | 17 | 5 | Saturday | 20 | 0 | 1.319 | 0 | 12.9225 | 19.2871 | 1.271 | 0 | 0.0913 | 0 | 2.188 | 33.4975 | 0 | 0 | 1.3796 | 0
3286 | 137 | 17 | 5 | Saturday | 21 | 0 | 0 | 0 | 13.7637 | 19.2871 | 1.634 | 0 | 0.0266 | 0 | 0.4963 | 33.0174 | 0 | 0 | 1.774 | 0
3287 | 137 | 17 | 5 | Saturday | 22 | 0 | 0 | 0 | 12.5503 | 17.5892 | 0.908 | 0 | 0.0148 | 0 | 0 | 30.1102 | 0 | 0 | 0.9855 | 0
3288 | 137 | 17 | 5 | Saturday | 23 | 0 | 0 | 0 | 6.6175 | 11.0335 | 0.908 | 0 | 0.0148 | 0 | 0 | 17.6218 | 0 | 0 | 0.9855 | 0
3289 | 138 | 18 | 5 | Sunday | 0 | 0 | 0 | 0 | 5.3583 | 10.6091 | 0.726 | 0 | 0.0118 | 0 | 0 | 15.9352 | 0 | 0 | 0.7883 | 0
3290 | 138 | 18 | 5 | Sunday | 1 | 0 | 0 | 0 | 5.2005 | 10.3969 | 0.726 | 0 | 0.0118 | 0 | 0 | 15.5652 | 0 | 0 | 0.7884 | 0
3291 | 138 | 18 | 5 | Sunday | 2 | 0 | 0 | 0 | 5.1909 | 10.3969 | 0.726 | 0 | 0.0118 | 0 | 0 | 15.5652 | 0 | 0 | 0.7884 | 0
3292 | 138 | 18 | 5 | Sunday | 3 | 0 | 0 | 0 | 5.1909 | 10.3969 | 0.726 | 0 | 0.0118 | 0 | 0 | 15.5652 | 0 | 0 | 0.7884 | 0
3293 | 138 | 18 | 5 | Sunday | 4 | 0 | 0 | 0 | 5.1909 | 10.3969 | 0.726 | 0 | 0.0118 | 0 | 0 | 15.5652 | 0 | 0 | 0.7884 | 0
3294 | 138 | 18 | 5 | Sunday | 5 | 0 | 0 | 0 | 5.6613 | 10.3969 | 1.271 | 0 | 0.0207 | 0 | 0.1544 | 16.0445 | 0 | 0 | 1.3796 | 0
3295 | 138 | 18 | 5 | Sunday | 6 | 0 | 0 | 0 | 5.8866 | 11.0335 | 0.726 | 0 | 0.0118 | 0 | 1.4675 | 16.8904 | 0 | 0 | 0.7883 | 0
3296 | 138 | 18 | 5 | Sunday | 7 | 0 | 0 | 0 | 8.285 | 14.6575 | 0.726 | 0 | 0.0118 | 0 | 5.3561 | 22.9127 | 0 | 0 | 0.7884 | 0
3297 | 138 | 18 | 5 | Sunday | 8 | 0 | 0 | 0 | 8.5775 | 15.5065 | 0.726 | 0 | 0.0118 | 0 | 10.3118 | 24.0438 | 0 | 0 | 0.7884 | 0
3298 | 138 | 18 | 5 | Sunday | 9 | 0 | 0 | 0 | 8.2665 | 15.5065 | 0.726 | 0 | 0.0118 | 0 | 16.526 | 23.7328 | 0 | 0 | 0.7884 | 0
3299 | 138 | 18 | 5 | Sunday | 10 | 0 | 0 | 0 | 8.5531 | 16.3554 | 0.726 | 0 | 0.0118 | 0 | 24.5174 | 24.878 | 0 | 0 | 0.7884 | 0
3300 | 138 | 18 | 5 | Sunday | 11 | 0 | 0.75 | 0 | 8.045 | 16.3554 | 1.09 | 0 | 0.0579 | 0 | 30.8706 | 25.1249 | 5.7457 | 0 | 1.1825 | 0
3301 | 138 | 18 | 5 | Sunday | 12 | 0 | 3.223 | 0 | 9.7201 | 20.794 | 1.09 | 0 | 0.1908 | 0 | 33.723 | 33.7334 | 0 | 0 | 1.1825 | 0
3302 | 138 | 18 | 5 | Sunday | 13 | 0 | 3.773 | 0 | 10.398 | 20.794 | 1.634 | 0 | 0.2298 | 0 | 30.7419 | 34.9761 | 0 | 0 | 1.774 | 0
3303 | 138 | 18 | 5 | Sunday | 14 | 0 | 5.735 | 0 | 11.222 | 20.794 | 1.09 | 0 | 0.3239 | 0 | 23.7927 | 37.5984 | 0 | 0 | 1.1825 | 0
3304 | 138 | 18 | 5 | Sunday | 15 | 0 | 6.947 | 0 | 11.7951 | 20.794 | 0.726 | 0 | 0.3935 | 0 | 18.5932 | 39.5685 | 0 | 0 | 0.7883 | 0
3305 | 138 | 18 | 5 | Sunday | 16 | 0 | 6.787 | 0 | 11.6903 | 20.3695 | 0.726 | 0 | 0.3738 | 0 | 16.6028 | 38.6091 | 0 | 0 | 0.7884 | 0
3306 | 138 | 18 | 5 | Sunday | 17 | 0 | 5.536 | 0 | 11.5002 | 19.916 | 0.726 | 0 | 0.3174 | 0 | 12.6234 | 36.96 | 0 | 0 | 0.7884 | 0
3307 | 138 | 18 | 5 | Sunday | 18 | 0 | 4.061 | 0 | 11.7097 | 19.916 | 0.726 | 0 | 0.2362 | 0 | 8.3904 | 35.6804 | 0 | 0 | 0.7884 | 0
3308 | 138 | 18 | 5 | Sunday | 19 | 0 | 4.47 | 0 | 12.2809 | 19.916 | 0.726 | 0 | 0.2607 | 0 | 4.6211 | 36.668 | 0 | 0 | 0.7884 | 0
3309 | 138 | 18 | 5 | Sunday | 20 | 0 | 0.65 | 0 | 12.8755 | 19.916 | 0.726 | 0 | 0.0474 | 0 | 1.9087 | 33.4078 | 0 | 0 | 0.7884 | 0
3310 | 138 | 18 | 5 | Sunday | 21 | 0 | 0 | 0 | 13.6532 | 19.916 | 1.271 | 0 | 0.0207 | 0 | 0.3912 | 33.5394 | 0 | 0 | 1.3796 | 0
3311 | 138 | 18 | 5 | Sunday | 22 | 0 | 0 | 0 | 6.2927 | 11.8825 | 0.726 | 0 | 0.0118 | 0 | 0 | 18.155 | 0 | 0 | 0.7883 | 0
3312 | 138 | 18 | 5 | Sunday | 23 | 0 | 0 | 0 | 5.6618 | 11.0335 | 0.726 | 0 | 0.0118 | 0 | 0 | 16.6751 | 0 | 0 | 0.7884 | 0
3313 | 139 | 19 | 5 | Monday | 0 | 0 | 0 | 0 | 5.1885 | 10.3969 | 0.908 | 0 | 0.0148 | 0 | 0 | 15.5682 | 0 | 0 | 0.9855 | 0
3314 | 139 | 19 | 5 | Monday | 1 | 0 | 0 | 0 | 5.1829 | 10.3969 | 0.908 | 0 | 0.0148 | 0 | 0 | 15.5682 | 0 | 0 | 0.9855 | 0
3315 | 139 | 19 | 5 | Monday | 2 | 0 | 0 | 0 | 5.1829 | 10.3969 | 0.908 | 0 | 0.0148 | 0 | 0 | 15.5682 | 0 | 0 | 0.9855 | 0
3316 | 139 | 19 | 5 | Monday | 3 | 0 | 0 | 0 | 5.1829 | 10.3969 | 0.908 | 0 | 0.0148 | 0 | 0 | 15.5682 | 0 | 0 | 0.9855 | 0
3317 | 139 | 19 | 5 | Monday | 4 | 0 | 0 | 0 | 5.6548 | 10.3969 | 0.908 | 0 | 0.0148 | 0 | 0 | 16.0401 | 0 | 0 | 0.9855 | 0
3318 | 139 | 19 | 5 | Monday | 5 | 0 | 0 | 0 | 8.8538 | 14.4831 | 1.453 | 0 | 0.0236 | 0 | 0.2095 | 23.3341 | 0 | 0 | 1.5768 | 0
3319 | 139 | 19 | 5 | Monday | 6 | 0 | 0 | 0 | 16.1779 | 21.1313 | 1.271 | 0 | 0.0207 | 0 | 1.8438 | 37.2963 | 0 | 0 | 1.3796 | 0
3320 | 139 | 19 | 5 | Monday | 7 | 0 | 13.308 | 2.3723 | 22.5149 | 37.109 | 3.45 | 0 | 0.3276 | 8.4 | 4.9985 | 73.915 | 0 | 0 | 3.7449 | 0
3321 | 139 | 19 | 5 | Monday | 8 | 0.732 | 7.25 | 27.1709 | 36.3698 | 79.9326 | 6.356 | 0 | 0.4868 | 16.56 | 9.0009 | 165.8238 | 0 | 0 | 7.63 | 0
3322 | 139 | 19 | 5 | Monday | 9 | 0.251 | 6.125 | 27.1709 | 38.7806 | 84.3871 | 6.901 | 0 | 0.4536 | 10.32 | 14.2218 | 166.9421 | 0 | 0 | 7.7404 | 0
3323 | 139 | 19 | 5 | Monday | 10 | 0.19 | 14.527 | 27.1709 | 38.0557 | 85.6606 | 7.082 | 0 | 0.9396 | 8.88 | 19.6797 | 174.4077 | 0 | 0 | 7.8763 | 0
3324 | 139 | 19 | 5 | Monday | 11 | 0.14 | 18.297 | 27.1709 | 36.5707 | 85.6606 | 8.535 | 0 | 1.1336 | 10.32 | 23.2933 | 177.1002 | 0 | 0 | 9.4016 | 0
3325 | 139 | 19 | 5 | Monday | 12 | 0.097 | 16.942 | 27.1709 | 34.0014 | 78.8121 | 10.351 | 0 | 1.0815 | 13.92 | 25.0255 | 169.8923 | 0 | 0 | 11.329 | 0
3326 | 139 | 19 | 5 | Monday | 13 | 0.084 | 24.774 | 27.1709 | 36.6086 | 85.6606 | 9.806 | 0 | 1.4797 | 11.52 | 26.125 | 183.6204 | 0 | 0 | 10.7247 | 0
3327 | 139 | 19 | 5 | Monday | 14 | 0.693 | 2.628 | 27.1709 | 37.6131 | 85.6606 | 6.174 | 0 | 0.2575 | 8.88 | 26.4405 | 162.0749 | 0 | 0 | 7.3933 | 0
3328 | 139 | 19 | 5 | Monday | 15 | 0 | 5.671 | 27.1709 | 38.338 | 85.6606 | 5.993 | 0 | 0.4071 | 8.88 | 26.3768 | 165.8497 | 0 | 0 | 6.5037 | 0
3329 | 139 | 19 | 5 | Monday | 16 | 0 | 6.577 | 27.1709 | 39.2444 | 85.2073 | 7.99 | 0 | 0.4897 | 11.04 | 24.8542 | 169.4056 | 0 | 0 | 8.6711 | 0
3330 | 139 | 19 | 5 | Monday | 17 | 0 | 1.292 | 27.1709 | 31.2247 | 55.9825 | 4.722 | 0 | 0.1462 | 14.88 | 19.3728 | 130.6209 | 0 | 0 | 5.124 | 0
3331 | 139 | 19 | 5 | Monday | 18 | 0 | 0.433 | 13.5854 | 22.7639 | 40.9205 | 3.814 | 0 | 0.0856 | 4.8 | 11.8 | 82.515 | 0 | 0 | 4.1389 | 0
3332 | 139 | 19 | 5 | Monday | 19 | 0 | 0 | 0 | 21.6109 | 40.0131 | 2.724 | 0 | 0.0443 | 2.88 | 5.2432 | 64.502 | 0 | 0 | 2.9562 | 0
3333 | 139 | 19 | 5 | Monday | 20 | 0 | 0.599 | 0 | 21.4786 | 33.1724 | 3.087 | 0 | 0.0824 | 0.96 | 2.2256 | 56.2114 | 0 | 0 | 3.3506 | 0
3334 | 139 | 19 | 5 | Monday | 21 | 0 | 0 | 0 | 23.9214 | 32.719 | 1.453 | 0 | 0.0236 | 0.96 | 0.5594 | 57.5713 | 0 | 0 | 1.5767 | 0
3335 | 139 | 19 | 5 | Monday | 22 | 0 | 0 | 0 | 12.7362 | 17.8393 | 0.908 | 0 | 0.0148 | 0 | 0 | 30.5543 | 0 | 0 | 0.9855 | 0
3336 | 139 | 19 | 5 | Monday | 23 | 0 | 0 | 0 | 6.1377 | 11.0335 | 0.908 | 0 | 0.0148 | 0 | 0 | 17.15 | 0 | 0 | 0.9855 | 0
3337 | 140 | 20 | 5 | Tuesday | 0 | 0 | 0 | 0 | 5.1885 | 10.3969 | 0.908 | 0 | 0.0148 | 0 | 0 | 15.5682 | 0 | 0 | 0.9855 | 0
3338 | 140 | 20 | 5 | Tuesday | 1 | 0 | 0 | 0 | 5.1829 | 10.3969 | 0.908 | 0 | 0.0148 | 0 | 0 | 15.5682 | 0 | 0 | 0.9855 | 0
3339 | 140 | 20 | 5 | Tuesday | 2 | 0 | 0 | 0 | 5.1829 | 10.3969 | 0.908 | 0 | 0.0148 | 0 | 0 | 15.5682 | 0 | 0 | 0.9855 | 0
3340 | 140 | 20 | 5 | Tuesday | 3 | 0 | 0 | 0 | 5.1829 | 10.3969 | 0.908 | 0 | 0.0148 | 0 | 0 | 15.5682 | 0 | 0 | 0.9855 | 0
3341 | 140 | 20 | 5 | Tuesday | 4 | 0 | 0 | 0 | 5.6548 | 10.3969 | 0.908 | 0 | 0.0148 | 0 | 0 | 16.0401 | 0 | 0 | 0.9855 | 0
3342 | 140 | 20 | 5 | Tuesday | 5 | 0 | 0 | 0 | 8.8546 | 14.4831 | 1.453 | 0 | 0.0236 | 0 | 0.1169 | 23.335 | 0 | 0 | 1.5768 | 0
3343 | 140 | 20 | 5 | Tuesday | 6 | 0 | 0 | 0 | 16.5487 | 21.1313 | 1.271 | 0 | 0.0207 | 0 | 1.0864 | 37.6671 | 0 | 0 | 1.3796 | 0
3344 | 140 | 20 | 5 | Tuesday | 7 | 0 | 10.312 | 1.5816 | 23.9375 | 37.109 | 3.45 | 0 | 0.2521 | 8.4 | 4.1217 | 73.5484 | 0 | 0 | 3.7449 | 0
3345 | 140 | 20 | 5 | Tuesday | 8 | 0.088 | 8.21 | 27.1709 | 37.4283 | 79.9326 | 6.356 | 0 | 0.4615 | 16.56 | 9.5222 | 167.3583 | 0 | 0 | 6.9862 | 0
3346 | 140 | 20 | 5 | Tuesday | 9 | 0.036 | 5.383 | 27.1709 | 39.2361 | 84.3871 | 6.901 | 0 | 0.411 | 10.32 | 15.4943 | 166.6474 | 0 | 0 | 7.525 | 0
3347 | 140 | 20 | 5 | Tuesday | 10 | 0 | 7.641 | 27.1709 | 39.1483 | 85.6606 | 7.082 | 0 | 0.5434 | 8.88 | 22.1352 | 168.6701 | 0 | 0 | 7.686 | 0
3348 | 140 | 20 | 5 | Tuesday | 11 | 0 | 9.775 | 27.1709 | 37.5906 | 85.6606 | 8.535 | 0 | 0.6831 | 10.32 | 28.5488 | 170.7344 | 0 | 0 | 9.2622 | 0
3349 | 140 | 20 | 5 | Tuesday | 12 | 0 | 1.617 | 27.1709 | 34.6425 | 78.8121 | 10.351 | 0 | 0.2595 | 13.92 | 31.8716 | 156.3519 | 0 | 0 | 11.232 | 0
3350 | 140 | 20 | 5 | Tuesday | 13 | 0 | 21.645 | 27.1709 | 37.964 | 85.6606 | 9.806 | 0 | 1.3579 | 11.52 | 30.0814 | 183.36 | 0 | 0 | 10.6408 | 0
3351 | 140 | 20 | 5 | Tuesday | 14 | 0 | 24.58 | 27.1709 | 38.7052 | 85.6606 | 6.174 | 0 | 1.4752 | 8.88 | 28.0912 | 184.5328 | 0 | 0 | 6.7007 | 0
3352 | 140 | 20 | 5 | Tuesday | 15 | 0 | 34.814 | 27.1709 | 39.4988 | 85.6606 | 5.993 | 0 | 1.6263 | 8.88 | 23.6752 | 187.2891 | 0 | 0 | 6.5037 | 0
3353 | 140 | 20 | 5 | Tuesday | 16 | 0 | 26.475 | 27.1709 | 40.2763 | 85.2073 | 7.99 | 0 | 1.4649 | 11.04 | 18.3724 | 187.0653 | 0 | 0 | 8.6711 | 0
3354 | 140 | 20 | 5 | Tuesday | 17 | 0 | 8.257 | 27.1709 | 31.7652 | 55.9825 | 4.722 | 0 | 0.5915 | 14.88 | 13.4896 | 138.5585 | 0 | 0 | 5.124 | 0
3355 | 140 | 20 | 5 | Tuesday | 18 | 0 | 8.077 | 13.5854 | 23.6479 | 40.9205 | 3.814 | 0 | 0.5262 | 4.8 | 7.7719 | 91.4744 | 0 | 0 | 4.1389 | 0
3356 | 140 | 20 | 5 | Tuesday | 19 | 0 | 0 | 0 | 23.6033 | 40.0131 | 2.724 | 0 | 0.0443 | 2.88 | 3.5759 | 66.4943 | 0 | 0 | 2.9562 | 0
3357 | 140 | 20 | 5 | Tuesday | 20 | 0 | 0.563 | 0 | 22.7519 | 33.1724 | 3.087 | 0 | 0.0809 | 0.96 | 1.6625 | 57.4668 | 0 | 0 | 3.3506 | 0
3358 | 140 | 20 | 5 | Tuesday | 21 | 0 | 0 | 0 | 24.0414 | 32.719 | 1.453 | 0 | 0.0236 | 0.96 | 0.4051 | 57.6913 | 0 | 0 | 1.5767 | 0
3359 | 140 | 20 | 5 | Tuesday | 22 | 0 | 0 | 0 | 12.7362 | 17.8393 | 0.908 | 0 | 0.0148 | 0 | 0 | 30.5543 | 0 | 0 | 0.9855 | 0
3360 | 140 | 20 | 5 | Tuesday | 23 | 0 | 0 | 0 | 6.1377 | 11.0335 | 0.908 | 0 | 0.0148 | 0 | 0 | 17.15 | 0 | 0 | 0.9855 | 0
3361 | 141 | 21 | 5 | Wednesday | 0 | 0 | 0 | 0 | 5.1885 | 10.3969 | 0.908 | 0 | 0.0148 | 0 | 0 | 15.5682 | 0 | 0 | 0.9855 | 0
3362 | 141 | 21 | 5 | Wednesday | 1 | 0 | 0 | 0 | 5.1829 | 10.3969 | 0.908 | 0 | 0.0148 | 0 | 0 | 15.5682 | 0 | 0 | 0.9855 | 0
3363 | 141 | 21 | 5 | Wednesday | 2 | 0 | 0 | 0 | 5.1829 | 10.3969 | 0.908 | 0 | 0.0148 | 0 | 0 | 15.5682 | 0 | 0 | 0.9855 | 0
3364 | 141 | 21 | 5 | Wednesday | 3 | 0 | 0 | 0 | 5.1829 | 10.3969 | 0.908 | 0 | 0.0148 | 0 | 0 | 15.5682 | 0 | 0 | 0.9855 | 0
3365 | 141 | 21 | 5 | Wednesday | 4 | 0 | 0 | 0 | 5.6548 | 10.3969 | 0.908 | 0 | 0.0148 | 0 | 0 | 16.0401 | 0 | 0 | 0.9855 | 0
3366 | 141 | 21 | 5 | Wednesday | 5 | 0 | 0 | 0 | 8.8548 | 14.4831 | 1.453 | 0 | 0.0236 | 0 | 0.1893 | 23.3351 | 0 | 0 | 1.5768 | 0
3367 | 141 | 21 | 5 | Wednesday | 6 | 0 | 0 | 0 | 16.4486 | 21.1313 | 1.271 | 0 | 0.0207 | 0 | 1.6609 | 37.567 | 0 | 0 | 1.3796 | 0
3368 | 141 | 21 | 5 | Wednesday | 7 | 0 | 9.643 | 1.5816 | 23.872 | 37.109 | 3.45 | 0 | 0.2412 | 8.4 | 4.5382 | 73.4036 | 0 | 0 | 3.7449 | 0
3369 | 141 | 21 | 5 | Wednesday | 8 | 0 | 5.297 | 27.1709 | 37.6851 | 79.9326 | 6.356 | 0 | 0.3393 | 16.56 | 7.0922 | 165.4826 | 0 | 0 | 6.8979 | 0
3370 | 141 | 21 | 5 | Wednesday | 9 | 0 | 8.48 | 27.1709 | 39.4668 | 84.3871 | 6.901 | 0 | 0.5819 | 10.32 | 9.4914 | 170.0012 | 0 | 0 | 7.4891 | 0
3371 | 141 | 21 | 5 | Wednesday | 10 | 0 | 13.325 | 27.1709 | 38.8032 | 85.6606 | 7.082 | 0 | 0.8637 | 8.88 | 15.2832 | 174.076 | 0 | 0 | 7.686 | 0
3372 | 141 | 21 | 5 | Wednesday | 11 | 0 | 7.341 | 27.1709 | 37.8247 | 85.6606 | 8.535 | 0 | 0.5448 | 10.32 | 19.3061 | 168.5105 | 0 | 0 | 9.2622 | 0
3373 | 141 | 21 | 5 | Wednesday | 12 | 0 | 2.854 | 27.1709 | 35.2602 | 78.8121 | 10.351 | 0 | 0.3263 | 13.92 | 23.0402 | 158.2381 | 0 | 0 | 11.232 | 0
3374 | 141 | 21 | 5 | Wednesday | 13 | 0 | 75.374 | 27.1709 | 37.7103 | 85.6606 | 9.806 | 0 | 1.7179 | 11.52 | 26.8515 | 191.8307 | 0 | 0 | 10.6408 | 0
3375 | 141 | 21 | 5 | Wednesday | 14 | 0 | 97.576 | 27.1709 | 38.0071 | 85.6606 | 6.174 | 0 | 1.8601 | 8.88 | 26.7151 | 196.899 | 0 | 0 | 6.7007 | 0
3376 | 141 | 21 | 5 | Wednesday | 15 | 0 | 168.135 | 27.1709 | 38.7307 | 85.6606 | 5.993 | 0 | 2.2798 | 8.88 | 25.8919 | 207.6474 | 0 | 0 | 6.5037 | 0
3377 | 141 | 21 | 5 | Wednesday | 16 | 0 | 234.49 | 27.1709 | 39.5817 | 85.2073 | 7.99 | 0 | 2.8084 | 11.04 | 23.3912 | 220.4532 | 0 | 0 | 8.6711 | 0
3378 | 141 | 21 | 5 | Wednesday | 17 | 0 | 93.724 | 27.1709 | 31.3296 | 55.9825 | 4.722 | 0 | 1.7182 | 14.88 | 18.3939 | 166.6308 | 0 | 0 | 5.124 | 0
3379 | 141 | 21 | 5 | Wednesday | 18 | 0 | 37.892 | 13.5854 | 22.8176 | 40.9205 | 3.814 | 0 | 0.8113 | 4.8 | 11.4959 | 99.52 | 0 | 0 | 4.1389 | 0
3380 | 141 | 21 | 5 | Wednesday | 19 | 0 | 0 | 0 | 22.086 | 40.0131 | 2.724 | 0 | 0.0443 | 2.88 | 4.9728 | 64.977 | 0 | 0 | 2.9562 | 0
3381 | 141 | 21 | 5 | Wednesday | 20 | 0 | 0 | 0 | 22.0244 | 33.1724 | 3.087 | 0 | 0.0503 | 0.96 | 1.9675 | 56.1543 | 0 | 0 | 3.3506 | 0
3382 | 141 | 21 | 5 | Wednesday | 21 | 0 | 0 | 0 | 23.9784 | 32.719 | 1.453 | 0 | 0.0236 | 0.96 | 0.4923 | 57.6283 | 0 | 0 | 1.5767 | 0
3383 | 141 | 21 | 5 | Wednesday | 22 | 0 | 0 | 0 | 12.7362 | 17.8393 | 0.908 | 0 | 0.0148 | 0 | 0 | 30.5543 | 0 | 0 | 0.9855 | 0
3384 | 141 | 21 | 5 | Wednesday | 23 | 0 | 0 | 0 | 6.1377 | 11.0335 | 0.908 | 0 | 0.0148 | 0 | 0 | 17.15 | 0 | 0 | 0.9855 | 0
3385 | 142 | 22 | 5 | Thursday | 0 | 0 | 0 | 0 | 5.1885 | 10.3969 | 0.908 | 0 | 0.0148 | 0 | 0 | 15.5682 | 0 | 0 | 0.9855 | 0
3386 | 142 | 22 | 5 | Thursday | 1 | 0 | 0 | 0 | 5.1829 | 10.3969 | 0.908 | 0 | 0.0148 | 0 | 0 | 15.5682 | 0 | 0 | 0.9855 | 0
3387 | 142 | 22 | 5 | Thursday | 2 | 0 | 0 | 0 | 5.1829 | 10.3969 | 0.908 | 0 | 0.0148 | 0 | 0 | 15.5682 | 0 | 0 | 0.9855 | 0
3388 | 142 | 22 | 5 | Thursday | 3 | 0 | 0 | 0 | 5.1829 | 10.3969 | 0.908 | 0 | 0.0148 | 0 | 0 | 15.5682 | 0 | 0 | 0.9855 | 0
3389 | 142 | 22 | 5 | Thursday | 4 | 0 | 0 | 0 | 5.6548 | 10.3969 | 0.908 | 0 | 0.0148 | 0 | 0 | 16.0401 | 0 | 0 | 0.9855 | 0
3390 | 142 | 22 | 5 | Thursday | 5 | 0 | 0 | 0 | 8.8447 | 14.4831 | 1.453 | 0 | 0.0236 | 0 | 0.1501 | 23.3251 | 0 | 0 | 1.5768 | 0
3391 | 142 | 22 | 5 | Thursday | 6 | 0 | 0 | 0 | 16.044 | 21.1313 | 1.271 | 0 | 0.0207 | 0 | 1.4577 | 37.1624 | 0 | 0 | 1.3796 | 0
3392 | 142 | 22 | 5 | Thursday | 7 | 0 | 1.727 | 1.5816 | 23.482 | 37.109 | 3.45 | 0 | 0.2417 | 8.4 | 6.0479 | 71.6269 | 0 | 0 | 3.7449 | 0
3393 | 142 | 22 | 5 | Thursday | 8 | 0.384 | 0 | 27.1709 | 39.4118 | 79.9326 | 6.356 | 0 | 1.5347 | 16.56 | 14.1761 | 164.6236 | 0 | 0 | 7.2821 | 0
3394 | 142 | 22 | 5 | Thursday | 9 | 0 | 8.258 | 27.1709 | 39.7596 | 84.3871 | 6.901 | 0 | 1.337 | 10.32 | 22.7854 | 170.2826 | 0 | 0 | 7.4891 | 0
3395 | 142 | 22 | 5 | Thursday | 10 | 0 | 38.657 | 27.1709 | 39.2487 | 85.6606 | 7.082 | 0 | 1.6913 | 8.88 | 30.1741 | 187.6276 | 0 | 0 | 7.686 | 0
3396 | 142 | 22 | 5 | Thursday | 11 | 0 | 96.403 | 27.1709 | 37.5233 | 85.6606 | 8.535 | 0 | 1.8507 | 10.32 | 35.625 | 196.5603 | 0 | 0 | 9.2622 | 0
3397 | 142 | 22 | 5 | Thursday | 12 | 0 | 39.39 | 27.1709 | 34.6138 | 78.8121 | 10.351 | 0 | 1.6498 | 13.92 | 38.6399 | 185.7032 | 0 | 0 | 11.232 | 0
3398 | 142 | 22 | 5 | Thursday | 13 | 0 | 110.619 | 27.1709 | 37.6074 | 85.6606 | 9.806 | 0 | 1.9839 | 11.52 | 38.5435 | 201.0071 | 0 | 0 | 10.6408 | 0
3399 | 142 | 22 | 5 | Thursday | 14 | 0 | 136.558 | 27.1709 | 38.1135 | 85.6606 | 6.174 | 0 | 1.9936 | 8.88 | 35.1294 | 202.1371 | 0 | 0 | 6.7007 | 0
3400 | 142 | 22 | 5 | Thursday | 15 | 0 | 188.909 | 27.1709 | 38.5378 | 85.6606 | 5.993 | 0 | 2.4375 | 8.88 | 28.9023 | 210.5056 | 0 | 0 | 6.5037 | 0
3401 | 142 | 22 | 5 | Thursday | 16 | 0 | 234.195 | 27.1709 | 38.8348 | 85.2073 | 7.99 | 0 | 2.7896 | 11.04 | 21.9474 | 219.4239 | 0 | 0 | 8.6711 | 0
3402 | 142 | 22 | 5 | Thursday | 17 | 0 | 38.603 | 27.1709 | 30.7562 | 55.9825 | 4.722 | 0 | 1.3405 | 14.88 | 16.3357 | 157.0565 | 0 | 0 | 5.124 | 0
3403 | 142 | 22 | 5 | Thursday | 18 | 0 | 19.224 | 13.5854 | 22.5483 | 40.9205 | 3.814 | 0 | 0.8352 | 4.8 | 11.0363 | 97.7634 | 0 | 0 | 4.1389 | 0
3404 | 142 | 22 | 5 | Thursday | 19 | 0 | 0 | 0 | 21.139 | 40.0131 | 2.724 | 0 | 0.0443 | 2.88 | 5.9313 | 64.0301 | 0 | 0 | 2.9562 | 0
3405 | 142 | 22 | 5 | Thursday | 20 | 0 | 0 | 0 | 21.2832 | 33.1724 | 3.087 | 0 | 0.0503 | 0.96 | 2.6696 | 55.4131 | 0 | 0 | 3.3506 | 0
3406 | 142 | 22 | 5 | Thursday | 21 | 0 | 0 | 0 | 23.8773 | 32.719 | 1.453 | 0 | 0.0236 | 0.96 | 0.6019 | 57.5272 | 0 | 0 | 1.5767 | 0
3407 | 142 | 22 | 5 | Thursday | 22 | 0 | 0 | 0 | 12.7362 | 17.8393 | 0.908 | 0 | 0.0148 | 0 | 0 | 30.5543 | 0 | 0 | 0.9855 | 0
3408 | 142 | 22 | 5 | Thursday | 23 | 0 | 0 | 0 | 6.1377 | 11.0335 | 0.908 | 0 | 0.0148 | 0 | 0 | 17.15 | 0 | 0 | 0.9855 | 0
3409 | 143 | 23 | 5 | Friday | 0 | 0 | 0 | 0 | 5.1885 | 10.3969 | 0.908 | 0 | 0.0148 | 0 | 0 | 15.5682 | 0 | 0 | 0.9855 | 0
3410 | 143 | 23 | 5 | Friday | 1 | 0 | 0 | 0 | 5.1829 | 10.3969 | 0.908 | 0 | 0.0148 | 0 | 0 | 15.5682 | 0 | 0 | 0.9855 | 0
3411 | 143 | 23 | 5 | Friday | 2 | 0 | 0 | 0 | 5.1829 | 10.3969 | 0.908 | 0 | 0.0148 | 0 | 0 | 15.5682 | 0 | 0 | 0.9855 | 0
3412 | 143 | 23 | 5 | Friday | 3 | 0 | 0 | 0 | 5.1829 | 10.3969 | 0.908 | 0 | 0.0148 | 0 | 0 | 15.5682 | 0 | 0 | 0.9855 | 0
3413 | 143 | 23 | 5 | Friday | 4 | 0 | 0 | 0 | 5.6548 | 10.3969 | 0.908 | 0 | 0.0148 | 0 | 0 | 16.0401 | 0 | 0 | 0.9855 | 0
3414 | 143 | 23 | 5 | Friday | 5 | 0 | 0 | 0 | 8.8508 | 14.4831 | 1.453 | 0 | 0.0236 | 0 | 0.1545 | 23.3311 | 0 | 0 | 1.5768 | 0
3415 | 143 | 23 | 5 | Friday | 6 | 0 | 0 | 0 | 16.3307 | 21.1313 | 1.271 | 0 | 0.0207 | 0 | 1.473 | 37.4491 | 0 | 0 | 1.3796 | 0
3416 | 143 | 23 | 5 | Friday | 7 | 0 | 3.406 | 3.1631 | 24.1304 | 37.109 | 3.45 | 0 | 0.3556 | 8.4 | 5.5986 | 74.6222 | 0 | 0 | 3.7449 | 0
3417 | 143 | 23 | 5 | Friday | 8 | 0.485 | 0 | 27.1709 | 39.1345 | 79.9326 | 6.356 | 0 | 1.4965 | 16.56 | 12.8226 | 164.3081 | 0 | 0 | 7.3831 | 0
3418 | 143 | 23 | 5 | Friday | 9 | 0 | 15.832 | 27.1709 | 39.753 | 84.3871 | 6.901 | 0 | 1.4455 | 10.32 | 21.0383 | 174.8057 | 0 | 0 | 7.4891 | 0
3419 | 143 | 23 | 5 | Friday | 10 | 0 | 44.633 | 27.1709 | 39.0199 | 85.6606 | 7.082 | 0 | 1.7255 | 8.88 | 28.041 | 187.571 | 0 | 0 | 7.686 | 0
3420 | 143 | 23 | 5 | Friday | 11 | 0 | 103.894 | 27.1709 | 37.4151 | 85.6606 | 8.535 | 0 | 1.8704 | 10.32 | 32.6457 | 197.7568 | 0 | 0 | 9.2622 | 0
3421 | 143 | 23 | 5 | Friday | 12 | 0 | 103.003 | 27.1709 | 34.8121 | 78.8121 | 10.351 | 0 | 1.9368 | 13.92 | 36.0391 | 193.3176 | 0 | 0 | 11.232 | 0
3422 | 143 | 23 | 5 | Friday | 13 | 0 | 272.158 | 27.1709 | 38.1011 | 85.6606 | 9.806 | 0 | 3.1877 | 11.52 | 37.8861 | 226.3457 | 0 | 0 | 10.6408 | 0
3423 | 143 | 23 | 5 | Friday | 14 | 0 | 266.084 | 27.1709 | 38.3426 | 85.6606 | 6.174 | 0 | 2.9885 | 8.88 | 34.9761 | 223.1497 | 0 | 0 | 6.7007 | 0
3424 | 143 | 23 | 5 | Friday | 15 | 0 | 275.015 | 27.1709 | 39.0707 | 85.6606 | 5.993 | 0 | 3.0602 | 8.88 | 28.2881 | 226.3249 | 0 | 0 | 6.5037 | 0
3425 | 143 | 23 | 5 | Friday | 16 | 0 | 276.797 | 27.1709 | 39.5773 | 85.2073 | 7.99 | 0 | 3.1094 | 11.04 | 22.7212 | 228.8994 | 0 | 0 | 8.6711 | 0
3426 | 143 | 23 | 5 | Friday | 17 | 0 | 129.54 | 27.1709 | 31.3815 | 55.9825 | 4.722 | 0 | 1.9478 | 14.88 | 17.6827 | 171.6595 | 0 | 0 | 5.124 | 0
3427 | 143 | 23 | 5 | Friday | 18 | 0 | 37.776 | 13.5854 | 23.1148 | 40.9205 | 3.814 | 0 | 0.8198 | 4.8 | 10.6053 | 99.9237 | 0 | 0 | 4.1389 | 0
3428 | 143 | 23 | 5 | Friday | 19 | 0 | 0 | 0 | 22.8979 | 40.0131 | 2.724 | 0 | 0.0443 | 2.88 | 4.6564 | 65.789 | 0 | 0 | 2.9562 | 0
3429 | 143 | 23 | 5 | Friday | 20 | 0 | 0 | 0 | 22.4113 | 33.1724 | 3.087 | 0 | 0.0503 | 0.96 | 1.8629 | 56.5412 | 0 | 0 | 3.3506 | 0
3430 | 143 | 23 | 5 | Friday | 21 | 0 | 0 | 0 | 23.9976 | 32.719 | 1.453 | 0 | 0.0236 | 0.96 | 0.4732 | 57.6475 | 0 | 0 | 1.5767 | 0
3431 | 143 | 23 | 5 | Friday | 22 | 0 | 0 | 0 | 12.7362 | 17.8393 | 0.908 | 0 | 0.0148 | 0 | 0 | 30.5543 | 0 | 0 | 0.9855 | 0
3432 | 143 | 23 | 5 | Friday | 23 | 0 | 0 | 0 | 6.1377 | 11.0335 | 0.908 | 0 | 0.0148 | 0 | 0 | 17.15 | 0 | 0 | 0.9855 | 0
3433 | 144 | 24 | 5 | Saturday | 0 | 0 | 0 | 0 | 5.3495 | 10.6091 | 0.908 | 0 | 0.0148 | 0 | 0 | 15.9381 | 0 | 0 | 0.9855 | 0
3434 | 144 | 24 | 5 | Saturday | 1 | 0 | 0 | 0 | 5.1845 | 10.3969 | 0.908 | 0 | 0.0148 | 0 | 0 | 15.5682 | 0 | 0 | 0.9855 | 0
3435 | 144 | 24 | 5 | Saturday | 2 | 0 | 0 | 0 | 5.1845 | 10.3969 | 0.908 | 0 | 0.0148 | 0 | 0 | 15.5682 | 0 | 0 | 0.9855 | 0
3436 | 144 | 24 | 5 | Saturday | 3 | 0 | 0 | 0 | 5.1845 | 10.3969 | 0.908 | 0 | 0.0148 | 0 | 0 | 15.5682 | 0 | 0 | 0.9855 | 0
3437 | 144 | 24 | 5 | Saturday | 4 | 0 | 0 | 0 | 5.1845 | 10.3969 | 0.908 | 0 | 0.0148 | 0 | 0 | 15.5682 | 0 | 0 | 0.9855 | 0
3438 | 144 | 24 | 5 | Saturday | 5 | 0 | 0 | 0 | 5.6558 | 10.3969 | 1.453 | 0 | 0.0236 | 0 | 0.1497 | 16.0483 | 0 | 0 | 1.5768 | 0
3439 | 144 | 24 | 5 | Saturday | 6 | 0 | 0 | 0 | 9.8126 | 14.454 | 1.271 | 0 | 0.0207 | 0 | 1.4161 | 24.2553 | 0 | 0 | 1.3796 | 0
3440 | 144 | 24 | 5 | Saturday | 7 | 0 | 0 | 0 | 12.2926 | 18.078 | 1.998 | 0 | 0.0325 | 3.84 | 4.9915 | 34.2303 | 0 | 0 | 2.168 | 0
3441 | 144 | 24 | 5 | Saturday | 8 | 0 | 0 | 0 | 17.5065 | 33.4891 | 2.724 | 0 | 0.0443 | 3.36 | 11.0061 | 54.3752 | 0 | 0 | 2.9562 | 0
3442 | 144 | 24 | 5 | Saturday | 9 | 0 | 0 | 0 | 18.2992 | 36.0383 | 3.814 | 0 | 0.0621 | 5.04 | 18.2177 | 59.4204 | 0 | 0 | 4.139 | 0
3443 | 144 | 24 | 5 | Saturday | 10 | 0 | 0 | 0 | 18.3279 | 36.8872 | 3.45 | 0 | 1.211 | 4.32 | 25.1741 | 60.7269 | 0 | 0 | 3.7447 | 0
3444 | 144 | 24 | 5 | Saturday | 11 | 0 | 0 | 0 | 17.2847 | 36.8872 | 4.177 | 0 | 1.4584 | 6 | 32.2278 | 61.6023 | 0 | 0 | 4.5333 | 0
3445 | 144 | 24 | 5 | Saturday | 12 | 0 | 0 | 0 | 13.7429 | 26.6109 | 3.632 | 0 | 1.2273 | 5.04 | 36.9416 | 46.5858 | 0 | 0 | 3.9417 | 0
3446 | 144 | 24 | 5 | Saturday | 13 | 0 | 0.116 | 0 | 14.334 | 26.1571 | 3.45 | 0 | 1.3213 | 3.12 | 38.627 | 45.0065 | 0 | 0 | 3.7448 | 0
3447 | 144 | 24 | 5 | Saturday | 14 | 0 | 6.372 | 0 | 14.2955 | 26.1571 | 2.724 | 0 | 0.5408 | 1.92 | 37.5074 | 49.3061 | 0 | 0 | 2.9562 | 0
3448 | 144 | 24 | 5 | Saturday | 15 | 0 | 12.072 | 0 | 14.9406 | 26.1571 | 2.179 | 0 | 0.7249 | 0.96 | 33.6004 | 55.0356 | 0 | 0 | 2.3651 | 0
3449 | 144 | 24 | 5 | Saturday | 16 | 0 | 12.905 | 0 | 15.1294 | 26.1571 | 2.542 | 0 | 0.7438 | 1.2 | 27.4663 | 55.6871 | 0 | 0 | 2.7593 | 0
3450 | 144 | 24 | 5 | Saturday | 17 | 0 | 9.53 | 0 | 11.5602 | 19.2871 | 1.271 | 0 | 0.5626 | 1.44 | 19.9173 | 42.5322 | 0 | 0 | 1.3795 | 0
3451 | 144 | 24 | 5 | Saturday | 18 | 0 | 6.811 | 0 | 11.5879 | 19.2871 | 1.271 | 0 | 0.4089 | 0 | 11.8742 | 38.1197 | 0 | 0 | 1.3796 | 0
3452 | 144 | 24 | 5 | Saturday | 19 | 0 | 8.266 | 0 | 12.2132 | 19.2871 | 1.271 | 0 | 0.4898 | 0 | 5.1762 | 40.2349 | 0 | 0 | 1.3796 | 0
3453 | 144 | 24 | 5 | Saturday | 20 | 0 | 2.202 | 0 | 13.0412 | 19.2871 | 1.271 | 0 | 0.142 | 0 | 2.0328 | 34.5968 | 0 | 0 | 1.3796 | 0
3454 | 144 | 24 | 5 | Saturday | 21 | 0 | 0 | 0 | 13.744 | 19.2871 | 1.634 | 0 | 0.0266 | 0 | 0.53 | 32.9977 | 0 | 0 | 1.774 | 0
3455 | 144 | 24 | 5 | Saturday | 22 | 0 | 0 | 0 | 12.5503 | 17.5892 | 0.908 | 0 | 0.0148 | 0 | 0 | 30.1102 | 0 | 0 | 0.9855 | 0
3456 | 144 | 24 | 5 | Saturday | 23 | 0 | 0 | 0 | 6.6175 | 11.0335 | 0.908 | 0 | 0.0148 | 0 | 0 | 17.6218 | 0 | 0 | 0.9855 | 0
3457 | 145 | 25 | 5 | Sunday | 0 | 0 | 0 | 0 | 5.3583 | 10.6091 | 0.726 | 0 | 0.0118 | 0 | 0 | 15.9352 | 0 | 0 | 0.7883 | 0
3458 | 145 | 25 | 5 | Sunday | 1 | 0 | 0 | 0 | 5.2005 | 10.3969 | 0.726 | 0 | 0.0118 | 0 | 0 | 15.5652 | 0 | 0 | 0.7884 | 0
3459 | 145 | 25 | 5 | Sunday | 2 | 0 | 0 | 0 | 5.1909 | 10.3969 | 0.726 | 0 | 0.0118 | 0 | 0 | 15.5652 | 0 | 0 | 0.7884 | 0
3460 | 145 | 25 | 5 | Sunday | 3 | 0 | 0 | 0 | 5.1909 | 10.3969 | 0.726 | 0 | 0.0118 | 0 | 0 | 15.5652 | 0 | 0 | 0.7884 | 0
3461 | 145 | 25 | 5 | Sunday | 4 | 0 | 0 | 0 | 5.1909 | 10.3969 | 0.726 | 0 | 0.0118 | 0 | 0 | 15.5652 | 0 | 0 | 0.7884 | 0
3462 | 145 | 25 | 5 | Sunday | 5 | 0 | 0 | 0 | 5.6553 | 10.3969 | 1.271 | 0 | 0.0207 | 0 | 0.1678 | 16.0385 | 0 | 0 | 1.3796 | 0
3463 | 145 | 25 | 5 | Sunday | 6 | 0 | 0 | 0 | 5.7521 | 11.0335 | 0.726 | 0 | 0.0118 | 0 | 1.6204 | 16.7559 | 0 | 0 | 0.7883 | 0
3464 | 145 | 25 | 5 | Sunday | 7 | 0 | 0 | 0 | 8.2482 | 14.6575 | 0.726 | 0 | 0.0118 | 0 | 6.5502 | 22.876 | 0 | 0 | 0.7884 | 0
3465 | 145 | 25 | 5 | Sunday | 8 | 0 | 0.424 | 0 | 8.5964 | 15.5065 | 0.726 | 0 | 0.0347 | 0 | 15.1495 | 24.4894 | 0 | 0 | 0.7884 | 0
3466 | 145 | 25 | 5 | Sunday | 9 | 0 | 0.09 | 0 | 8.2865 | 15.5065 | 0.726 | 0 | 0.0166 | 0 | 24.1563 | 23.8434 | 0.3129 | 0 | 0.7884 | 0
3467 | 145 | 25 | 5 | Sunday | 10 | 0 | 2.395 | 0 | 8.4922 | 16.3554 | 0.726 | 0 | 0.1403 | 0 | 31.8919 | 27.2272 | 4.6647 | 0 | 0.7884 | 0
3468 | 145 | 25 | 5 | Sunday | 11 | 0 | 3.435 | 0 | 7.9695 | 16.3554 | 1.09 | 0 | 0.2033 | 0 | 37.4815 | 27.8031 | 9.6784 | 0 | 1.1825 | 0
3469 | 145 | 25 | 5 | Sunday | 12 | 0 | 6.66 | 0 | 9.592 | 20.794 | 1.09 | 0 | 0.3854 | 0 | 40.5019 | 37.3354 | 3.1665 | 0 | 1.1825 | 0
3470 | 145 | 25 | 5 | Sunday | 13 | 0 | 12.247 | 0 | 10.2644 | 20.794 | 1.634 | 0 | 0.6754 | 0 | 41.118 | 42.933 | 0 | 0 | 1.774 | 0
3471 | 145 | 25 | 5 | Sunday | 14 | 0 | 19.768 | 0 | 10.8956 | 20.794 | 1.09 | 0 | 1.0476 | 0 | 39.3784 | 50.375 | 0 | 0 | 1.1825 | 0
3472 | 145 | 25 | 5 | Sunday | 15 | 0 | 19.378 | 0 | 11.7511 | 20.794 | 0.726 | 0 | 1.0368 | 0 | 35.3121 | 51.2918 | 0 | 0 | 0.7883 | 0
3473 | 145 | 25 | 5 | Sunday | 16 | 0 | 18.82 | 0 | 11.6484 | 20.3695 | 0.726 | 0 | 0.9738 | 0 | 29.295 | 49.4527 | 0 | 0 | 0.7884 | 0
3474 | 145 | 25 | 5 | Sunday | 17 | 0 | 15.291 | 0 | 11.4532 | 19.916 | 0.726 | 0 | 0.8075 | 0 | 21.4913 | 45.7722 | 0 | 0 | 0.7884 | 0
3475 | 145 | 25 | 5 | Sunday | 18 | 0 | 14.586 | 0 | 11.4266 | 19.916 | 0.726 | 0 | 0.7841 | 0 | 12.7101 | 45.4162 | 0 | 0 | 0.7884 | 0
3476 | 145 | 25 | 5 | Sunday | 19 | 0 | 14.247 | 0 | 12.0802 | 19.916 | 0.726 | 0 | 0.8144 | 0 | 5.3043 | 46.6703 | 0 | 0 | 0.7884 | 0
3477 | 145 | 25 | 5 | Sunday | 20 | 0 | 7.564 | 0 | 12.4879 | 19.916 | 0.726 | 0 | 0.3994 | 0 | 2.05 | 39.2675 | 0 | 0 | 0.7884 | 0
3478 | 145 | 25 | 5 | Sunday | 21 | 0 | 0 | 0 | 13.592 | 19.916 | 1.271 | 0 | 0.0207 | 0 | 0.5371 | 33.4783 | 0 | 0 | 1.3796 | 0
3479 | 145 | 25 | 5 | Sunday | 22 | 0 | 0 | 0 | 6.2927 | 11.8825 | 0.726 | 0 | 0.0118 | 0 | 0 | 18.155 | 0 | 0 | 0.7883 | 0
3480 | 145 | 25 | 5 | Sunday | 23 | 0 | 0 | 0 | 5.6618 | 11.0335 | 0.726 | 0 | 0.0118 | 0 | 0 | 16.6751 | 0 | 0 | 0.7884 | 0
3481 | 146 | 26 | 5 | Monday | 0 | 0 | 0 | 0 | 5.1885 | 10.3969 | 0.908 | 0 | 0.0148 | 0 | 0 | 15.5682 | 0 | 0 | 0.9855 | 0
3482 | 146 | 26 | 5 | Monday | 1 | 0 | 0 | 0 | 5.1829 | 10.3969 | 0.908 | 0 | 0.0148 | 0 | 0 | 15.5682 | 0 | 0 | 0.9855 | 0
3483 | 146 | 26 | 5 | Monday | 2 | 0 | 0 | 0 | 5.1829 | 10.3969 | 0.908 | 0 | 0.0148 | 0 | 0 | 15.5682 | 0 | 0 | 0.9855 | 0
3484 | 146 | 26 | 5 | Monday | 3 | 0 | 0 | 0 | 5.1829 | 10.3969 | 0.908 | 0 | 0.0148 | 0 | 0 | 15.5682 | 0 | 0 | 0.9855 | 0
3485 | 146 | 26 | 5 | Monday | 4 | 0 | 0 | 0 | 5.6548 | 10.3969 | 0.908 | 0 | 0.0148 | 0 | 0 | 16.0401 | 0 | 0 | 0.9855 | 0
3486 | 146 | 26 | 5 | Monday | 5 | 0 | 0 | 0 | 8.8529 | 14.4831 | 1.453 | 0 | 0.0236 | 0 | 0.1684 | 23.3333 | 0 | 0 | 1.5768 | 0
3487 | 146 | 26 | 5 | Monday | 6 | 0 | 0 | 0 | 16.2998 | 21.1313 | 1.271 | 0 | 0.0207 | 0 | 1.6156 | 37.4182 | 0 | 0 | 1.3796 | 0
3488 | 146 | 26 | 5 | Monday | 7 | 0 | 43.983 | 7.117 | 23.3417 | 37.109 | 3.45 | 0 | 0.9376 | 8.4 | 6.3276 | 87.3307 | 0 | 0 | 3.7449 | 0
3489 | 146 | 26 | 5 | Monday | 8 | 0 | 54.038 | 27.1709 | 36.9201 | 79.9326 | 6.356 | 0 | 1.7586 | 16.56 | 14.4212 | 186.991 | 0 | 0 | 6.8979 | 0
3490 | 146 | 26 | 5 | Monday | 9 | 0 | 17.87 | 27.1709 | 39.1622 | 84.3871 | 6.901 | 0 | 1.0338 | 10.32 | 23.0319 | 177.2112 | 0 | 0 | 7.4891 | 0
3491 | 146 | 26 | 5 | Monday | 10 | 0 | 26.133 | 27.1709 | 38.9814 | 85.6606 | 7.082 | 0 | 1.4992 | 8.88 | 30.6577 | 184.6913 | 0 | 0 | 7.686 | 0
3492 | 146 | 26 | 5 | Monday | 11 | 0 | 47.057 | 27.1709 | 37.4364 | 85.6606 | 8.535 | 0 | 1.7655 | 10.32 | 36.1776 | 187.3019 | 0 | 0 | 9.2622 | 0
3493 | 146 | 26 | 5 | Monday | 12 | 0 | 26.378 | 27.1709 | 34.5986 | 78.8121 | 10.351 | 0 | 1.5087 | 13.92 | 39.4766 | 178.1677 | 0 | 0 | 11.232 | 0
3494 | 146 | 26 | 5 | Monday | 13 | 0 | 65.934 | 27.1709 | 37.7179 | 85.6606 | 9.806 | 0 | 1.9138 | 11.52 | 40.4336 | 190.3745 | 0 | 0 | 10.6408 | 0
3495 | 146 | 26 | 5 | Monday | 14 | 0 | 106.301 | 27.1709 | 38.3288 | 85.6606 | 6.174 | 0 | 1.8782 | 8.88 | 38.8617 | 197.0038 | 0 | 0 | 6.7007 | 0
3496 | 146 | 26 | 5 | Monday | 15 | 0 | 98.953 | 27.1709 | 39.1747 | 85.6606 | 5.993 | 0 | 1.9542 | 8.88 | 34.9851 | 198.1145 | 0 | 0 | 6.5037 | 0
3497 | 146 | 26 | 5 | Monday | 16 | 0 | 94.41 | 27.1709 | 39.6864 | 85.2073 | 7.99 | 0 | 1.9595 | 11.04 | 29.0806 | 199.8359 | 0 | 0 | 8.6711 | 0
3498 | 146 | 26 | 5 | Monday | 17 | 0 | 32.312 | 27.1709 | 31.4455 | 55.9825 | 4.722 | 0 | 1.4598 | 14.88 | 21.3849 | 159.7171 | 0 | 0 | 5.124 | 0
3499 | 146 | 26 | 5 | Monday | 18 | 0 | 24.893 | 13.5854 | 22.8279 | 40.9205 | 3.814 | 0 | 0.8696 | 4.8 | 12.7355 | 98.4542 | 0 | 0 | 4.1389 | 0
3500 | 146 | 26 | 5 | Monday | 19 | 0 | 0 | 0 | 22.0906 | 40.0131 | 2.724 | 0 | 0.1377 | 2.88 | 5.3602 | 65.075 | 0 | 0 | 2.9562 | 0
3501 | 146 | 26 | 5 | Monday | 20 | 0 | 0 | 0 | 21.7096 | 33.1724 | 3.087 | 0 | 0.3735 | 0.96 | 2.0596 | 56.1628 | 0 | 0 | 3.3506 | 0
3502 | 146 | 26 | 5 | Monday | 21 | 0 | 0 | 0 | 23.9267 | 32.719 | 1.453 | 0 | 0.0236 | 0.96 | 0.5534 | 57.5766 | 0 | 0 | 1.5767 | 0
3503 | 146 | 26 | 5 | Monday | 22 | 0 | 0 | 0 | 12.7362 | 17.8393 | 0.908 | 0 | 0.0148 | 0 | 0 | 30.5543 | 0 | 0 | 0.9855 | 0
3504 | 146 | 26 | 5 | Monday | 23 | 0 | 0 | 0 | 6.1377 | 11.0335 | 0.908 | 0 | 0.0148 | 0 | 0 | 17.15 | 0 | 0 | 0.9855 | 0
3505 | 147 | 27 | 5 | Tuesday | 0 | 0 | 0 | 0 | 5.1885 | 10.3969 | 0.908 | 0 | 0.0148 | 0 | 0 | 15.5682 | 0 | 0 | 0.9855 | 0
3506 | 147 | 27 | 5 | Tuesday | 1 | 0 | 0 | 0 | 5.1829 | 10.3969 | 0.908 | 0 | 0.0148 | 0 | 0 | 15.5682 | 0 | 0 | 0.9855 | 0
3507 | 147 | 27 | 5 | Tuesday | 2 | 0 | 0 | 0 | 5.1829 | 10.3969 | 0.908 | 0 | 0.0148 | 0 | 0 | 15.5682 | 0 | 0 | 0.9855 | 0
3508 | 147 | 27 | 5 | Tuesday | 3 | 0 | 0 | 0 | 5.1829 | 10.3969 | 0.908 | 0 | 0.0148 | 0 | 0 | 15.5682 | 0 | 0 | 0.9855 | 0
3509 | 147 | 27 | 5 | Tuesday | 4 | 0 | 0 | 0 | 5.6548 | 10.3969 | 0.908 | 0 | 0.0148 | 0 | 0 | 16.0401 | 0 | 0 | 0.9855 | 0
3510 | 147 | 27 | 5 | Tuesday | 5 | 0 | 0 | 0 | 8.8422 | 14.4831 | 1.453 | 0 | 0.0236 | 0 | 0.1683 | 23.3225 | 0 | 0 | 1.5768 | 0
3511 | 147 | 27 | 5 | Tuesday | 6 | 0 | 0 | 0 | 15.9497 | 21.1313 | 1.271 | 0 | 0.0207 | 0 | 1.6372 | 37.0682 | 0 | 0 | 1.3796 | 0
3512 | 147 | 27 | 5 | Tuesday | 7 | 0 | 9.218 | 2.3723 | 22.7403 | 37.109 | 3.45 | 0 | 0.4139 | 8.4 | 6.4807 | 73.8388 | 0 | 0 | 3.7449 | 0
3513 | 147 | 27 | 5 | Tuesday | 8 | 0 | 21.878 | 27.1709 | 36.9363 | 79.9326 | 6.356 | 0 | 1.4984 | 16.56 | 14.5435 | 177.438 | 0 | 0 | 6.8979 | 0
3514 | 147 | 27 | 5 | Tuesday | 9 | 0 | 13.643 | 27.1709 | 39.1868 | 84.3871 | 6.901 | 0 | 0.8607 | 10.32 | 22.8133 | 174.4644 | 0 | 0 | 7.4891 | 0
3515 | 147 | 27 | 5 | Tuesday | 10 | 0 | 31.841 | 27.1709 | 39.1702 | 85.6606 | 7.082 | 0 | 1.6164 | 8.88 | 30.2697 | 186.4795 | 0 | 0 | 7.686 | 0
3516 | 147 | 27 | 5 | Tuesday | 11 | 0 | 48.581 | 27.1709 | 37.5552 | 85.6606 | 8.535 | 0 | 1.7705 | 10.32 | 35.9183 | 187.4685 | 0 | 0 | 9.2622 | 0
3517 | 147 | 27 | 5 | Tuesday | 12 | 0 | 29.041 | 27.1709 | 34.6072 | 78.8121 | 10.351 | 0 | 1.425 | 13.92 | 39.3203 | 176.3524 | 0 | 0 | 11.232 | 0
3518 | 147 | 27 | 5 | Tuesday | 13 | 0 | 104.399 | 27.1709 | 37.7279 | 85.6606 | 9.806 | 0 | 1.934 | 11.52 | 40.2987 | 198.9707 | 0 | 0 | 10.6408 | 0
3519 | 147 | 27 | 5 | Tuesday | 14 | 0 | 69.505 | 27.1709 | 38.3287 | 85.6606 | 6.174 | 0 | 1.8627 | 8.88 | 38.7796 | 193.8176 | 0 | 0 | 6.7007 | 0
3520 | 147 | 27 | 5 | Tuesday | 15 | 0 | 79.85 | 27.1709 | 39.0894 | 85.6606 | 5.993 | 0 | 1.9041 | 8.88 | 34.5456 | 195.8833 | 0 | 0 | 6.5037 | 0
3521 | 147 | 27 | 5 | Tuesday | 16 | 0 | 81.342 | 27.1709 | 39.3839 | 85.2073 | 7.99 | 0 | 1.9069 | 11.04 | 27.5052 | 198.033 | 0 | 0 | 8.6711 | 0
3522 | 147 | 27 | 5 | Tuesday | 17 | 0 | 40.713 | 27.1709 | 30.9876 | 55.9825 | 4.722 | 0 | 1.4937 | 14.88 | 19.4567 | 159.5302 | 0 | 0 | 5.124 | 0
3523 | 147 | 27 | 5 | Tuesday | 18 | 0 | 30.238 | 13.5854 | 22.4624 | 40.9205 | 3.814 | 0 | 0.8722 | 4.8 | 12.2192 | 98.3652 | 0 | 0 | 4.1389 | 0
3524 | 147 | 27 | 5 | Tuesday | 19 | 0 | 0 | 0 | 21.037 | 40.0131 | 2.724 | 0 | 0.0443 | 2.88 | 6.2329 | 63.9281 | 0 | 0 | 2.9562 | 0
3525 | 147 | 27 | 5 | Tuesday | 20 | 0 | 0 | 0 | 20.8223 | 33.1724 | 3.087 | 0 | 0.1436 | 0.96 | 2.8612 | 55.0455 | 0 | 0 | 3.3506 | 0
3526 | 147 | 27 | 5 | Tuesday | 21 | 0 | 0 | 0 | 23.7489 | 32.719 | 1.453 | 0 | 0.0236 | 0.96 | 0.727 | 57.3988 | 0 | 0 | 1.5767 | 0
3527 | 147 | 27 | 5 | Tuesday | 22 | 0 | 0 | 0 | 12.7362 | 17.8393 | 0.908 | 0 | 0.0148 | 0 | 0 | 30.5543 | 0 | 0 | 0.9855 | 0
3528 | 147 | 27 | 5 | Tuesday | 23 | 0 | 0 | 0 | 6.1377 | 11.0335 | 0.908 | 0 | 0.0148 | 0 | 0 | 17.15 | 0 | 0 | 0.9855 | 0
3529 | 148 | 28 | 5 | Wednesday | 0 | 0 | 0 | 0 | 5.1885 | 10.3969 | 0.908 | 0 | 0.0148 | 0 | 0 | 15.5682 | 0 | 0 | 0.9855 | 0
3530 | 148 | 28 | 5 | Wednesday | 1 | 0 | 0 | 0 | 5.1829 | 10.3969 | 0.908 | 0 | 0.0148 | 0 | 0 | 15.5682 | 0 | 0 | 0.9855 | 0
3531 | 148 | 28 | 5 | Wednesday | 2 | 0 | 0 | 0 | 5.1829 | 10.3969 | 0.908 | 0 | 0.0148 | 0 | 0 | 15.5682 | 0 | 0 | 0.9855 | 0
3532 | 148 | 28 | 5 | Wednesday | 3 | 0 | 0 | 0 | 5.1829 | 10.3969 | 0.908 | 0 | 0.0148 | 0 | 0 | 15.5682 | 0 | 0 | 0.9855 | 0
3533 | 148 | 28 | 5 | Wednesday | 4 | 0 | 0 | 0 | 5.6548 | 10.3969 | 0.908 | 0 | 0.0148 | 0 | 0 | 16.0401 | 0 | 0 | 0.9855 | 0
3534 | 148 | 28 | 5 | Wednesday | 5 | 0 | 0 | 0 | 8.8552 | 14.4831 | 1.453 | 0 | 0.0236 | 0 | 0.1433 | 23.3355 | 0 | 0 | 1.5768 | 0
3535 | 148 | 28 | 5 | Wednesday | 6 | 0 | 0 | 0 | 16.6432 | 21.1313 | 1.271 | 0 | 0.0207 | 0 | 1.2538 | 37.7617 | 0 | 0 | 1.3796 | 0
3536 | 148 | 28 | 5 | Wednesday | 7 | 0 | 8.716 | 2.3723 | 24.5771 | 37.109 | 3.45 | 0 | 0.4181 | 8.4 | 3.8444 | 75.6626 | 0 | 0 | 3.7449 | 0
3537 | 148 | 28 | 5 | Wednesday | 8 | 0 | 11.654 | 27.1709 | 39.6851 | 79.9326 | 6.356 | 0 | 1.5803 | 16.56 | 8.5322 | 173.6873 | 0 | 0 | 6.8979 | 0
3538 | 148 | 28 | 5 | Wednesday | 9 | 0 | 5.869 | 27.1709 | 39.833 | 84.3871 | 6.901 | 0 | 0.4322 | 10.32 | 14.7492 | 167.7279 | 0 | 0 | 7.4891 | 0
3539 | 148 | 28 | 5 | Wednesday | 10 | 0 | 5.156 | 27.1709 | 38.932 | 85.6606 | 7.082 | 0 | 0.3947 | 8.88 | 22.4108 | 165.9488 | 0 | 0 | 7.686 | 0
3540 | 148 | 28 | 5 | Wednesday | 11 | 0 | 21.56 | 27.1709 | 37.2923 | 85.6606 | 8.535 | 0 | 1.2637 | 10.32 | 29.8706 | 179.9631 | 0 | 0 | 9.2622 | 0
3541 | 148 | 28 | 5 | Wednesday | 12 | 0 | 5.812 | 27.1709 | 34.5109 | 78.8121 | 10.351 | 0 | 0.473 | 13.92 | 34.93 | 160.1342 | 0 | 0 | 11.232 | 0
3542 | 148 | 28 | 5 | Wednesday | 13 | 0 | 57.729 | 27.1709 | 37.7085 | 85.6606 | 9.806 | 0 | 1.8302 | 11.52 | 36.8051 | 189.015 | 0 | 0 | 10.6408 | 0
3543 | 148 | 28 | 5 | Wednesday | 14 | 0 | 104.521 | 27.1709 | 38.3128 | 85.6606 | 6.174 | 0 | 1.8647 | 8.88 | 35.2562 | 196.7744 | 0 | 0 | 6.7007 | 0
3544 | 148 | 28 | 5 | Wednesday | 15 | 0 | 73.088 | 27.1709 | 39.0372 | 85.6606 | 5.993 | 0 | 1.8708 | 8.88 | 31.9678 | 194.9034 | 0 | 0 | 6.5037 | 0
3545 | 148 | 28 | 5 | Wednesday | 16 | 0 | 54.914 | 27.1709 | 39.6108 | 85.2073 | 7.99 | 0 | 1.8689 | 11.04 | 28.0499 | 191.0672 | 0 | 0 | 8.6711 | 0
3546 | 148 | 28 | 5 | Wednesday | 17 | 0 | 29.776 | 27.1709 | 31.418 | 55.9825 | 4.722 | 0 | 1.5124 | 14.88 | 21.2751 | 155.75 | 0 | 0 | 5.124 | 0
3547 | 148 | 28 | 5 | Wednesday | 18 | 0 | 18.859 | 13.5854 | 22.9304 | 40.9205 | 3.814 | 0 | 0.7889 | 4.8 | 12.8072 | 96.9974 | 0 | 0 | 4.1389 | 0
3548 | 148 | 28 | 5 | Wednesday | 19 | 0 | 0 | 0 | 22.4669 | 40.0131 | 2.724 | 0 | 0.0443 | 2.88 | 5.4653 | 65.3579 | 0 | 0 | 2.9562 | 0
3549 | 148 | 28 | 5 | Wednesday | 20 | 0 | 0 | 0 | 21.7891 | 33.1724 | 3.087 | 0 | 0.1436 | 0.96 | 2.1104 | 56.0123 | 0 | 0 | 3.3506 | 0
3550 | 148 | 28 | 5 | Wednesday | 21 | 0 | 0 | 0 | 23.909 | 32.719 | 1.453 | 0 | 0.0236 | 0.96 | 0.575 | 57.5589 | 0 | 0 | 1.5767 | 0
3551 | 148 | 28 | 5 | Wednesday | 22 | 0 | 0 | 0 | 12.7362 | 17.8393 | 0.908 | 0 | 0.0148 | 0 | 0 | 30.5543 | 0 | 0 | 0.9855 | 0
3552 | 148 | 28 | 5 | Wednesday | 23 | 0 | 0 | 0 | 6.1377 | 11.0335 | 0.908 | 0 | 0.0148 | 0 | 0 | 17.15 | 0 | 0 | 0.9855 | 0
3553 | 149 | 29 | 5 | Thursday | 0 | 0 | 0 | 0 | 5.1885 | 10.3969 | 0.908 | 0 | 0.0148 | 0 | 0 | 15.5682 | 0 | 0 | 0.9855 | 0
3554 | 149 | 29 | 5 | Thursday | 1 | 0 | 0 | 0 | 5.1829 | 10.3969 | 0.908 | 0 | 0.0148 | 0 | 0 | 15.5682 | 0 | 0 | 0.9855 | 0
3555 | 149 | 29 | 5 | Thursday | 2 | 0 | 0 | 0 | 5.1829 | 10.3969 | 0.908 | 0 | 0.0148 | 0 | 0 | 15.5682 | 0 | 0 | 0.9855 | 0
3556 | 149 | 29 | 5 | Thursday | 3 | 0 | 0 | 0 | 5.1829 | 10.3969 | 0.908 | 0 | 0.0148 | 0 | 0 | 15.5682 | 0 | 0 | 0.9855 | 0
3557 | 149 | 29 | 5 | Thursday | 4 | 0 | 0 | 0 | 5.6548 | 10.3969 | 0.908 | 0 | 0.0148 | 0 | 0 | 16.0401 | 0 | 0 | 0.9855 | 0
3558 | 149 | 29 | 5 | Thursday | 5 | 0 | 0 | 0 | 8.8397 | 14.4831 | 1.453 | 0 | 0.0236 | 0 | 0.1739 | 23.32 | 0 | 0 | 1.5768 | 0
3559 | 149 | 29 | 5 | Thursday | 6 | 0 | 0 | 0 | 16.1454 | 21.1313 | 1.271 | 0 | 0.0207 | 0 | 1.6752 | 37.2638 | 0 | 0 | 1.3796 | 0
3560 | 149 | 29 | 5 | Thursday | 7 | 0 | 4.689 | 1.5816 | 24.0655 | 37.109 | 3.45 | 0 | 0.2732 | 8.4 | 6.4418 | 73.2035 | 0 | 0 | 3.7449 | 0
3561 | 149 | 29 | 5 | Thursday | 8 | 0 | 3.697 | 27.1709 | 37.9103 | 79.9326 | 6.356 | 0 | 1.4214 | 16.56 | 14.6258 | 166.4749 | 0 | 0 | 6.8979 | 0
3562 | 149 | 29 | 5 | Thursday | 9 | 0 | 22.029 | 27.1709 | 39.1968 | 84.3871 | 6.901 | 0 | 1.2916 | 10.32 | 23.4352 | 181.5887 | 0 | 0 | 7.4891 | 0
3563 | 149 | 29 | 5 | Thursday | 10 | 0 | 33.86 | 27.1709 | 38.9636 | 85.6606 | 7.082 | 0 | 1.6586 | 8.88 | 31.0759 | 186.9095 | 0 | 0 | 7.686 | 0
3564 | 149 | 29 | 5 | Thursday | 11 | 0 | 54.979 | 27.1709 | 37.428 | 85.6606 | 8.535 | 0 | 1.8085 | 10.32 | 36.56 | 187.9173 | 0 | 0 | 9.2622 | 0
3565 | 149 | 29 | 5 | Thursday | 12 | 0 | 34.982 | 27.1709 | 34.5825 | 78.8121 | 10.351 | 0 | 1.6534 | 13.92 | 39.6531 | 180.1464 | 0 | 0 | 11.232 | 0
3566 | 149 | 29 | 5 | Thursday | 13 | 0 | 110.156 | 27.1709 | 37.6914 | 85.6606 | 9.806 | 0 | 1.9556 | 11.52 | 39.7446 | 199.5694 | 0 | 0 | 10.6408 | 0
3567 | 149 | 29 | 5 | Thursday | 14 | 0 | 105.946 | 27.1709 | 38.2939 | 85.6606 | 6.174 | 0 | 1.9528 | 8.88 | 37.2575 | 198.0067 | 0 | 0 | 6.7007 | 0
3568 | 149 | 29 | 5 | Thursday | 15 | 0 | 114.147 | 27.1709 | 38.7836 | 85.6606 | 5.993 | 0 | 1.9423 | 8.88 | 31.6184 | 199.6205 | 0 | 0 | 6.5037 | 0
3569 | 149 | 29 | 5 | Thursday | 16 | 0 | 107.416 | 27.1709 | 39.2166 | 85.2073 | 7.99 | 0 | 1.9367 | 11.04 | 25.8101 | 200.9642 | 0 | 0 | 8.6711 | 0
3570 | 149 | 29 | 5 | Thursday | 17 | 0 | 52.93 | 27.1709 | 31.558 | 55.9825 | 4.722 | 0 | 1.5408 | 14.88 | 19.928 | 161.7893 | 0 | 0 | 5.124 | 0
3571 | 149 | 29 | 5 | Thursday | 18 | 0 | 32.436 | 13.5854 | 23.5471 | 40.9205 | 3.814 | 0 | 0.8554 | 4.8 | 12.5279 | 99.7457 | 0 | 0 | 4.1389 | 0
3572 | 149 | 29 | 5 | Thursday | 19 | 0 | 0 | 0 | 22.2937 | 40.0131 | 2.724 | 0 | 0.0443 | 2.88 | 5.5427 | 65.1848 | 0 | 0 | 2.9562 | 0
3573 | 149 | 29 | 5 | Thursday | 20 | 0 | 0 | 0 | 21.5136 | 33.1724 | 3.087 | 0 | 0.1888 | 0.96 | 2.1816 | 55.782 | 0 | 0 | 3.3506 | 0
3574 | 149 | 29 | 5 | Thursday | 21 | 0 | 0 | 0 | 23.884 | 32.719 | 1.453 | 0 | 0.0236 | 0.96 | 0.5977 | 57.5339 | 0 | 0 | 1.5767 | 0
3575 | 149 | 29 | 5 | Thursday | 22 | 0 | 0 | 0 | 12.7362 | 17.8393 | 0.908 | 0 | 0.0148 | 0 | 0 | 30.5543 | 0 | 0 | 0.9855 | 0
3576 | 149 | 29 | 5 | Thursday | 23 | 0 | 0 | 0 | 6.1377 | 11.0335 | 0.908 | 0 | 0.0148 | 0 | 0 | 17.15 | 0 | 0 | 0.9855 | 0
3577 | 150 | 30 | 5 | Friday | 0 | 0 | 0 | 0 | 5.1885 | 10.3969 | 0.908 | 0 | 0.0148 | 0 | 0 | 15.5682 | 0 | 0 | 0.9855 | 0
3578 | 150 | 30 | 5 | Friday | 1 | 0 | 0 | 0 | 5.1829 | 10.3969 | 0.908 | 0 | 0.0148 | 0 | 0 | 15.5682 | 0 | 0 | 0.9855 | 0
3579 | 150 | 30 | 5 | Friday | 2 | 0 | 0 | 0 | 5.1829 | 10.3969 | 0.908 | 0 | 0.0148 | 0 | 0 | 15.5682 | 0 | 0 | 0.9855 | 0
3580 | 150 | 30 | 5 | Friday | 3 | 0 | 0 | 0 | 5.1829 | 10.3969 | 0.908 | 0 | 0.0148 | 0 | 0 | 15.5682 | 0 | 0 | 0.9855 | 0
3581 | 150 | 30 | 5 | Friday | 4 | 0 | 0 | 0 | 5.6548 | 10.3969 | 0.908 | 0 | 0.0148 | 0 | 0 | 16.0401 | 0 | 0 | 0.9855 | 0
3582 | 150 | 30 | 5 | Friday | 5 | 0 | 0 | 0 | 8.8522 | 14.4831 | 1.453 | 0 | 0.0236 | 0 | 0.2098 | 23.3325 | 0 | 0 | 1.5768 | 0
3583 | 150 | 30 | 5 | Friday | 6 | 0 | 0 | 0 | 16.08 | 21.1313 | 1.271 | 0 | 0.0207 | 0 | 1.8421 | 37.1984 | 0 | 0 | 1.3796 | 0
3584 | 150 | 30 | 5 | Friday | 7 | 0 | 5.389 | 2.3723 | 22.7719 | 37.109 | 3.45 | 0 | 0.2916 | 8.4 | 5.2613 | 72.8176 | 0 | 0 | 3.7449 | 0
3585 | 150 | 30 | 5 | Friday | 8 | 0 | 0.482 | 27.1709 | 36.7878 | 79.9326 | 6.356 | 0 | 1.4048 | 16.56 | 10.4079 | 162.3292 | 0 | 0 | 6.8979 | 0
3586 | 150 | 30 | 5 | Friday | 9 | 0 | 16.741 | 27.1709 | 38.955 | 84.3871 | 6.901 | 0 | 1.0401 | 10.32 | 18.4972 | 176.9656 | 0 | 0 | 7.4891 | 0
3587 | 150 | 30 | 5 | Friday | 10 | 0 | 31.636 | 27.1709 | 38.7046 | 85.6606 | 7.082 | 0 | 1.502 | 8.88 | 28.2379 | 183.4535 | 0 | 0 | 7.686 | 0
3588 | 150 | 30 | 5 | Friday | 11 | 0 | 35.242 | 27.1709 | 37.2747 | 85.6606 | 8.535 | 0 | 1.549 | 10.32 | 35.2523 | 183.8252 | 0 | 0 | 9.2622 | 0
3589 | 150 | 30 | 5 | Friday | 12 | 0 | 15.672 | 27.1709 | 34.6011 | 78.8121 | 10.351 | 0 | 1.0483 | 13.92 | 37.7126 | 170.0982 | 0 | 0 | 11.232 | 0
3590 | 150 | 30 | 5 | Friday | 13 | 0.346 | 4.053 | 27.1709 | 37.826 | 85.6606 | 9.806 | 0 | 0.389 | 11.52 | 34.0285 | 166.4263 | 0 | 0 | 10.987 | 0
3591 | 150 | 30 | 5 | Friday | 14 | 0 | 5.216 | 27.1709 | 38.3865 | 85.6606 | 6.174 | 0 | 0.3836 | 8.88 | 28.2348 | 165.4407 | 0 | 0 | 6.7007 | 0
3592 | 150 | 30 | 5 | Friday | 15 | 0 | 5.912 | 27.1709 | 38.8913 | 85.6606 | 5.993 | 0 | 0.4234 | 8.88 | 23.7269 | 166.6489 | 0 | 0 | 6.5037 | 0
3593 | 150 | 30 | 5 | Friday | 16 | 0 | 13.777 | 27.1709 | 39.6933 | 85.2073 | 7.99 | 0 | 0.9083 | 11.04 | 17.8697 | 177.1172 | 0 | 0 | 8.6711 | 0
3594 | 150 | 30 | 5 | Friday | 17 | 0 | 1.863 | 27.1709 | 31.484 | 55.9825 | 4.722 | 0 | 0.179 | 14.88 | 12.1583 | 131.4576 | 0 | 0 | 5.124 | 0
3595 | 150 | 30 | 5 | Friday | 18 | 0 | 0.306 | 13.5854 | 23.2057 | 40.9205 | 3.814 | 0 | 0.0785 | 4.8 | 7.7434 | 82.8287 | 0 | 0 | 4.1389 | 0
3596 | 150 | 30 | 5 | Friday | 19 | 0 | 0 | 0 | 23.0899 | 40.0131 | 2.724 | 0 | 0.0443 | 2.88 | 3.9132 | 65.981 | 0 | 0 | 2.9562 | 0
3597 | 150 | 30 | 5 | Friday | 20 | 0 | 0 | 0 | 22.5757 | 33.1724 | 3.087 | 0 | 0.0503 | 0.96 | 1.9065 | 56.7056 | 0 | 0 | 3.3506 | 0
3598 | 150 | 30 | 5 | Friday | 21 | 0 | 0 | 0 | 23.973 | 32.719 | 1.453 | 0 | 0.0236 | 0.96 | 0.5342 | 57.6229 | 0 | 0 | 1.5767 | 0
3599 | 150 | 30 | 5 | Friday | 22 | 0 | 0 | 0 | 12.7362 | 17.8393 | 0.908 | 0 | 0.0148 | 0 | 0 | 30.5543 | 0 | 0 | 0.9855 | 0
3600 | 150 | 30 | 5 | Friday | 23 | 0 | 0 | 0 | 6.1377 | 11.0335 | 0.908 | 0 | 0.0148 | 0 | 0 | 17.15 | 0 | 0 | 0.9855 | 0
3601 | 151 | 31 | 5 | Saturday | 0 | 0 | 0 | 0 | 5.3495 | 10.6091 | 0.908 | 0 | 0.0148 | 0 | 0 | 15.9381 | 0 | 0 | 0.9855 | 0
3602 | 151 | 31 | 5 | Saturday | 1 | 0 | 0 | 0 | 5.1845 | 10.3969 | 0.908 | 0 | 0.0148 | 0 | 0 | 15.5682 | 0 | 0 | 0.9855 | 0
3603 | 151 | 31 | 5 | Saturday | 2 | 0 | 0 | 0 | 5.1845 | 10.3969 | 0.908 | 0 | 0.0148 | 0 | 0 | 15.5682 | 0 | 0 | 0.9855 | 0
3604 | 151 | 31 | 5 | Saturday | 3 | 0 | 0 | 0 | 5.1845 | 10.3969 | 0.908 | 0 | 0.0148 | 0 | 0 | 15.5682 | 0 | 0 | 0.9855 | 0
3605 | 151 | 31 | 5 | Saturday | 4 | 0 | 0 | 0 | 5.1845 | 10.3969 | 0.908 | 0 | 0.0148 | 0 | 0 | 15.5682 | 0 | 0 | 0.9855 | 0
3606 | 151 | 31 | 5 | Saturday | 5 | 0 | 0 | 0 | 5.6558 | 10.3969 | 1.453 | 0 | 0.0236 | 0 | 0.1624 | 16.0483 | 0 | 0 | 1.5768 | 0
3607 | 151 | 31 | 5 | Saturday | 6 | 0 | 0 | 0 | 9.9175 | 14.454 | 1.271 | 0 | 0.0207 | 0 | 1.4365 | 24.3602 | 0 | 0 | 1.3796 | 0
3608 | 151 | 31 | 5 | Saturday | 7 | 0 | 0 | 0 | 12.5485 | 18.078 | 1.998 | 0 | 0.0325 | 3.84 | 3.7076 | 34.4863 | 0 | 0 | 2.168 | 0
3609 | 151 | 31 | 5 | Saturday | 8 | 0 | 0 | 0 | 17.9412 | 33.4891 | 2.724 | 0 | 0.0443 | 3.36 | 6.1409 | 54.8098 | 0 | 0 | 2.9562 | 0
3610 | 151 | 31 | 5 | Saturday | 9 | 0 | 0 | 0 | 18.7967 | 36.0383 | 3.814 | 0 | 0.0621 | 5.04 | 8.5524 | 59.9179 | 0 | 0 | 4.139 | 0
3611 | 151 | 31 | 5 | Saturday | 10 | 0 | 4.942 | 0 | 18.9523 | 36.8872 | 3.45 | 0 | 0.324 | 4.32 | 10.4832 | 65.1739 | 0 | 0 | 3.7447 | 0
3612 | 151 | 31 | 5 | Saturday | 11 | 0 | 6.842 | 0 | 18.5928 | 36.8872 | 4.177 | 0 | 0.4426 | 6 | 12.455 | 68.4145 | 0 | 0 | 4.5333 | 0
3613 | 151 | 31 | 5 | Saturday | 12 | 0 | 6.958 | 0 | 15.0838 | 26.6109 | 3.632 | 0 | 0.4396 | 5.04 | 15.4577 | 53.7701 | 0 | 0 | 3.9417 | 0
3614 | 151 | 31 | 5 | Saturday | 13 | 0 | 7.814 | 0 | 15.1642 | 26.1571 | 3.45 | 0 | 0.4825 | 3.12 | 16.7891 | 52.3283 | 0 | 0 | 3.7448 | 0
3615 | 151 | 31 | 5 | Saturday | 14 | 0 | 7.491 | 0 | 14.8649 | 26.1571 | 2.724 | 0 | 0.4527 | 1.92 | 16.5991 | 50.4873 | 0 | 0 | 2.9562 | 0
3616 | 151 | 31 | 5 | Saturday | 15 | 0 | 8.488 | 0 | 14.9282 | 26.1571 | 2.179 | 0 | 0.4994 | 0.96 | 17.0201 | 50.5851 | 0 | 0 | 2.3651 | 0
3617 | 151 | 31 | 5 | Saturday | 16 | 0 | 8.658 | 0 | 15.0087 | 26.1571 | 2.542 | 0 | 0.5136 | 1.2 | 16.1737 | 51.0824 | 0 | 0 | 2.7593 | 0
3618 | 151 | 31 | 5 | Saturday | 17 | 0 | 7.4 | 0 | 11.4743 | 19.2871 | 1.271 | 0 | 0.4227 | 1.44 | 12.9692 | 39.6203 | 0 | 0 | 1.3795 | 0
3619 | 151 | 31 | 5 | Saturday | 18 | 0 | 3.374 | 0 | 11.6382 | 19.2871 | 1.271 | 0 | 0.2022 | 0 | 9.193 | 34.2783 | 0 | 0 | 1.3796 | 0
3620 | 151 | 31 | 5 | Saturday | 19 | 0 | 4.14 | 0 | 12.1625 | 19.2871 | 1.271 | 0 | 0.245 | 0 | 4.9279 | 35.5755 | 0 | 0 | 1.3796 | 0
3621 | 151 | 31 | 5 | Saturday | 20 | 0 | 1.593 | 0 | 12.9018 | 19.2871 | 1.271 | 0 | 0.1068 | 0 | 2.3084 | 33.7535 | 0 | 0 | 1.3796 | 0
3622 | 151 | 31 | 5 | Saturday | 21 | 0 | 0 | 0 | 13.7032 | 19.2871 | 1.634 | 0 | 0.0266 | 0 | 0.636 | 32.957 | 0 | 0 | 1.774 | 0
3623 | 151 | 31 | 5 | Saturday | 22 | 0 | 0 | 0 | 12.5503 | 17.5892 | 0.908 | 0 | 0.0148 | 0 | 0 | 30.1102 | 0 | 0 | 0.9855 | 0
3624 | 151 | 31 | 5 | Saturday | 23 | 0 | 0 | 0 | 6.6175 | 11.0335 | 0.908 | 0 | 0.0148 | 0 | 0 | 17.6218 | 0 | 0 | 0.9855 | 0
3625 | 152 | 1 | 6 | Sunday | 0 | 0 | 0 | 0 | 5.3583 | 10.6091 | 0.717 | 0 | 0.0117 | 0 | 0 | 15.935 | 0 | 0 | 0.7786 | 0
3626 | 152 | 1 | 6 | Sunday | 1 | 0 | 0 | 0 | 5.2005 | 10.3969 | 0.717 | 0 | 0.0117 | 0 | 0 | 15.5651 | 0 | 0 | 0.7787 | 0
3627 | 152 | 1 | 6 | Sunday | 2 | 0 | 0 | 0 | 5.1909 | 10.3969 | 0.717 | 0 | 0.0117 | 0 | 0 | 15.5651 | 0 | 0 | 0.7787 | 0
3628 | 152 | 1 | 6 | Sunday | 3 | 0 | 0 | 0 | 5.1909 | 10.3969 | 0.717 | 0 | 0.0117 | 0 | 0 | 15.5651 | 0 | 0 | 0.7787 | 0
3629 | 152 | 1 | 6 | Sunday | 4 | 0 | 0 | 0 | 5.1909 | 10.3969 | 0.717 | 0 | 0.0117 | 0 | 0 | 15.5651 | 0 | 0 | 0.7787 | 0
3630 | 152 | 1 | 6 | Sunday | 5 | 0 | 0 | 0 | 5.6381 | 10.3969 | 1.255 | 0 | 0.0204 | 0 | 0.1906 | 16.0211 | 0 | 0 | 1.3625 | 0
3631 | 152 | 1 | 6 | Sunday | 6 | 0 | 0 | 0 | 5.7489 | 11.0335 | 0.717 | 0 | 0.0117 | 0 | 1.8704 | 16.7526 | 0 | 0 | 0.7786 | 0
3632 | 152 | 1 | 6 | Sunday | 7 | 0 | 0 | 0 | 8.3752 | 14.6575 | 0.717 | 0 | 0.0117 | 0 | 6.5884 | 23.0028 | 0 | 0 | 0.7787 | 0
3633 | 152 | 1 | 6 | Sunday | 8 | 0 | 0 | 0 | 8.5987 | 15.5065 | 0.717 | 0 | 0.0117 | 0 | 13.8851 | 24.0649 | 0 | 0 | 0.7787 | 0
3634 | 152 | 1 | 6 | Sunday | 9 | 0 | 0 | 0 | 8.2406 | 15.5065 | 0.717 | 0 | 0.0117 | 0 | 21.238 | 23.7067 | 0 | 0 | 0.7787 | 0
3635 | 152 | 1 | 6 | Sunday | 10 | 0 | 0.998 | 0 | 8.4591 | 16.3554 | 0.717 | 0 | 0.0653 | 0 | 28.9392 | 25.7879 | 3.1513 | 0 | 0.7787 | 0
3636 | 152 | 1 | 6 | Sunday | 11 | 0 | 2.653 | 0 | 7.9977 | 16.3554 | 1.076 | 0 | 0.1602 | 0 | 35.7081 | 26.993 | 8.7151 | 0 | 1.168 | 0
3637 | 152 | 1 | 6 | Sunday | 12 | 0 | 4.996 | 0 | 9.3172 | 20.794 | 1.076 | 0 | 0.2913 | 0 | 39.9141 | 35.1215 | 4.7926 | 0 | 1.1679 | 0
3638 | 152 | 1 | 6 | Sunday | 13 | 0 | 6.173 | 0 | 10.0961 | 20.794 | 1.614 | 0 | 0.3627 | 0 | 40.6862 | 37.0944 | 3.5918 | 0 | 1.7518 | 0
3639 | 152 | 1 | 6 | Sunday | 14 | 0 | 12.195 | 0 | 11.1743 | 20.794 | 1.076 | 0 | 0.6887 | 0 | 39.2559 | 44.0933 | 0 | 0 | 1.1679 | 0
3640 | 152 | 1 | 6 | Sunday | 15 | 0 | 14.342 | 0 | 11.6241 | 20.794 | 0.717 | 0 | 0.7759 | 0 | 35.397 | 46.0492 | 0 | 0 | 0.7786 | 0
3641 | 152 | 1 | 6 | Sunday | 16 | 0 | 14.433 | 0 | 11.5769 | 20.3695 | 0.717 | 0 | 0.7649 | 0 | 29.5893 | 45.302 | 0 | 0 | 0.7787 | 0
3642 | 152 | 1 | 6 | Sunday | 17 | 0 | 14.997 | 0 | 11.6336 | 19.916 | 0.717 | 0 | 0.8234 | 0 | 22.4306 | 46.0366 | 0 | 0 | 0.7787 | 0
3643 | 152 | 1 | 6 | Sunday | 18 | 0 | 10.465 | 0 | 11.6851 | 19.916 | 0.717 | 0 | 0.585 | 0 | 13.8101 | 41.8872 | 0 | 0 | 0.7787 | 0
3644 | 152 | 1 | 6 | Sunday | 19 | 0 | 10.094 | 0 | 12.0259 | 19.916 | 0.717 | 0 | 0.565 | 0 | 5.9847 | 41.8804 | 0 | 0 | 0.7787 | 0
3645 | 152 | 1 | 6 | Sunday | 20 | 0 | 5.951 | 0 | 12.1615 | 19.916 | 0.717 | 0 | 0.3206 | 0 | 2.3089 | 37.5503 | 0 | 0 | 0.7787 | 0
3646 | 152 | 1 | 6 | Sunday | 21 | 0 | 0 | 0 | 13.5244 | 19.916 | 1.255 | 0 | 0.0204 | 0 | 1.029 | 33.4104 | 0 | 0 | 1.3625 | 0
3647 | 152 | 1 | 6 | Sunday | 22 | 0 | 0 | 0 | 6.2927 | 11.8825 | 0.717 | 0 | 0.0117 | 0 | 0.1712 | 18.1549 | 0 | 0 | 0.7786 | 0
3648 | 152 | 1 | 6 | Sunday | 23 | 0 | 0 | 0 | 5.6618 | 11.0335 | 0.717 | 0 | 0.0117 | 0 | 0 | 16.675 | 0 | 0 | 0.7787 | 0
3649 | 153 | 2 | 6 | Monday | 0 | 0 | 0 | 0 | 5.1885 | 10.3969 | 0.897 | 0 | 0.0146 | 0 | 0 | 15.568 | 0 | 0 | 0.9734 | 0
3650 | 153 | 2 | 6 | Monday | 1 | 0 | 0 | 0 | 5.1829 | 10.3969 | 0.897 | 0 | 0.0146 | 0 | 0 | 15.568 | 0 | 0 | 0.9734 | 0
3651 | 153 | 2 | 6 | Monday | 2 | 0 | 0 | 0 | 5.1829 | 10.3969 | 0.897 | 0 | 0.0146 | 0 | 0 | 15.568 | 0 | 0 | 0.9734 | 0
3652 | 153 | 2 | 6 | Monday | 3 | 0 | 0 | 0 | 5.1829 | 10.3969 | 0.897 | 0 | 0.0146 | 0 | 0 | 15.568 | 0 | 0 | 0.9734 | 0
3653 | 153 | 2 | 6 | Monday | 4 | 0 | 0 | 0 | 5.6548 | 10.3969 | 0.897 | 0 | 0.0146 | 0 | 0 | 16.0399 | 0 | 0 | 0.9734 | 0
3654 | 153 | 2 | 6 | Monday | 5 | 0 | 0 | 0 | 8.7937 | 14.4831 | 1.435 | 0 | 0.0234 | 0 | 0.193 | 23.2737 | 0 | 0 | 1.5572 | 0
3655 | 153 | 2 | 6 | Monday | 6 | 0 | 0 | 0 | 15.6035 | 21.1313 | 1.255 | 0 | 0.0204 | 0 | 1.9506 | 36.7217 | 0 | 0 | 1.3624 | 0
3656 | 153 | 2 | 6 | Monday | 7 | 0 | 19.576 | 2.3723 | 22.8567 | 37.109 | 3.408 | 0 | 0.4146 | 8.4 | 7.0001 | 75.0168 | 0 | 0 | 3.6986 | 0
3657 | 153 | 2 | 6 | Monday | 8 | 0 | 34.739 | 27.1709 | 38.3869 | 79.9326 | 6.277 | 0 | 1.5477 | 16.56 | 15.0697 | 186.0327 | 0 | 0 | 6.8128 | 0
3658 | 153 | 2 | 6 | Monday | 9 | 0 | 33.067 | 27.1709 | 39.1816 | 84.3871 | 6.815 | 0 | 1.6097 | 10.32 | 23.3149 | 186.0775 | 0 | 0 | 7.3964 | 0
3659 | 153 | 2 | 6 | Monday | 10 | 0 | 25.021 | 27.1709 | 38.5899 | 85.6606 | 6.995 | 0 | 1.2027 | 8.88 | 30.5884 | 178.6682 | 0 | 0 | 7.591 | 0
3660 | 153 | 2 | 6 | Monday | 11 | 0 | 13.537 | 27.1709 | 37.0481 | 85.6606 | 8.43 | 0 | 0.9033 | 10.32 | 35.9405 | 173.9996 | 0 | 0 | 9.1477 | 0
3661 | 153 | 2 | 6 | Monday | 12 | 0 | 5.229 | 27.1709 | 33.7108 | 78.8121 | 10.223 | 0 | 0.4533 | 13.92 | 38.97 | 159.0554 | 0 | 0 | 11.0931 | 0
3662 | 153 | 2 | 6 | Monday | 13 | 0 | 26.145 | 27.1709 | 37.1532 | 85.6606 | 9.685 | 0 | 1.4337 | 11.52 | 40.0414 | 183.3556 | 0 | 0 | 10.5094 | 0
3663 | 153 | 2 | 6 | Monday | 14 | 0 | 42.565 | 27.1709 | 38.9002 | 85.6606 | 6.098 | 0 | 1.6998 | 8.88 | 38.7366 | 187.1607 | 0 | 0 | 6.6179 | 0
3664 | 153 | 2 | 6 | Monday | 15 | 0 | 45.307 | 27.1709 | 39.3226 | 85.6606 | 5.919 | 0 | 1.7008 | 8.88 | 34.7148 | 187.8277 | 0 | 0 | 6.4233 | 0
3665 | 153 | 2 | 6 | Monday | 16 | 0 | 46.254 | 27.1709 | 39.9251 | 85.2073 | 7.892 | 0 | 1.7475 | 11.04 | 28.9034 | 190.1237 | 0 | 0 | 8.5641 | 0
3666 | 153 | 2 | 6 | Monday | 17 | 0 | 16.351 | 27.1709 | 31.6664 | 55.9825 | 4.663 | 0 | 0.9663 | 14.88 | 21.5202 | 145.9979 | 0 | 0 | 5.0609 | 0
3667 | 153 | 2 | 6 | Monday | 18 | 0 | 16.352 | 13.5854 | 23.1447 | 40.9205 | 3.766 | 0 | 0.7599 | 4.8 | 13.0183 | 94.3572 | 0 | 0 | 4.0877 | 0
3668 | 153 | 2 | 6 | Monday | 19 | 0 | 0.575 | 0 | 21.6699 | 40.0131 | 2.69 | 0 | 0.0754 | 2.88 | 5.7507 | 65.1506 | 0 | 0 | 2.9198 | 0
3669 | 153 | 2 | 6 | Monday | 20 | 0 | 1.048 | 0 | 21.1685 | 33.1724 | 3.049 | 0 | 0.1069 | 0.96 | 2.4123 | 56.3695 | 0 | 0 | 3.3091 | 0
3670 | 153 | 2 | 6 | Monday | 21 | 0 | 0 | 0 | 23.7887 | 32.719 | 1.435 | 0 | 0.0234 | 0.96 | 1.0348 | 57.4383 | 0 | 0 | 1.5571 | 0
3671 | 153 | 2 | 6 | Monday | 22 | 0 | 0 | 0 | 12.7362 | 17.8393 | 0.897 | 0 | 0.0146 | 0 | 0.1693 | 30.5541 | 0 | 0 | 0.9734 | 0
3672 | 153 | 2 | 6 | Monday | 23 | 0 | 0 | 0 | 6.1377 | 11.0335 | 0.897 | 0 | 0.0146 | 0 | 0 | 17.1498 | 0 | 0 | 0.9734 | 0
3673 | 154 | 3 | 6 | Tuesday | 0 | 0 | 0 | 0 | 5.1885 | 10.3969 | 0.897 | 0 | 0.0146 | 0 | 0 | 15.568 | 0 | 0 | 0.9734 | 0
3674 | 154 | 3 | 6 | Tuesday | 1 | 0 | 0 | 0 | 5.1829 | 10.3969 | 0.897 | 0 | 0.0146 | 0 | 0 | 15.568 | 0 | 0 | 0.9734 | 0
3675 | 154 | 3 | 6 | Tuesday | 2 | 0 | 0 | 0 | 5.1829 | 10.3969 | 0.897 | 0 | 0.0146 | 0 | 0 | 15.568 | 0 | 0 | 0.9734 | 0
3676 | 154 | 3 | 6 | Tuesday | 3 | 0 | 0 | 0 | 5.1829 | 10.3969 | 0.897 | 0 | 0.0146 | 0 | 0 | 15.568 | 0 | 0 | 0.9734 | 0
3677 | 154 | 3 | 6 | Tuesday | 4 | 0 | 0 | 0 | 5.6548 | 10.3969 | 0.897 | 0 | 0.0146 | 0 | 0 | 16.0399 | 0 | 0 | 0.9734 | 0
3678 | 154 | 3 | 6 | Tuesday | 5 | 0 | 0 | 0 | 8.801 | 14.4831 | 1.435 | 0 | 0.0234 | 0 | 0.1892 | 23.281 | 0 | 0 | 1.5572 | 0
3679 | 154 | 3 | 6 | Tuesday | 6 | 0 | 0 | 0 | 15.8682 | 21.1313 | 1.255 | 0 | 0.0204 | 0 | 1.8608 | 36.9864 | 0 | 0 | 1.3624 | 0
3680 | 154 | 3 | 6 | Tuesday | 7 | 0 | 20.408 | 2.3723 | 23.8065 | 37.109 | 3.408 | 0 | 0.4222 | 8.4 | 6.5213 | 76.0826 | 0 | 0 | 3.6986 | 0
3681 | 154 | 3 | 6 | Tuesday | 8 | 0 | 7.562 | 27.1709 | 38.3683 | 79.9326 | 6.277 | 0 | 0.4317 | 16.56 | 14.3354 | 167.956 | 0 | 0 | 6.8128 | 0
3682 | 154 | 3 | 6 | Tuesday | 9 | 0 | 11.325 | 27.1709 | 39.8296 | 84.3871 | 6.815 | 0 | 0.7457 | 10.32 | 22.7795 | 173.2397 | 0 | 0 | 7.3964 | 0
3683 | 154 | 3 | 6 | Tuesday | 10 | 0 | 27.771 | 27.1709 | 39.5011 | 85.6606 | 6.995 | 0 | 1.4395 | 8.88 | 30.1505 | 183.9749 | 0 | 0 | 7.591 | 0
3684 | 154 | 3 | 6 | Tuesday | 11 | 0 | 46.947 | 27.1709 | 37.8506 | 85.6606 | 8.43 | 0 | 1.7594 | 10.32 | 35.4228 | 187.7944 | 0 | 0 | 9.1477 | 0
3685 | 154 | 3 | 6 | Tuesday | 12 | 0 | 28.465 | 27.1709 | 34.188 | 78.8121 | 10.223 | 0 | 1.499 | 13.92 | 38.778 | 177.4911 | 0 | 0 | 11.0931 | 0
3686 | 154 | 3 | 6 | Tuesday | 13 | 0 | 102.783 | 27.1709 | 37.1732 | 85.6606 | 9.685 | 0 | 1.9376 | 11.52 | 39.9837 | 198.2005 | 0 | 0 | 10.5094 | 0
3687 | 154 | 3 | 6 | Tuesday | 14 | 0 | 91.274 | 27.1709 | 38.7503 | 85.6606 | 6.098 | 0 | 1.9514 | 8.88 | 38.5742 | 196.8311 | 0 | 0 | 6.6179 | 0
3688 | 154 | 3 | 6 | Tuesday | 15 | 0 | 135.186 | 27.1709 | 39.3367 | 85.6606 | 5.919 | 0 | 2.131 | 8.88 | 34.8448 | 203.1374 | 0 | 0 | 6.4233 | 0
3689 | 154 | 3 | 6 | Tuesday | 16 | 0 | 166.086 | 27.1709 | 39.9127 | 85.2073 | 7.892 | 0 | 2.2708 | 11.04 | 29.0567 | 209.7246 | 0 | 0 | 8.5641 | 0
3690 | 154 | 3 | 6 | Tuesday | 17 | 0 | 88.103 | 27.1709 | 31.6848 | 55.9825 | 4.663 | 0 | 1.7149 | 14.88 | 21.5466 | 166.0749 | 0 | 0 | 5.0609 | 0
3691 | 154 | 3 | 6 | Tuesday | 18 | 0 | 38.224 | 13.5854 | 23.135 | 40.9205 | 3.766 | 0 | 0.8517 | 4.8 | 13.1401 | 99.8743 | 0 | 0 | 4.0877 | 0
3692 | 154 | 3 | 6 | Tuesday | 19 | 0 | 0 | 0 | 21.4715 | 40.0131 | 2.69 | 0 | 0.0438 | 2.88 | 5.7986 | 64.362 | 0 | 0 | 2.9198 | 0
3693 | 154 | 3 | 6 | Tuesday | 20 | 0 | 0 | 0 | 20.8797 | 33.1724 | 3.049 | 0 | 0.143 | 0.96 | 2.2771 | 55.1024 | 0 | 0 | 3.3091 | 0
3694 | 154 | 3 | 6 | Tuesday | 21 | 0 | 0 | 0 | 23.8049 | 32.719 | 1.435 | 0 | 0.0234 | 0.96 | 1.011 | 57.4545 | 0 | 0 | 1.5571 | 0
3695 | 154 | 3 | 6 | Tuesday | 22 | 0 | 0 | 0 | 12.7362 | 17.8393 | 0.897 | 0 | 0.0146 | 0 | 0.1682 | 30.5541 | 0 | 0 | 0.9734 | 0
3696 | 154 | 3 | 6 | Tuesday | 23 | 0 | 0 | 0 | 6.1377 | 11.0335 | 0.897 | 0 | 0.0146 | 0 | 0 | 17.1498 | 0 | 0 | 0.9734 | 0
3697 | 155 | 4 | 6 | Wednesday | 0 | 0 | 0 | 0 | 5.1885 | 10.3969 | 0.897 | 0 | 0.0146 | 0 | 0 | 15.568 | 0 | 0 | 0.9734 | 0
3698 | 155 | 4 | 6 | Wednesday | 1 | 0 | 0 | 0 | 5.1829 | 10.3969 | 0.897 | 0 | 0.0146 | 0 | 0 | 15.568 | 0 | 0 | 0.9734 | 0
3699 | 155 | 4 | 6 | Wednesday | 2 | 0 | 0 | 0 | 5.1829 | 10.3969 | 0.897 | 0 | 0.0146 | 0 | 0 | 15.568 | 0 | 0 | 0.9734 | 0
3700 | 155 | 4 | 6 | Wednesday | 3 | 0 | 0 | 0 | 5.1829 | 10.3969 | 0.897 | 0 | 0.0146 | 0 | 0 | 15.568 | 0 | 0 | 0.9734 | 0
3701 | 155 | 4 | 6 | Wednesday | 4 | 0 | 0 | 0 | 5.6548 | 10.3969 | 0.897 | 0 | 0.0146 | 0 | 0 | 16.0399 | 0 | 0 | 0.9734 | 0
3702 | 155 | 4 | 6 | Wednesday | 5 | 0 | 0 | 0 | 8.7924 | 14.4831 | 1.435 | 0 | 0.0234 | 0 | 0.1885 | 23.2724 | 0 | 0 | 1.5572 | 0
3703 | 155 | 4 | 6 | Wednesday | 6 | 0 | 0 | 0 | 15.6127 | 21.1313 | 1.255 | 0 | 0.0204 | 0 | 1.8862 | 36.7309 | 0 | 0 | 1.3624 | 0
3704 | 155 | 4 | 6 | Wednesday | 7 | 0 | 5.763 | 1.5816 | 22.3758 | 37.109 | 3.408 | 0 | 0.2906 | 8.4 | 6.7097 | 71.5874 | 0 | 0 | 3.6986 | 0
3705 | 155 | 4 | 6 | Wednesday | 8 | 0 | 3.936 | 27.1709 | 36.7895 | 79.9326 | 6.277 | 0 | 1.3881 | 16.56 | 14.7238 | 165.6061 | 0 | 0 | 6.8128 | 0
3706 | 155 | 4 | 6 | Wednesday | 9 | 0 | 31.793 | 27.1709 | 39.1049 | 84.3871 | 6.815 | 0 | 1.6341 | 10.32 | 23.3121 | 186.9446 | 0 | 0 | 7.3964 | 0
3707 | 155 | 4 | 6 | Wednesday | 10 | 0 | 47.88 | 27.1709 | 38.7847 | 85.6606 | 6.995 | 0 | 1.7432 | 8.88 | 30.7856 | 187.4308 | 0 | 0 | 7.591 | 0
3708 | 155 | 4 | 6 | Wednesday | 11 | 0 | 101.595 | 27.1709 | 37.2352 | 85.6606 | 8.43 | 0 | 1.884 | 10.32 | 36.2604 | 196.8461 | 0 | 0 | 9.1477 | 0
3709 | 155 | 4 | 6 | Wednesday | 12 | 0 | 49.253 | 27.1709 | 33.8045 | 78.8121 | 10.223 | 0 | 1.7464 | 13.92 | 39.5092 | 186.2507 | 0 | 0 | 11.0931 | 0
3710 | 155 | 4 | 6 | Wednesday | 13 | 0 | 106.878 | 27.1709 | 37.0901 | 85.6606 | 9.685 | 0 | 2.0616 | 11.52 | 40.4512 | 199.8656 | 0 | 0 | 10.5094 | 0
3711 | 155 | 4 | 6 | Wednesday | 14 | 0 | 144.954 | 27.1709 | 38.6588 | 85.6606 | 6.098 | 0 | 2.1452 | 8.88 | 39.0181 | 203.7718 | 0 | 0 | 6.6179 | 0
3712 | 155 | 4 | 6 | Wednesday | 15 | 0 | 195.716 | 27.1709 | 39.2678 | 85.6606 | 5.919 | 0 | 2.457 | 8.88 | 35.2903 | 211.6279 | 0 | 0 | 6.4233 | 0
3713 | 155 | 4 | 6 | Wednesday | 16 | 0 | 203.812 | 27.1709 | 39.9054 | 85.2073 | 7.892 | 0 | 2.5316 | 11.04 | 29.4776 | 215.1906 | 0 | 0 | 8.5641 | 0
3714 | 155 | 4 | 6 | Wednesday | 17 | 0 | 96.949 | 27.1709 | 31.6836 | 55.9825 | 4.663 | 0 | 1.7035 | 14.88 | 21.8988 | 167.0675 | 0 | 0 | 5.0609 | 0
3715 | 155 | 4 | 6 | Wednesday | 18 | 0 | 40.236 | 13.5854 | 23.1243 | 40.9205 | 3.766 | 0 | 0.8445 | 4.8 | 13.387 | 100.0768 | 0 | 0 | 4.0877 | 0
3716 | 155 | 4 | 6 | Wednesday | 19 | 0 | 0 | 0 | 21.4685 | 40.0131 | 2.69 | 0 | 0.0438 | 2.88 | 5.9018 | 64.3591 | 0 | 0 | 2.9198 | 0
3717 | 155 | 4 | 6 | Wednesday | 20 | 0 | 0 | 0 | 20.8675 | 33.1724 | 3.049 | 0 | 0.1882 | 0.96 | 2.2889 | 55.1353 | 0 | 0 | 3.3091 | 0
3718 | 155 | 4 | 6 | Wednesday | 21 | 0 | 0 | 0 | 23.7884 | 32.719 | 1.435 | 0 | 0.0234 | 0.96 | 1.0446 | 57.438 | 0 | 0 | 1.5571 | 0
3719 | 155 | 4 | 6 | Wednesday | 22 | 0 | 0 | 0 | 12.7362 | 17.8393 | 0.897 | 0 | 0.0146 | 0 | 0.1741 | 30.5541 | 0 | 0 | 0.9734 | 0
3720 | 155 | 4 | 6 | Wednesday | 23 | 0 | 0 | 0 | 6.1377 | 11.0335 | 0.897 | 0 | 0.0146 | 0 | 0 | 17.1498 | 0 | 0 | 0.9734 | 0
3721 | 156 | 5 | 6 | Thursday | 0 | 0 | 0 | 0 | 5.1885 | 10.3969 | 0.897 | 0 | 0.0146 | 0 | 0 | 15.568 | 0 | 0 | 0.9734 | 0
3722 | 156 | 5 | 6 | Thursday | 1 | 0 | 0 | 0 | 5.1829 | 10.3969 | 0.897 | 0 | 0.0146 | 0 | 0 | 15.568 | 0 | 0 | 0.9734 | 0
3723 | 156 | 5 | 6 | Thursday | 2 | 0 | 0 | 0 | 5.1829 | 10.3969 | 0.897 | 0 | 0.0146 | 0 | 0 | 15.568 | 0 | 0 | 0.9734 | 0
3724 | 156 | 5 | 6 | Thursday | 3 | 0 | 0 | 0 | 5.1829 | 10.3969 | 0.897 | 0 | 0.0146 | 0 | 0 | 15.568 | 0 | 0 | 0.9734 | 0
3725 | 156 | 5 | 6 | Thursday | 4 | 0 | 0 | 0 | 5.6548 | 10.3969 | 0.897 | 0 | 0.0146 | 0 | 0 | 16.0399 | 0 | 0 | 0.9734 | 0
3726 | 156 | 5 | 6 | Thursday | 5 | 0 | 0 | 0 | 8.796 | 14.4831 | 1.435 | 0 | 0.0234 | 0 | 0.1879 | 23.276 | 0 | 0 | 1.5572 | 0
3727 | 156 | 5 | 6 | Thursday | 6 | 0 | 0 | 0 | 15.7881 | 21.1313 | 1.255 | 0 | 0.0204 | 0 | 1.8533 | 36.9063 | 0 | 0 | 1.3624 | 0
3728 | 156 | 5 | 6 | Thursday | 7 | 0 | 7.964 | 2.3723 | 23.5303 | 37.109 | 3.408 | 0 | 0.3973 | 8.4 | 6.4721 | 74.5566 | 0 | 0 | 3.6986 | 0
3729 | 156 | 5 | 6 | Thursday | 8 | 0.305 | 0 | 27.1709 | 38.1965 | 79.9326 | 6.277 | 0 | 1.5376 | 16.56 | 14.2657 | 163.4112 | 0 | 0 | 7.1177 | 0
3730 | 156 | 5 | 6 | Thursday | 9 | 0 | 29.297 | 27.1709 | 39.3483 | 84.3871 | 6.815 | 0 | 1.465 | 10.32 | 22.4066 | 182.3286 | 0 | 0 | 7.3964 | 0
3731 | 156 | 5 | 6 | Thursday | 10 | 0 | 84.644 | 27.1709 | 38.8538 | 85.6606 | 6.995 | 0 | 1.7908 | 8.88 | 29.1201 | 193.2227 | 0 | 0 | 7.591 | 0
3732 | 156 | 5 | 6 | Thursday | 11 | 0 | 81.329 | 27.1709 | 37.2882 | 85.6606 | 8.43 | 0 | 1.8985 | 10.32 | 34.4151 | 195.6683 | 0 | 0 | 9.1477 | 0
3733 | 156 | 5 | 6 | Thursday | 12 | 0 | 117.031 | 27.1709 | 33.8502 | 78.8121 | 10.223 | 0 | 2.0404 | 13.92 | 37.6779 | 194.3135 | 0 | 0 | 11.0931 | 0
3734 | 156 | 5 | 6 | Thursday | 13 | 0 | 289.662 | 27.1709 | 37.1216 | 85.6606 | 9.685 | 0 | 3.3262 | 11.52 | 37.8221 | 228.4437 | 0 | 0 | 10.5094 | 0
3735 | 156 | 5 | 6 | Thursday | 14 | 0 | 284.869 | 27.1709 | 38.677 | 85.6606 | 6.098 | 0 | 3.1449 | 8.88 | 35.4183 | 226.7985 | 0 | 0 | 6.6179 | 0
3736 | 156 | 5 | 6 | Thursday | 15 | 0 | 292.001 | 27.1709 | 39.3281 | 85.6606 | 5.919 | 0 | 3.2231 | 8.88 | 30.5271 | 229.7136 | 0 | 0 | 6.4233 | 0
3737 | 156 | 5 | 6 | Thursday | 16 | 0 | 298.033 | 27.1709 | 39.9983 | 85.2073 | 7.892 | 0 | 3.3103 | 11.04 | 24.7272 | 234.2413 | 0 | 0 | 8.5641 | 0
3738 | 156 | 5 | 6 | Thursday | 17 | 0 | 168.42 | 27.1709 | 31.6811 | 55.9825 | 4.663 | 0 | 2.2078 | 14.88 | 17.5958 | 178.3501 | 0 | 0 | 5.0609 | 0
3739 | 156 | 5 | 6 | Thursday | 18 | 0 | 46.852 | 13.5854 | 23.1489 | 40.9205 | 3.766 | 0 | 0.8719 | 4.8 | 9.7094 | 101.2265 | 0 | 0 | 4.0877 | 0
3740 | 156 | 5 | 6 | Thursday | 19 | 0 | 0 | 0 | 21.4085 | 40.0131 | 2.69 | 0 | 0.0438 | 2.88 | 4.8705 | 64.2991 | 0 | 0 | 2.9198 | 0
3741 | 156 | 5 | 6 | Thursday | 20 | 0 | 0 | 0 | 21.3945 | 33.1724 | 3.049 | 0 | 0.1882 | 0.96 | 2.5197 | 55.6623 | 0 | 0 | 3.3091 | 0
3742 | 156 | 5 | 6 | Thursday | 21 | 0 | 0 | 0 | 23.7593 | 32.719 | 1.435 | 0 | 0.0234 | 0.96 | 1.0639 | 57.4089 | 0 | 0 | 1.5571 | 0
3743 | 156 | 5 | 6 | Thursday | 22 | 0 | 0 | 0 | 12.7362 | 17.8393 | 0.897 | 0 | 0.0146 | 0 | 0.171 | 30.5541 | 0 | 0 | 0.9734 | 0
3744 | 156 | 5 | 6 | Thursday | 23 | 0 | 0 | 0 | 6.1377 | 11.0335 | 0.897 | 0 | 0.0146 | 0 | 0 | 17.1498 | 0 | 0 | 0.9734 | 0
3745 | 157 | 6 | 6 | Friday | 0 | 0 | 0 | 0 | 5.1885 | 10.3969 | 0.897 | 0 | 0.0146 | 0 | 0 | 15.568 | 0 | 0 | 0.9734 | 0
3746 | 157 | 6 | 6 | Friday | 1 | 0 | 0 | 0 | 5.1829 | 10.3969 | 0.897 | 0 | 0.0146 | 0 | 0 | 15.568 | 0 | 0 | 0.9734 | 0
3747 | 157 | 6 | 6 | Friday | 2 | 0 | 0 | 0 | 5.1829 | 10.3969 | 0.897 | 0 | 0.0146 | 0 | 0 | 15.568 | 0 | 0 | 0.9734 | 0
3748 | 157 | 6 | 6 | Friday | 3 | 0 | 0 | 0 | 5.1829 | 10.3969 | 0.897 | 0 | 0.0146 | 0 | 0 | 15.568 | 0 | 0 | 0.9734 | 0
3749 | 157 | 6 | 6 | Friday | 4 | 0 | 0 | 0 | 5.6548 | 10.3969 | 0.897 | 0 | 0.0146 | 0 | 0 | 16.0399 | 0 | 0 | 0.9734 | 0
3750 | 157 | 6 | 6 | Friday | 5 | 0 | 0 | 0 | 8.8261 | 14.4831 | 1.435 | 0 | 0.0234 | 0 | 0.1779 | 23.3062 | 0 | 0 | 1.5572 | 0
3751 | 157 | 6 | 6 | Friday | 6 | 0 | 0 | 0 | 16.0618 | 21.1313 | 1.255 | 0 | 0.0204 | 0 | 1.7767 | 37.18 | 0 | 0 | 1.3624 | 0
3752 | 157 | 6 | 6 | Friday | 7 | 0 | 17.468 | 3.1631 | 23.7635 | 37.109 | 3.408 | 0 | 0.691 | 8.4 | 6.107 | 77.4014 | 0 | 0 | 3.6986 | 0
3753 | 157 | 6 | 6 | Friday | 8 | 0 | 34.765 | 27.1709 | 38.6443 | 79.9326 | 6.277 | 0 | 1.7497 | 16.56 | 12.7718 | 185.2701 | 0 | 0 | 6.8128 | 0
3754 | 157 | 6 | 6 | Friday | 9 | 0 | 89.611 | 27.1709 | 39.2604 | 84.3871 | 6.815 | 0 | 1.8227 | 10.32 | 18.7641 | 194.2438 | 0 | 0 | 7.3964 | 0
3755 | 157 | 6 | 6 | Friday | 10 | 0 | 92.123 | 27.1709 | 38.3627 | 85.6606 | 6.995 | 0 | 1.932 | 8.88 | 24.3754 | 196.5057 | 0 | 0 | 7.591 | 0
3756 | 157 | 6 | 6 | Friday | 11 | 0 | 197.61 | 27.1709 | 36.8623 | 85.6606 | 8.43 | 0 | 2.604 | 10.32 | 30.1388 | 211.5692 | 0 | 0 | 9.1477 | 0
3757 | 157 | 6 | 6 | Friday | 12 | 0 | 247.688 | 27.1709 | 33.8448 | 78.8121 | 10.223 | 0 | 2.914 | 13.92 | 33.3538 | 213.4148 | 0 | 0 | 11.0931 | 0
3758 | 157 | 6 | 6 | Friday | 13 | 0 | 290.21 | 27.1709 | 37.3185 | 85.6606 | 9.685 | 0 | 3.2859 | 11.52 | 28.8173 | 229.1517 | 0 | 0 | 10.5094 | 0
3759 | 157 | 6 | 6 | Friday | 14 | 0 | 299.97 | 27.1709 | 38.8404 | 85.6606 | 6.098 | 0 | 3.3049 | 8.88 | 23.2554 | 231.2369 | 0 | 0 | 6.6179 | 0
3760 | 157 | 6 | 6 | Friday | 15 | 0 | 301.458 | 27.1709 | 39.2726 | 85.6606 | 5.919 | 0 | 3.3378 | 8.88 | 22.1772 | 232.4706 | 0 | 0 | 6.4233 | 0
3761 | 157 | 6 | 6 | Friday | 16 | 0 | 298.574 | 27.1709 | 39.9072 | 85.2073 | 7.892 | 0 | 3.3267 | 11.04 | 19.1914 | 233.2726 | 0 | 0 | 8.5641 | 0
3762 | 157 | 6 | 6 | Friday | 17 | 0 | 54.121 | 27.1709 | 31.5103 | 55.9825 | 4.663 | 0 | 1.5084 | 14.88 | 14.3837 | 152.7219 | 0 | 0 | 5.0609 | 0
3763 | 157 | 6 | 6 | Friday | 18 | 0 | 0 | 13.5854 | 23.1337 | 40.9205 | 3.766 | 0 | 0.6864 | 4.8 | 10.1674 | 83.0733 | 0 | 0 | 4.0877 | 0
3764 | 157 | 6 | 6 | Friday | 19 | 0 | 0 | 0 | 22.5959 | 40.0131 | 2.69 | 0 | 0.0438 | 2.88 | 5.2802 | 65.4864 | 0 | 0 | 2.9198 | 0
3765 | 157 | 6 | 6 | Friday | 20 | 0 | 0 | 0 | 21.95 | 33.1724 | 3.049 | 0 | 0.143 | 0.96 | 2.4302 | 56.1726 | 0 | 0 | 3.3091 | 0
3766 | 157 | 6 | 6 | Friday | 21 | 0 | 0 | 0 | 23.7437 | 32.719 | 1.435 | 0 | 0.0234 | 0.96 | 1.1212 | 57.3932 | 0 | 0 | 1.5571 | 0
3767 | 157 | 6 | 6 | Friday | 22 | 0 | 0 | 0 | 12.7362 | 17.8393 | 0.897 | 0 | 0.0146 | 0 | 0.185 | 30.5541 | 0 | 0 | 0.9734 | 0
3768 | 157 | 6 | 6 | Friday | 23 | 0 | 0 | 0 | 6.1377 | 11.0335 | 0.897 | 0 | 0.0146 | 0 | 0 | 17.1498 | 0 | 0 | 0.9734 | 0
3769 | 158 | 7 | 6 | Saturday | 0 | 0 | 0 | 0 | 5.3495 | 10.6091 | 0.897 | 0 | 0.0146 | 0 | 0 | 15.9379 | 0 | 0 | 0.9734 | 0
3770 | 158 | 7 | 6 | Saturday | 1 | 0 | 0 | 0 | 5.1845 | 10.3969 | 0.897 | 0 | 0.0146 | 0 | 0 | 15.568 | 0 | 0 | 0.9734 | 0
3771 | 158 | 7 | 6 | Saturday | 2 | 0 | 0 | 0 | 5.1845 | 10.3969 | 0.897 | 0 | 0.0146 | 0 | 0 | 15.568 | 0 | 0 | 0.9734 | 0
3772 | 158 | 7 | 6 | Saturday | 3 | 0 | 0 | 0 | 5.1845 | 10.3969 | 0.897 | 0 | 0.0146 | 0 | 0 | 15.568 | 0 | 0 | 0.9734 | 0
3773 | 158 | 7 | 6 | Saturday | 4 | 0 | 0 | 0 | 5.1845 | 10.3969 | 0.897 | 0 | 0.0146 | 0 | 0 | 15.568 | 0 | 0 | 0.9734 | 0
3774 | 158 | 7 | 6 | Saturday | 5 | 0 | 0 | 0 | 5.6564 | 10.3969 | 1.435 | 0 | 0.0234 | 0 | 0.0769 | 16.0487 | 0 | 0 | 1.5572 | 0
3775 | 158 | 7 | 6 | Saturday | 6 | 0 | 0 | 0 | 10.2074 | 14.454 | 1.255 | 0 | 0.0204 | 0 | 0.6926 | 24.6498 | 0 | 0 | 1.3624 | 0
3776 | 158 | 7 | 6 | Saturday | 7 | 0 | 0 | 0 | 13.4897 | 18.078 | 1.973 | 0 | 0.0321 | 3.84 | 1.8749 | 35.427 | 0 | 0 | 2.1413 | 0
3777 | 158 | 7 | 6 | Saturday | 8 | 0 | 0 | 0 | 19.8906 | 33.4891 | 2.69 | 0 | 0.0438 | 3.36 | 3.171 | 56.7587 | 0 | 0 | 2.9199 | 0
3778 | 158 | 7 | 6 | Saturday | 9 | 0 | 0 | 0 | 20.6859 | 36.0383 | 3.766 | 0 | 0.2003 | 5.04 | 4.1084 | 61.9454 | 0 | 0 | 4.0878 | 0
3779 | 158 | 7 | 6 | Saturday | 10 | 0 | 0 | 0 | 19.8769 | 36.8872 | 3.408 | 0 | 1.1718 | 4.32 | 6.0761 | 62.2366 | 0 | 0 | 3.6984 | 0
3780 | 158 | 7 | 6 | Saturday | 11 | 0 | 0 | 0 | 19.0831 | 36.8872 | 4.125 | 0 | 1.4624 | 6 | 9.6498 | 63.4047 | 0 | 0 | 4.4771 | 0
3781 | 158 | 7 | 6 | Saturday | 12 | 0 | 1.276 | 0 | 15.3802 | 26.6109 | 3.587 | 0 | 1.1061 | 5.04 | 12.8968 | 49.3575 | 0 | 0 | 3.8931 | 0
3782 | 158 | 7 | 6 | Saturday | 13 | 0 | 9.095 | 0 | 15.1155 | 26.1571 | 3.408 | 0 | 0.5568 | 3.12 | 16.6418 | 53.7114 | 0 | 0 | 3.6985 | 0
3783 | 158 | 7 | 6 | Saturday | 14 | 0 | 10.344 | 0 | 14.7272 | 26.1571 | 2.69 | 0 | 0.6135 | 1.92 | 19.2351 | 53.2305 | 0 | 0 | 2.9198 | 0
3784 | 158 | 7 | 6 | Saturday | 15 | 0 | 11.753 | 0 | 14.9755 | 26.1571 | 2.152 | 0 | 0.6683 | 0.96 | 18.1005 | 53.5036 | 0 | 0 | 2.3359 | 0
3785 | 158 | 7 | 6 | Saturday | 16 | 0 | 10.694 | 0 | 15.2085 | 26.1571 | 2.511 | 0 | 0.6278 | 1.2 | 17.1476 | 53.2674 | 0 | 0 | 2.7252 | 0
3786 | 158 | 7 | 6 | Saturday | 17 | 0 | 11.852 | 0 | 11.6305 | 19.2871 | 1.255 | 0 | 0.6776 | 1.44 | 14.7924 | 44.2759 | 0 | 0 | 1.3624 | 0
3787 | 158 | 7 | 6 | Saturday | 18 | 0 | 6.952 | 0 | 11.6158 | 19.2871 | 1.255 | 0 | 0.3994 | 0 | 9.9255 | 37.7784 | 0 | 0 | 1.3624 | 0
3788 | 158 | 7 | 6 | Saturday | 19 | 0 | 7.574 | 0 | 11.8663 | 19.2871 | 1.255 | 0 | 0.4364 | 0 | 5.3766 | 38.7444 | 0 | 0 | 1.3624 | 0
3789 | 158 | 7 | 6 | Saturday | 20 | 0 | 5.103 | 0 | 12.653 | 19.2871 | 1.255 | 0 | 0.3039 | 0 | 2.6712 | 37.0477 | 0 | 0 | 1.3624 | 0
3790 | 158 | 7 | 6 | Saturday | 21 | 0 | 0 | 0 | 13.682 | 19.2871 | 1.614 | 0 | 0.0263 | 0 | 0.9636 | 32.9355 | 0 | 0 | 1.7518 | 0
3791 | 158 | 7 | 6 | Saturday | 22 | 0 | 0 | 0 | 12.5503 | 17.5892 | 0.897 | 0 | 0.0146 | 0 | 0.1375 | 30.1101 | 0 | 0 | 0.9734 | 0
3792 | 158 | 7 | 6 | Saturday | 23 | 0 | 0 | 0 | 6.6175 | 11.0335 | 0.897 | 0 | 0.0146 | 0 | 0 | 17.6217 | 0 | 0 | 0.9734 | 0
3793 | 159 | 8 | 6 | Sunday | 0 | 0 | 0 | 0 | 5.3583 | 10.6091 | 0.717 | 0 | 0.0117 | 0 | 0 | 15.935 | 0 | 0 | 0.7786 | 0
3794 | 159 | 8 | 6 | Sunday | 1 | 0 | 0 | 0 | 5.2005 | 10.3969 | 0.717 | 0 | 0.0117 | 0 | 0 | 15.5651 | 0 | 0 | 0.7787 | 0
3795 | 159 | 8 | 6 | Sunday | 2 | 0 | 0 | 0 | 5.1909 | 10.3969 | 0.717 | 0 | 0.0117 | 0 | 0 | 15.5651 | 0 | 0 | 0.7787 | 0
3796 | 159 | 8 | 6 | Sunday | 3 | 0 | 0 | 0 | 5.1909 | 10.3969 | 0.717 | 0 | 0.0117 | 0 | 0 | 15.5651 | 0 | 0 | 0.7787 | 0
3797 | 159 | 8 | 6 | Sunday | 4 | 0 | 0 | 0 | 5.1909 | 10.3969 | 0.717 | 0 | 0.0117 | 0 | 0 | 15.5651 | 0 | 0 | 0.7787 | 0
3798 | 159 | 8 | 6 | Sunday | 5 | 0 | 0 | 0 | 5.6606 | 10.3969 | 1.255 | 0 | 0.0204 | 0 | 0.2394 | 16.0435 | 0 | 0 | 1.3625 | 0
3799 | 159 | 8 | 6 | Sunday | 6 | 0 | 0 | 0 | 5.871 | 11.0335 | 0.717 | 0 | 0.0117 | 0 | 2.0066 | 16.8746 | 0 | 0 | 0.7786 | 0
3800 | 159 | 8 | 6 | Sunday | 7 | 0 | 0 | 0 | 8.2674 | 14.6575 | 0.717 | 0 | 0.0117 | 0 | 4.3769 | 22.8949 | 0 | 0 | 0.7787 | 0
3801 | 159 | 8 | 6 | Sunday | 8 | 0 | 0 | 0 | 8.6523 | 15.5065 | 0.717 | 0 | 0.0117 | 0 | 5.7812 | 24.1184 | 0 | 0 | 0.7787 | 0
3802 | 159 | 8 | 6 | Sunday | 9 | 0 | 0 | 0 | 8.4733 | 15.5065 | 0.717 | 0 | 0.0117 | 0 | 7.9706 | 23.9394 | 0 | 0 | 0.7787 | 0
3803 | 159 | 8 | 6 | Sunday | 10 | 0 | 3.348 | 0 | 8.8844 | 16.3554 | 0.717 | 0 | 0.1929 | 0 | 11.6085 | 28.633 | 0 | 0 | 0.7787 | 0
3804 | 159 | 8 | 6 | Sunday | 11 | 0 | 3.652 | 0 | 8.8525 | 16.3554 | 1.076 | 0 | 0.2165 | 0 | 11.3079 | 28.9691 | 0 | 0 | 1.168 | 0
3805 | 159 | 8 | 6 | Sunday | 12 | 0 | 6.929 | 0 | 12.2792 | 20.794 | 1.076 | 0 | 0.3971 | 0 | 8.0016 | 40.1452 | 0 | 0 | 1.1679 | 0
3806 | 159 | 8 | 6 | Sunday | 13 | 0 | 13.887 | 0 | 12.4475 | 20.794 | 1.614 | 0 | 0.7649 | 0 | 6.4119 | 46.3829 | 0 | 0 | 1.7518 | 0
3807 | 159 | 8 | 6 | Sunday | 14 | 0 | 15.648 | 0 | 12.4681 | 20.794 | 1.076 | 0 | 0.8006 | 0 | 6.3471 | 47.1237 | 0 | 0 | 1.1679 | 0
3808 | 159 | 8 | 6 | Sunday | 15 | 0 | 16.949 | 0 | 12.5416 | 20.794 | 0.717 | 0 | 0.9425 | 0 | 5.8652 | 49.9534 | 0 | 0 | 0.7786 | 0
3809 | 159 | 8 | 6 | Sunday | 16 | 0 | 16.904 | 0 | 12.6545 | 20.3695 | 0.717 | 0 | 0.9162 | 0 | 4.1203 | 49.0653 | 0 | 0 | 0.7787 | 0
3810 | 159 | 8 | 6 | Sunday | 17 | 0 | 12.546 | 0 | 12.7491 | 19.916 | 0.717 | 0 | 0.6843 | 0 | 2.7002 | 44.6577 | 0 | 0 | 0.7787 | 0
3811 | 159 | 8 | 6 | Sunday | 18 | 0 | 10.241 | 0 | 13.3642 | 19.916 | 0.717 | 0 | 0.4963 | 0 | 1.8624 | 41.9051 | 0 | 0 | 0.7787 | 0
3812 | 159 | 8 | 6 | Sunday | 19 | 0 | 12.16 | 0 | 13.9644 | 19.916 | 0.717 | 0 | 0.6083 | 0 | 0.9967 | 44.3725 | 0 | 0 | 0.7787 | 0
3813 | 159 | 8 | 6 | Sunday | 20 | 0 | 4.115 | 0 | 13.622 | 19.916 | 0.717 | 0 | 0.2347 | 0 | 0.7485 | 37.521 | 0 | 0 | 0.7787 | 0
3814 | 159 | 8 | 6 | Sunday | 21 | 0 | 0 | 0 | 13.6903 | 19.916 | 1.255 | 0 | 0.0204 | 0 | 0.5384 | 33.5763 | 0 | 0 | 1.3625 | 0
3815 | 159 | 8 | 6 | Sunday | 22 | 0 | 0 | 0 | 6.2927 | 11.8825 | 0.717 | 0 | 0.0117 | 0 | 0.1055 | 18.1549 | 0 | 0 | 0.7786 | 0
3816 | 159 | 8 | 6 | Sunday | 23 | 0 | 0 | 0 | 5.6618 | 11.0335 | 0.717 | 0 | 0.0117 | 0 | 0 | 16.675 | 0 | 0 | 0.7787 | 0
3817 | 160 | 9 | 6 | Monday | 0 | 0 | 0 | 0 | 5.1885 | 10.3969 | 0.897 | 0 | 0.0146 | 0 | 0 | 15.568 | 0 | 0 | 0.9734 | 0
3818 | 160 | 9 | 6 | Monday | 1 | 0 | 0 | 0 | 5.1829 | 10.3969 | 0.897 | 0 | 0.0146 | 0 | 0 | 15.568 | 0 | 0 | 0.9734 | 0
3819 | 160 | 9 | 6 | Monday | 2 | 0 | 0 | 0 | 5.1829 | 10.3969 | 0.897 | 0 | 0.0146 | 0 | 0 | 15.568 | 0 | 0 | 0.9734 | 0
3820 | 160 | 9 | 6 | Monday | 3 | 0 | 0 | 0 | 5.1829 | 10.3969 | 0.897 | 0 | 0.0146 | 0 | 0 | 15.568 | 0 | 0 | 0.9734 | 0
3821 | 160 | 9 | 6 | Monday | 4 | 0 | 0 | 0 | 5.6548 | 10.3969 | 0.897 | 0 | 0.0146 | 0 | 0 | 16.0399 | 0 | 0 | 0.9734 | 0
3822 | 160 | 9 | 6 | Monday | 5 | 0 | 0 | 0 | 8.8348 | 14.4831 | 1.435 | 0 | 0.0234 | 0 | 0.2178 | 23.3149 | 0 | 0 | 1.5572 | 0
3823 | 160 | 9 | 6 | Monday | 6 | 0 | 0 | 0 | 16.0253 | 21.1313 | 1.255 | 0 | 0.0204 | 0 | 2.0136 | 37.1435 | 0 | 0 | 1.3624 | 0
3824 | 160 | 9 | 6 | Monday | 7 | 0 | 38.473 | 4.7447 | 23.5663 | 37.109 | 3.408 | 0 | 0.7592 | 8.4 | 6.278 | 82.4097 | 0 | 0 | 3.6986 | 0
3825 | 160 | 9 | 6 | Monday | 8 | 0 | 41.27 | 27.1709 | 38.0182 | 79.9326 | 6.277 | 0 | 1.7093 | 16.56 | 11.6743 | 187.9859 | 0 | 0 | 6.8128 | 0
3826 | 160 | 9 | 6 | Monday | 9 | 0 | 37.847 | 27.1709 | 39.6872 | 84.3871 | 6.815 | 0 | 1.7101 | 10.32 | 16.3741 | 187.7874 | 0 | 0 | 7.3964 | 0
3827 | 160 | 9 | 6 | Monday | 10 | 0 | 48.611 | 27.1709 | 39.1177 | 85.6606 | 6.995 | 0 | 1.7315 | 8.88 | 21.17 | 186.7395 | 0 | 0 | 7.591 | 0
3828 | 160 | 9 | 6 | Monday | 11 | 0 | 57.882 | 27.1709 | 37.4007 | 85.6606 | 8.43 | 0 | 1.8659 | 10.32 | 24.0126 | 187.7887 | 0 | 0 | 9.1477 | 0
3829 | 160 | 9 | 6 | Monday | 12 | 1.356 | 5.033 | 27.1709 | 34.3211 | 78.8121 | 10.223 | 0 | 0.444 | 13.92 | 26.7411 | 159.1062 | 0 | 0 | 12.4493 | 0
3830 | 160 | 9 | 6 | Monday | 13 | 0 | 13.775 | 27.1709 | 37.2848 | 85.6606 | 9.685 | 0 | 0.9216 | 11.52 | 26.5028 | 175.2659 | 0 | 0 | 10.5094 | 0
3831 | 160 | 9 | 6 | Monday | 14 | 0 | 15.535 | 27.1709 | 38.7761 | 85.6606 | 6.098 | 0 | 0.9796 | 8.88 | 23.0577 | 176.2356 | 0 | 0 | 6.6179 | 0
3832 | 160 | 9 | 6 | Monday | 15 | 0 | 20.961 | 27.1709 | 39.4568 | 85.6606 | 5.919 | 0 | 1.2436 | 8.88 | 20.1428 | 181.2278 | 0 | 0 | 6.4233 | 0
3833 | 160 | 9 | 6 | Monday | 16 | 0 | 9.281 | 27.1709 | 40.012 | 85.2073 | 7.892 | 0 | 0.6463 | 11.04 | 18.8517 | 172.9085 | 0 | 0 | 8.5641 | 0
3834 | 160 | 9 | 6 | Monday | 17 | 0 | 3.458 | 27.1709 | 31.5157 | 55.9825 | 4.663 | 0 | 0.263 | 14.88 | 15.6308 | 133.0922 | 0 | 0 | 5.0609 | 0
3835 | 160 | 9 | 6 | Monday | 18 | 0 | 3.495 | 13.5854 | 22.9868 | 40.9205 | 3.766 | 0 | 0.2581 | 4.8 | 10.3148 | 85.8289 | 0 | 0 | 4.0877 | 0
3836 | 160 | 9 | 6 | Monday | 19 | 0 | 0.597 | 0 | 21.6161 | 40.0131 | 2.69 | 0 | 0.0764 | 2.88 | 5.263 | 65.1081 | 0 | 0 | 2.9198 | 0
3837 | 160 | 9 | 6 | Monday | 20 | 0 | 0.603 | 0 | 21.4164 | 33.1724 | 3.049 | 0 | 0.0826 | 0.96 | 2.3956 | 56.1535 | 0 | 0 | 3.3091 | 0
3838 | 160 | 9 | 6 | Monday | 21 | 0 | 0 | 0 | 23.8045 | 32.719 | 1.435 | 0 | 0.0234 | 0.96 | 1.0702 | 57.4541 | 0 | 0 | 1.5571 | 0
3839 | 160 | 9 | 6 | Monday | 22 | 0 | 0 | 0 | 12.7362 | 17.8393 | 0.897 | 0 | 0.0146 | 0 | 0.1932 | 30.5541 | 0 | 0 | 0.9734 | 0
3840 | 160 | 9 | 6 | Monday | 23 | 0 | 0 | 0 | 6.1377 | 11.0335 | 0.897 | 0 | 0.0146 | 0 | 0 | 17.1498 | 0 | 0 | 0.9734 | 0
3841 | 161 | 10 | 6 | Tuesday | 0 | 0 | 0 | 0 | 5.1885 | 10.3969 | 0.897 | 0 | 0.0146 | 0 | 0 | 15.568 | 0 | 0 | 0.9734 | 0
3842 | 161 | 10 | 6 | Tuesday | 1 | 0 | 0 | 0 | 5.1829 | 10.3969 | 0.897 | 0 | 0.0146 | 0 | 0 | 15.568 | 0 | 0 | 0.9734 | 0
3843 | 161 | 10 | 6 | Tuesday | 2 | 0 | 0 | 0 | 5.1829 | 10.3969 | 0.897 | 0 | 0.0146 | 0 | 0 | 15.568 | 0 | 0 | 0.9734 | 0
3844 | 161 | 10 | 6 | Tuesday | 3 | 0 | 0 | 0 | 5.1829 | 10.3969 | 0.897 | 0 | 0.0146 | 0 | 0 | 15.568 | 0 | 0 | 0.9734 | 0
3845 | 161 | 10 | 6 | Tuesday | 4 | 0 | 0 | 0 | 5.6548 | 10.3969 | 0.897 | 0 | 0.0146 | 0 | 0 | 16.0399 | 0 | 0 | 0.9734 | 0
3846 | 161 | 10 | 6 | Tuesday | 5 | 0 | 0 | 0 | 8.7852 | 14.4831 | 1.435 | 0 | 0.0234 | 0 | 0.2078 | 23.2652 | 0 | 0 | 1.5572 | 0
3847 | 161 | 10 | 6 | Tuesday | 6 | 0 | 0 | 0 | 15.5265 | 21.1313 | 1.255 | 0 | 0.0204 | 0 | 2.0431 | 36.6447 | 0 | 0 | 1.3624 | 0
3848 | 161 | 10 | 6 | Tuesday | 7 | 0 | 19.015 | 2.3723 | 22.3142 | 37.109 | 3.408 | 0 | 0.4053 | 8.4 | 6.8737 | 74.4079 | 0 | 0 | 3.6986 | 0
3849 | 161 | 10 | 6 | Tuesday | 8 | 0 | 26.091 | 27.1709 | 36.8729 | 79.9326 | 6.277 | 0 | 1.2843 | 16.56 | 14.2268 | 180.6409 | 0 | 0 | 6.8128 | 0
3850 | 161 | 10 | 6 | Tuesday | 9 | 0 | 24.848 | 27.1709 | 39.2031 | 84.3871 | 6.815 | 0 | 1.4076 | 10.32 | 21.1229 | 183.3552 | 0 | 0 | 7.3964 | 0
3851 | 161 | 10 | 6 | Tuesday | 10 | 0 | 29.135 | 27.1709 | 38.7473 | 85.6606 | 6.995 | 0 | 1.5411 | 8.88 | 27.0261 | 184.5729 | 0 | 0 | 7.591 | 0
3852 | 161 | 10 | 6 | Tuesday | 11 | 0.481 | 8.495 | 27.1709 | 37.24 | 85.6606 | 8.43 | 0 | 0.6154 | 10.32 | 30.9917 | 169.096 | 0 | 0 | 9.6289 | 0
3853 | 161 | 10 | 6 | Tuesday | 12 | 0 | 2.894 | 27.1709 | 34.0682 | 78.8121 | 10.223 | 0 | 0.3264 | 13.92 | 30.9379 | 157.0608 | 0 | 0 | 11.0931 | 0
3854 | 161 | 10 | 6 | Tuesday | 13 | 0 | 3.536 | 27.1709 | 37.2236 | 85.6606 | 9.685 | 0 | 0.3503 | 11.52 | 29.5266 | 165.2922 | 0 | 0 | 10.5094 | 0
3855 | 161 | 10 | 6 | Tuesday | 14 | 0 | 12.771 | 27.1709 | 38.5932 | 85.6606 | 6.098 | 0 | 0.8177 | 8.88 | 29.141 | 173.2832 | 0 | 0 | 6.6179 | 0
3856 | 161 | 10 | 6 | Tuesday | 15 | 0 | 23.209 | 27.1709 | 39.2684 | 85.6606 | 5.919 | 0 | 1.4096 | 8.88 | 26.1294 | 183.886 | 0 | 0 | 6.4233 | 0
3857 | 161 | 10 | 6 | Tuesday | 16 | 0 | 25.245 | 27.1709 | 39.9056 | 85.2073 | 7.892 | 0 | 1.3933 | 11.04 | 20.9667 | 185.1225 | 0 | 0 | 8.5641 | 0
3858 | 161 | 10 | 6 | Tuesday | 17 | 0 | 3.672 | 27.1709 | 31.3248 | 55.9825 | 4.663 | 0 | 0.276 | 14.88 | 16.315 | 133.1393 | 0 | 0 | 5.0609 | 0
3859 | 161 | 10 | 6 | Tuesday | 18 | 0 | 7.621 | 13.5854 | 22.8444 | 40.9205 | 3.766 | 0 | 0.4912 | 4.8 | 11.5837 | 89.8397 | 0 | 0 | 4.0877 | 0
3860 | 161 | 10 | 6 | Tuesday | 19 | 0 | 0 | 0 | 21.1356 | 40.0131 | 2.69 | 0 | 0.0438 | 2.88 | 6.1424 | 64.0262 | 0 | 0 | 2.9198 | 0
3861 | 161 | 10 | 6 | Tuesday | 20 | 0 | 0.577 | 0 | 20.6464 | 33.1724 | 3.049 | 0 | 0.0809 | 0.96 | 2.7308 | 55.3569 | 0 | 0 | 3.3091 | 0
3862 | 161 | 10 | 6 | Tuesday | 21 | 0 | 0 | 0 | 23.6998 | 32.719 | 1.435 | 0 | 0.0234 | 0.96 | 1.1775 | 57.3493 | 0 | 0 | 1.5571 | 0
3863 | 161 | 10 | 6 | Tuesday | 22 | 0 | 0 | 0 | 12.7362 | 17.8393 | 0.897 | 0 | 0.0146 | 0 | 0.2036 | 30.5541 | 0 | 0 | 0.9734 | 0
3864 | 161 | 10 | 6 | Tuesday | 23 | 0 | 0 | 0 | 6.1377 | 11.0335 | 0.897 | 0 | 0.0146 | 0 | 0 | 17.1498 | 0 | 0 | 0.9734 | 0
3865 | 162 | 11 | 6 | Wednesday | 0 | 0 | 0 | 0 | 5.1885 | 10.3969 | 0.897 | 0 | 0.0146 | 0 | 0 | 15.568 | 0 | 0 | 0.9734 | 0
3866 | 162 | 11 | 6 | Wednesday | 1 | 0 | 0 | 0 | 5.1829 | 10.3969 | 0.897 | 0 | 0.0146 | 0 | 0 | 15.568 | 0 | 0 | 0.9734 | 0
3867 | 162 | 11 | 6 | Wednesday | 2 | 0 | 0 | 0 | 5.1829 | 10.3969 | 0.897 | 0 | 0.0146 | 0 | 0 | 15.568 | 0 | 0 | 0.9734 | 0
3868 | 162 | 11 | 6 | Wednesday | 3 | 0 | 0 | 0 | 5.1829 | 10.3969 | 0.897 | 0 | 0.0146 | 0 | 0 | 15.568 | 0 | 0 | 0.9734 | 0
3869 | 162 | 11 | 6 | Wednesday | 4 | 0 | 0 | 0 | 5.6548 | 10.3969 | 0.897 | 0 | 0.0146 | 0 | 0 | 16.0399 | 0 | 0 | 0.9734 | 0
3870 | 162 | 11 | 6 | Wednesday | 5 | 0 | 0 | 0 | 8.8181 | 14.4831 | 1.435 | 0 | 0.0234 | 0 | 0.2045 | 23.2981 | 0 | 0 | 1.5572 | 0
3871 | 162 | 11 | 6 | Wednesday | 6 | 0 | 0 | 0 | 15.8901 | 21.1313 | 1.255 | 0 | 0.0204 | 0 | 1.9528 | 37.0083 | 0 | 0 | 1.3624 | 0
3872 | 162 | 11 | 6 | Wednesday | 7 | 0 | 14.578 | 1.5816 | 23.2422 | 37.109 | 3.408 | 0 | 0.3087 | 8.4 | 6.1964 | 73.388 | 0 | 0 | 3.6986 | 0
3873 | 162 | 11 | 6 | Wednesday | 8 | 0 | 20.595 | 27.1709 | 38.0283 | 79.9326 | 6.277 | 0 | 1.018 | 16.56 | 12.9475 | 177.3992 | 0 | 0 | 6.8128 | 0
3874 | 162 | 11 | 6 | Wednesday | 9 | 0 | 14.897 | 27.1709 | 39.7259 | 84.3871 | 6.815 | 0 | 0.9468 | 10.32 | 20.1456 | 176.4439 | 0 | 0 | 7.3964 | 0
3875 | 162 | 11 | 6 | Wednesday | 10 | 0 | 19.051 | 27.1709 | 39.0078 | 85.6606 | 6.995 | 0 | 1.1348 | 8.88 | 26.8273 | 178.5567 | 0 | 0 | 7.591 | 0
3876 | 162 | 11 | 6 | Wednesday | 11 | 0 | 23.027 | 27.1709 | 37.5346 | 85.6606 | 8.43 | 0 | 1.3856 | 10.32 | 30.8474 | 182.2235 | 0 | 0 | 9.1477 | 0
3877 | 162 | 11 | 6 | Wednesday | 12 | 0 | 13.329 | 27.1709 | 34.3879 | 78.8121 | 10.223 | 0 | 0.9166 | 13.92 | 32.0985 | 167.7263 | 0 | 0 | 11.0931 | 0
3878 | 162 | 11 | 6 | Wednesday | 13 | 0.389 | 3.408 | 27.1709 | 37.5034 | 85.6606 | 9.685 | 0 | 0.3498 | 11.52 | 30.83 | 165.4496 | 0 | 0 | 10.8986 | 0
3879 | 162 | 11 | 6 | Wednesday | 14 | 0 | 6.551 | 27.1709 | 38.8214 | 85.6606 | 6.098 | 0 | 0.4595 | 8.88 | 28.6883 | 167.2236 | 0 | 0 | 6.6179 | 0
3880 | 162 | 11 | 6 | Wednesday | 15 | 0 | 4.572 | 27.1709 | 39.055 | 85.6606 | 5.919 | 0 | 0.3443 | 8.88 | 28.17 | 165.4561 | 0 | 0 | 6.4233 | 0
3881 | 162 | 11 | 6 | Wednesday | 16 | 0 | 14.355 | 27.1709 | 39.6848 | 85.2073 | 7.892 | 0 | 0.938 | 11.04 | 25.1607 | 177.6263 | 0 | 0 | 8.5641 | 0
3882 | 162 | 11 | 6 | Wednesday | 17 | 0 | 2.062 | 27.1709 | 31.5498 | 55.9825 | 4.663 | 0 | 0.1872 | 14.88 | 20.0227 | 131.7209 | 0 | 0 | 5.0609 | 0
3883 | 162 | 11 | 6 | Wednesday | 18 | 0 | 0.481 | 13.5854 | 23.0596 | 40.9205 | 3.766 | 0 | 0.0876 | 4.8 | 13.3991 | 82.8584 | 0 | 0 | 4.0877 | 0
3884 | 162 | 11 | 6 | Wednesday | 19 | 0 | 0 | 0 | 21.5796 | 40.0131 | 2.69 | 0 | 0.0438 | 2.88 | 6.3339 | 64.4701 | 0 | 0 | 2.9198 | 0
3885 | 162 | 11 | 6 | Wednesday | 20 | 0 | 0 | 0 | 21.0492 | 33.1724 | 3.049 | 0 | 0.0496 | 0.96 | 2.4775 | 55.1785 | 0 | 0 | 3.3091 | 0
3886 | 162 | 11 | 6 | Wednesday | 21 | 0 | 0 | 0 | 23.7423 | 32.719 | 1.435 | 0 | 0.0234 | 0.96 | 1.1393 | 57.3919 | 0 | 0 | 1.5571 | 0
3887 | 162 | 11 | 6 | Wednesday | 22 | 0 | 0 | 0 | 12.7362 | 17.8393 | 0.897 | 0 | 0.0146 | 0 | 0.2036 | 30.5541 | 0 | 0 | 0.9734 | 0
3888 | 162 | 11 | 6 | Wednesday | 23 | 0 | 0 | 0 | 6.1377 | 11.0335 | 0.897 | 0 | 0.0146 | 0 | 0 | 17.1498 | 0 | 0 | 0.9734 | 0
3889 | 163 | 12 | 6 | Thursday | 0 | 0 | 0 | 0 | 5.1885 | 10.3969 | 0.897 | 0 | 0.0146 | 0 | 0 | 15.568 | 0 | 0 | 0.9734 | 0
3890 | 163 | 12 | 6 | Thursday | 1 | 0 | 0 | 0 | 5.1829 | 10.3969 | 0.897 | 0 | 0.0146 | 0 | 0 | 15.568 | 0 | 0 | 0.9734 | 0
3891 | 163 | 12 | 6 | Thursday | 2 | 0 | 0 | 0 | 5.1829 | 10.3969 | 0.897 | 0 | 0.0146 | 0 | 0 | 15.568 | 0 | 0 | 0.9734 | 0
3892 | 163 | 12 | 6 | Thursday | 3 | 0 | 0 | 0 | 5.1829 | 10.3969 | 0.897 | 0 | 0.0146 | 0 | 0 | 15.568 | 0 | 0 | 0.9734 | 0
3893 | 163 | 12 | 6 | Thursday | 4 | 0 | 0 | 0 | 5.6548 | 10.3969 | 0.897 | 0 | 0.0146 | 0 | 0 | 16.0399 | 0 | 0 | 0.9734 | 0
3894 | 163 | 12 | 6 | Thursday | 5 | 0 | 0 | 0 | 8.8005 | 14.4831 | 1.435 | 0 | 0.0234 | 0 | 0.1912 | 23.2806 | 0 | 0 | 1.5572 | 0
3895 | 163 | 12 | 6 | Thursday | 6 | 0 | 0 | 0 | 15.862 | 21.1313 | 1.255 | 0 | 0.0204 | 0 | 1.8454 | 36.9802 | 0 | 0 | 1.3624 | 0
3896 | 163 | 12 | 6 | Thursday | 7 | 0 | 12.41 | 1.5816 | 23.7666 | 37.109 | 3.408 | 0 | 0.2755 | 8.4 | 5.8345 | 73.6301 | 0 | 0 | 3.6986 | 0
3897 | 163 | 12 | 6 | Thursday | 8 | 0 | 11.682 | 27.1709 | 38.6488 | 79.9326 | 6.277 | 0 | 0.6355 | 16.56 | 11.5363 | 171.7266 | 0 | 0 | 6.8128 | 0
3898 | 163 | 12 | 6 | Thursday | 9 | 0 | 8.888 | 27.1709 | 39.9628 | 84.3871 | 6.815 | 0 | 0.6113 | 10.32 | 17.8953 | 170.9155 | 0 | 0 | 7.3964 | 0
3899 | 163 | 12 | 6 | Thursday | 10 | 0 | 15.763 | 27.1709 | 38.878 | 85.6606 | 6.995 | 0 | 1.0016 | 8.88 | 25.784 | 176.3391 | 0 | 0 | 7.591 | 0
3900 | 163 | 12 | 6 | Thursday | 11 | 0 | 15.9 | 27.1709 | 37.2459 | 85.6606 | 8.43 | 0 | 1.0385 | 10.32 | 29.7746 | 176.359 | 0 | 0 | 9.1477 | 0
3901 | 163 | 12 | 6 | Thursday | 12 | 0 | 1.922 | 27.1709 | 34.0678 | 78.8121 | 10.223 | 0 | 0.2767 | 13.92 | 32.6183 | 156.0852 | 0 | 0 | 11.0931 | 0
3902 | 163 | 12 | 6 | Thursday | 13 | 0 | 2.664 | 27.1709 | 37.1263 | 85.6606 | 9.685 | 0 | 0.3031 | 11.52 | 36.2134 | 164.3165 | 0 | 0 | 10.5094 | 0
3903 | 163 | 12 | 6 | Thursday | 14 | 0 | 17.614 | 27.1709 | 38.6177 | 85.6606 | 6.098 | 0 | 1.1005 | 8.88 | 35.0687 | 177.9818 | 0 | 0 | 6.6179 | 0
3904 | 163 | 12 | 6 | Thursday | 15 | 0 | 15.52 | 27.1709 | 39.2278 | 85.6606 | 5.919 | 0 | 0.9493 | 8.88 | 30.7398 | 176.0269 | 0 | 0 | 6.4233 | 0
3905 | 163 | 12 | 6 | Thursday | 16 | 0 | 19.781 | 27.1709 | 39.8785 | 85.2073 | 7.892 | 0 | 1.2563 | 11.04 | 24.9589 | 183.1663 | 0 | 0 | 8.5641 | 0
3906 | 163 | 12 | 6 | Thursday | 17 | 0 | 3.415 | 27.1709 | 31.5111 | 55.9825 | 4.663 | 0 | 0.263 | 14.88 | 18.0856 | 133.0625 | 0 | 0 | 5.0609 | 0
3907 | 163 | 12 | 6 | Thursday | 18 | 0 | 5.108 | 13.5854 | 23.0278 | 40.9205 | 3.766 | 0 | 0.3518 | 4.8 | 10.9821 | 87.5575 | 0 | 0 | 4.0877 | 0
3908 | 163 | 12 | 6 | Thursday | 19 | 0 | 0 | 0 | 21.2529 | 40.0131 | 2.69 | 0 | 0.0438 | 2.88 | 5.7662 | 64.1435 | 0 | 0 | 2.9198 | 0
3909 | 163 | 12 | 6 | Thursday | 20 | 0 | 0 | 0 | 20.5839 | 33.1724 | 3.049 | 0 | 0.0496 | 0.96 | 2.7931 | 54.7132 | 0 | 0 | 3.3091 | 0
3910 | 163 | 12 | 6 | Thursday | 21 | 0 | 0 | 0 | 23.6491 | 32.719 | 1.435 | 0 | 0.0234 | 0.96 | 1.2598 | 57.2987 | 0 | 0 | 1.5571 | 0
3911 | 163 | 12 | 6 | Thursday | 22 | 0 | 0 | 0 | 12.7362 | 17.8393 | 0.897 | 0 | 0.0146 | 0 | 0.2309 | 30.5541 | 0 | 0 | 0.9734 | 0
3912 | 163 | 12 | 6 | Thursday | 23 | 0 | 0 | 0 | 6.1377 | 11.0335 | 0.897 | 0 | 0.0146 | 0 | 0 | 17.1498 | 0 | 0 | 0.9734 | 0
3913 | 164 | 13 | 6 | Friday | 0 | 0 | 0 | 0 | 5.1885 | 10.3969 | 0.897 | 0 | 0.0146 | 0 | 0 | 15.568 | 0 | 0 | 0.9734 | 0
3914 | 164 | 13 | 6 | Friday | 1 | 0 | 0 | 0 | 5.1829 | 10.3969 | 0.897 | 0 | 0.0146 | 0 | 0 | 15.568 | 0 | 0 | 0.9734 | 0
3915 | 164 | 13 | 6 | Friday | 2 | 0 | 0 | 0 | 5.1829 | 10.3969 | 0.897 | 0 | 0.0146 | 0 | 0 | 15.568 | 0 | 0 | 0.9734 | 0
3916 | 164 | 13 | 6 | Friday | 3 | 0 | 0 | 0 | 5.1829 | 10.3969 | 0.897 | 0 | 0.0146 | 0 | 0 | 15.568 | 0 | 0 | 0.9734 | 0
3917 | 164 | 13 | 6 | Friday | 4 | 0 | 0 | 0 | 5.6548 | 10.3969 | 0.897 | 0 | 0.0146 | 0 | 0 | 16.0399 | 0 | 0 | 0.9734 | 0
3918 | 164 | 13 | 6 | Friday | 5 | 0 | 0 | 0 | 8.8231 | 14.4831 | 1.435 | 0 | 0.0234 | 0 | 0.2267 | 23.3031 | 0 | 0 | 1.5572 | 0
3919 | 164 | 13 | 6 | Friday | 6 | 0 | 0 | 0 | 15.8342 | 21.1313 | 1.255 | 0 | 0.0204 | 0 | 2.0752 | 36.9524 | 0 | 0 | 1.3624 | 0
3920 | 164 | 13 | 6 | Friday | 7 | 0 | 12.991 | 1.5816 | 22.8824 | 37.109 | 3.408 | 0 | 0.2837 | 8.4 | 6.436 | 72.82 | 0 | 0 | 3.6986 | 0
3921 | 164 | 13 | 6 | Friday | 8 | 0 | 9.839 | 27.1709 | 36.5583 | 79.9326 | 6.277 | 0 | 0.5338 | 16.56 | 12.7935 | 167.7711 | 0 | 0 | 6.8128 | 0
3922 | 164 | 13 | 6 | Friday | 9 | 0 | 10.1 | 27.1709 | 38.8954 | 84.3871 | 6.815 | 0 | 0.6808 | 10.32 | 20.0634 | 171.0725 | 0 | 0 | 7.3964 | 0
3923 | 164 | 13 | 6 | Friday | 10 | 0 | 25.795 | 27.1709 | 38.565 | 85.6606 | 6.995 | 0 | 1.3644 | 8.88 | 28.8831 | 181.84 | 0 | 0 | 7.591 | 0
3924 | 164 | 13 | 6 | Friday | 11 | 0 | 46.281 | 27.1709 | 36.9186 | 85.6606 | 8.43 | 0 | 1.7555 | 10.32 | 32.7347 | 186.8634 | 0 | 0 | 9.1477 | 0
3925 | 164 | 13 | 6 | Friday | 12 | 0 | 24.64 | 27.1709 | 33.6288 | 78.8121 | 10.223 | 0 | 1.3872 | 13.92 | 34.3601 | 175.1543 | 0 | 0 | 11.0931 | 0
3926 | 164 | 13 | 6 | Friday | 13 | 0 | 100.314 | 27.1709 | 36.7435 | 85.6606 | 9.685 | 0 | 1.8957 | 11.52 | 30.638 | 197.4877 | 0 | 0 | 10.5094 | 0
3927 | 164 | 13 | 6 | Friday | 14 | 0 | 72.991 | 27.1709 | 38.4096 | 85.6606 | 6.098 | 0 | 1.8062 | 8.88 | 23.3173 | 194.2025 | 0 | 0 | 6.6179 | 0
3928 | 164 | 13 | 6 | Friday | 15 | 0 | 67.287 | 27.1709 | 39.4704 | 85.6606 | 5.919 | 0 | 1.8144 | 8.88 | 19.4655 | 194.687 | 0 | 0 | 6.4233 | 0
3929 | 164 | 13 | 6 | Friday | 16 | 0 | 62.567 | 27.1709 | 40.1202 | 85.2073 | 7.892 | 0 | 1.838 | 11.04 | 14.8436 | 196.5888 | 0 | 0 | 8.5641 | 0
3930 | 164 | 13 | 6 | Friday | 17 | 0 | 10.243 | 27.1709 | 31.5777 | 55.9825 | 4.663 | 0 | 0.8029 | 14.88 | 10.2285 | 140.7151 | 0 | 0 | 5.0609 | 0
3931 | 164 | 13 | 6 | Friday | 18 | 0 | 0 | 13.5854 | 23.5478 | 40.9205 | 3.766 | 0 | 0.7896 | 4.8 | 6.8652 | 83.5905 | 0 | 0 | 4.0877 | 0
3932 | 164 | 13 | 6 | Friday | 19 | 0 | 0 | 0 | 23.2943 | 40.0131 | 2.69 | 0 | 0.0438 | 2.88 | 4.1534 | 66.1848 | 0 | 0 | 2.9198 | 0
3933 | 164 | 13 | 6 | Friday | 20 | 0 | 0 | 0 | 21.9315 | 33.1724 | 3.049 | 0 | 0.0496 | 0.96 | 2.4072 | 56.0608 | 0 | 0 | 3.3091 | 0
3934 | 164 | 13 | 6 | Friday | 21 | 0 | 0 | 0 | 23.7777 | 32.719 | 1.435 | 0 | 0.0234 | 0.96 | 1.0613 | 57.4273 | 0 | 0 | 1.5571 | 0
3935 | 164 | 13 | 6 | Friday | 22 | 0 | 0 | 0 | 12.7362 | 17.8393 | 0.897 | 0 | 0.0146 | 0 | 0.173 | 30.5541 | 0 | 0 | 0.9734 | 0
3936 | 164 | 13 | 6 | Friday | 23 | 0 | 0 | 0 | 6.1377 | 11.0335 | 0.897 | 0 | 0.0146 | 0 | 0 | 17.1498 | 0 | 0 | 0.9734 | 0
3937 | 165 | 14 | 6 | Saturday | 0 | 0 | 0 | 0 | 5.3495 | 10.6091 | 0.897 | 0 | 0.0146 | 0 | 0 | 15.9379 | 0 | 0 | 0.9734 | 0
3938 | 165 | 14 | 6 | Saturday | 1 | 0 | 0 | 0 | 5.1845 | 10.3969 | 0.897 | 0 | 0.0146 | 0 | 0 | 15.568 | 0 | 0 | 0.9734 | 0
3939 | 165 | 14 | 6 | Saturday | 2 | 0 | 0 | 0 | 5.1845 | 10.3969 | 0.897 | 0 | 0.0146 | 0 | 0 | 15.568 | 0 | 0 | 0.9734 | 0
3940 | 165 | 14 | 6 | Saturday | 3 | 0 | 0 | 0 | 5.1845 | 10.3969 | 0.897 | 0 | 0.0146 | 0 | 0 | 15.568 | 0 | 0 | 0.9734 | 0
3941 | 165 | 14 | 6 | Saturday | 4 | 0 | 0 | 0 | 5.1845 | 10.3969 | 0.897 | 0 | 0.0146 | 0 | 0 | 15.568 | 0 | 0 | 0.9734 | 0
3942 | 165 | 14 | 6 | Saturday | 5 | 0 | 0 | 0 | 5.6564 | 10.3969 | 1.435 | 0 | 0.0234 | 0 | 0.0989 | 16.0487 | 0 | 0 | 1.5572 | 0
3943 | 165 | 14 | 6 | Saturday | 6 | 0 | 0 | 0 | 10.0875 | 14.454 | 1.255 | 0 | 0.0204 | 0 | 0.9391 | 24.53 | 0 | 0 | 1.3624 | 0
3944 | 165 | 14 | 6 | Saturday | 7 | 0 | 0 | 0 | 12.5115 | 18.078 | 1.973 | 0 | 0.0321 | 3.84 | 3.1708 | 34.4489 | 0 | 0 | 2.1413 | 0
3945 | 165 | 14 | 6 | Saturday | 8 | 0 | 0 | 0 | 17.1657 | 33.4891 | 2.69 | 0 | 0.0438 | 3.36 | 9.1792 | 54.0338 | 0 | 0 | 2.9199 | 0
3946 | 165 | 14 | 6 | Saturday | 9 | 0 | 0 | 0 | 18.2403 | 36.0383 | 3.766 | 0 | 0.1999 | 5.04 | 17.9939 | 59.4993 | 0 | 0 | 4.0878 | 0
3947 | 165 | 14 | 6 | Saturday | 10 | 0 | 0 | 0 | 18.09 | 36.8872 | 3.408 | 0 | 1.0752 | 4.32 | 23.5885 | 60.3532 | 0 | 0 | 3.6984 | 0
3948 | 165 | 14 | 6 | Saturday | 11 | 0 | 0 | 0 | 17.4038 | 36.8872 | 4.125 | 0 | 1.4613 | 6 | 26.6346 | 61.7243 | 0 | 0 | 4.4771 | 0
3949 | 165 | 14 | 6 | Saturday | 12 | 0 | 0.35 | 0 | 13.7404 | 26.6109 | 3.587 | 0 | 1.284 | 5.04 | 29.7655 | 46.9746 | 0 | 0 | 3.8931 | 0
3950 | 165 | 14 | 6 | Saturday | 13 | 0 | 8.113 | 0 | 14.3147 | 26.1571 | 3.408 | 0 | 0.5049 | 3.12 | 30.0943 | 51.7875 | 0 | 0 | 3.6985 | 0
3951 | 165 | 14 | 6 | Saturday | 14 | 0 | 8.916 | 0 | 14.5377 | 26.1571 | 2.69 | 0 | 0.537 | 1.92 | 27.7807 | 51.6041 | 0 | 0 | 2.9198 | 0
3952 | 165 | 14 | 6 | Saturday | 15 | 0 | 8.617 | 0 | 14.7804 | 26.1571 | 2.152 | 0 | 0.5093 | 0.96 | 26.9301 | 50.6371 | 0 | 0 | 2.3359 | 0
3953 | 165 | 14 | 6 | Saturday | 16 | 0 | 10.103 | 0 | 15.0283 | 26.1571 | 2.511 | 0 | 0.6016 | 1.2 | 25.611 | 52.7233 | 0 | 0 | 2.7252 | 0
3954 | 165 | 14 | 6 | Saturday | 17 | 0 | 8.451 | 0 | 11.6511 | 19.2871 | 1.255 | 0 | 0.4868 | 1.44 | 20.7239 | 40.9936 | 0 | 0 | 1.3624 | 0
3955 | 165 | 14 | 6 | Saturday | 18 | 0 | 4.866 | 0 | 11.7809 | 19.2871 | 1.255 | 0 | 0.2866 | 0 | 13.3751 | 35.9618 | 0 | 0 | 1.3624 | 0
3956 | 165 | 14 | 6 | Saturday | 19 | 0 | 5.532 | 0 | 12.2371 | 19.2871 | 1.255 | 0 | 0.3222 | 0 | 6.3514 | 37.0539 | 0 | 0 | 1.3624 | 0
3957 | 165 | 14 | 6 | Saturday | 20 | 0 | 2.311 | 0 | 12.726 | 19.2871 | 1.255 | 0 | 0.1451 | 0 | 2.5802 | 34.3005 | 0 | 0 | 1.3624 | 0
3958 | 165 | 14 | 6 | Saturday | 21 | 0 | 0 | 0 | 13.6107 | 19.2871 | 1.614 | 0 | 0.0263 | 0 | 1.2283 | 32.8641 | 0 | 0 | 1.7518 | 0
3959 | 165 | 14 | 6 | Saturday | 22 | 0 | 0 | 0 | 12.5503 | 17.5892 | 0.897 | 0 | 0.0146 | 0 | 0.2311 | 30.1101 | 0 | 0 | 0.9734 | 0
3960 | 165 | 14 | 6 | Saturday | 23 | 0 | 0 | 0 | 6.6175 | 11.0335 | 0.897 | 0 | 0.0146 | 0 | 0 | 17.6217 | 0 | 0 | 0.9734 | 0
3961 | 166 | 15 | 6 | Sunday | 0 | 0 | 0 | 0 | 5.3583 | 10.6091 | 0.717 | 0 | 0.0117 | 0 | 0 | 15.935 | 0 | 0 | 0.7786 | 0
3962 | 166 | 15 | 6 | Sunday | 1 | 0 | 0 | 0 | 5.2005 | 10.3969 | 0.717 | 0 | 0.0117 | 0 | 0 | 15.5651 | 0 | 0 | 0.7787 | 0
3963 | 166 | 15 | 6 | Sunday | 2 | 0 | 0 | 0 | 5.1909 | 10.3969 | 0.717 | 0 | 0.0117 | 0 | 0 | 15.5651 | 0 | 0 | 0.7787 | 0
3964 | 166 | 15 | 6 | Sunday | 3 | 0 | 0 | 0 | 5.1909 | 10.3969 | 0.717 | 0 | 0.0117 | 0 | 0 | 15.5651 | 0 | 0 | 0.7787 | 0
3965 | 166 | 15 | 6 | Sunday | 4 | 0 | 0 | 0 | 5.1909 | 10.3969 | 0.717 | 0 | 0.0117 | 0 | 0 | 15.5651 | 0 | 0 | 0.7787 | 0
3966 | 166 | 15 | 6 | Sunday | 5 | 0 | 0 | 0 | 5.6213 | 10.3969 | 1.255 | 0 | 0.0204 | 0 | 0.2929 | 16.0042 | 0 | 0 | 1.3625 | 0
3967 | 166 | 15 | 6 | Sunday | 6 | 0 | 0 | 0 | 5.5899 | 11.0335 | 0.717 | 0 | 0.0117 | 0 | 2.5107 | 16.5935 | 0 | 0 | 0.7786 | 0
3968 | 166 | 15 | 6 | Sunday | 7 | 0 | 0 | 0 | 8.1776 | 14.6575 | 0.717 | 0 | 0.0117 | 0 | 6.2265 | 22.8052 | 0 | 0 | 0.7787 | 0
3969 | 166 | 15 | 6 | Sunday | 8 | 0 | 0 | 0 | 8.4783 | 15.5065 | 0.717 | 0 | 0.0117 | 0 | 11.196 | 23.9445 | 0 | 0 | 0.7787 | 0
3970 | 166 | 15 | 6 | Sunday | 9 | 0 | 0 | 0 | 8.1994 | 15.5065 | 0.717 | 0 | 0.0117 | 0 | 17.526 | 23.6655 | 0 | 0 | 0.7787 | 0
3971 | 166 | 15 | 6 | Sunday | 10 | 0 | 2.436 | 0 | 8.4428 | 16.3554 | 0.717 | 0 | 0.143 | 0 | 24.426 | 27.2199 | 0 | 0 | 0.7787 | 0
3972 | 166 | 15 | 6 | Sunday | 11 | 0 | 3.118 | 0 | 8.0074 | 16.3554 | 1.076 | 0 | 0.1851 | 0 | 29.9381 | 27.4709 | 2.4672 | 0 | 1.168 | 0
3973 | 166 | 15 | 6 | Sunday | 12 | 0 | 5.858 | 0 | 9.7154 | 20.794 | 1.076 | 0 | 0.3372 | 0 | 30.3734 | 36.4068 | 0 | 0 | 1.1679 | 0
3974 | 166 | 15 | 6 | Sunday | 13 | 0 | 10.617 | 0 | 10.7702 | 20.794 | 1.614 | 0 | 0.6146 | 0 | 24.2342 | 42.3817 | 0 | 0 | 1.7518 | 0
3975 | 166 | 15 | 6 | Sunday | 14 | 0 | 15.177 | 0 | 11.4945 | 20.794 | 1.076 | 0 | 0.8174 | 0 | 18.8586 | 46.8263 | 0 | 0 | 1.1679 | 0
3976 | 166 | 15 | 6 | Sunday | 15 | 0 | 14.763 | 0 | 11.7745 | 20.794 | 0.717 | 0 | 0.8423 | 0 | 17.3894 | 47.7752 | 0 | 0 | 0.7786 | 0
3977 | 166 | 15 | 6 | Sunday | 16 | 0 | 17.243 | 0 | 11.6864 | 20.3695 | 0.717 | 0 | 0.9691 | 0 | 14.7213 | 49.5867 | 0 | 0 | 0.7787 | 0
3978 | 166 | 15 | 6 | Sunday | 17 | 0 | 14.289 | 0 | 11.4819 | 19.916 | 0.717 | 0 | 0.7843 | 0 | 10.9324 | 45.5133 | 0 | 0 | 0.7787 | 0
3979 | 166 | 15 | 6 | Sunday | 18 | 0 | 11.367 | 0 | 11.6558 | 19.916 | 0.717 | 0 | 0.5996 | 0 | 8.0879 | 42.2282 | 0 | 0 | 0.7787 | 0
3980 | 166 | 15 | 6 | Sunday | 19 | 0 | 13.594 | 0 | 12.144 | 19.916 | 0.717 | 0 | 0.7722 | 0 | 4.9201 | 45.9453 | 0 | 0 | 0.7787 | 0
3981 | 166 | 15 | 6 | Sunday | 20 | 0 | 5.324 | 0 | 12.4447 | 19.916 | 0.717 | 0 | 0.3091 | 0 | 2.4986 | 37.7619 | 0 | 0 | 0.7787 | 0
3982 | 166 | 15 | 6 | Sunday | 21 | 0 | 0 | 0 | 13.4503 | 19.916 | 1.255 | 0 | 0.0204 | 0 | 1.0924 | 33.3363 | 0 | 0 | 1.3625 | 0
3983 | 166 | 15 | 6 | Sunday | 22 | 0 | 0 | 0 | 6.2927 | 11.8825 | 0.717 | 0 | 0.0117 | 0 | 0.1626 | 18.1549 | 0 | 0 | 0.7786 | 0
3984 | 166 | 15 | 6 | Sunday | 23 | 0 | 0 | 0 | 5.6618 | 11.0335 | 0.717 | 0 | 0.0117 | 0 | 0 | 16.675 | 0 | 0 | 0.7787 | 0
3985 | 167 | 16 | 6 | Monday | 0 | 0 | 0 | 0 | 5.1885 | 10.3969 | 0.897 | 0 | 0.0146 | 0 | 0 | 15.568 | 0 | 0 | 0.9734 | 0
3986 | 167 | 16 | 6 | Monday | 1 | 0 | 0 | 0 | 5.1829 | 10.3969 | 0.897 | 0 | 0.0146 | 0 | 0 | 15.568 | 0 | 0 | 0.9734 | 0
3987 | 167 | 16 | 6 | Monday | 2 | 0 | 0 | 0 | 5.1829 | 10.3969 | 0.897 | 0 | 0.0146 | 0 | 0 | 15.568 | 0 | 0 | 0.9734 | 0
3988 | 167 | 16 | 6 | Monday | 3 | 0 | 0 | 0 | 5.1829 | 10.3969 | 0.897 | 0 | 0.0146 | 0 | 0 | 15.568 | 0 | 0 | 0.9734 | 0
3989 | 167 | 16 | 6 | Monday | 4 | 0 | 0 | 0 | 5.6548 | 10.3969 | 0.897 | 0 | 0.0146 | 0 | 0 | 16.0399 | 0 | 0 | 0.9734 | 0
3990 | 167 | 16 | 6 | Monday | 5 | 0 | 0 | 0 | 8.807 | 14.4831 | 1.435 | 0 | 0.0234 | 0 | 0.2366 | 23.287 | 0 | 0 | 1.5572 | 0
3991 | 167 | 16 | 6 | Monday | 6 | 0 | 0 | 0 | 15.7769 | 21.1313 | 1.255 | 0 | 0.0204 | 0 | 2.0069 | 36.8951 | 0 | 0 | 1.3624 | 0
3992 | 167 | 16 | 6 | Monday | 7 | 0 | 41.659 | 5.5354 | 23.3967 | 37.109 | 3.408 | 0 | 0.8375 | 8.4 | 5.1245 | 84.1026 | 0 | 0 | 3.6986 | 0
3993 | 167 | 16 | 6 | Monday | 8 | 0 | 18.479 | 27.1709 | 36.9502 | 79.9326 | 6.277 | 0 | 1.1478 | 16.56 | 10.0549 | 179.0596 | 0 | 0 | 6.8128 | 0
3994 | 167 | 16 | 6 | Monday | 9 | 0 | 25.35 | 27.1709 | 38.9804 | 84.3871 | 6.815 | 0 | 1.5047 | 10.32 | 16.6839 | 185.0277 | 0 | 0 | 7.3964 | 0
3995 | 167 | 16 | 6 | Monday | 10 | 0 | 43.505 | 27.1709 | 38.5418 | 85.6606 | 6.995 | 0 | 1.7174 | 8.88 | 24.0417 | 186.8328 | 0 | 0 | 7.591 | 0
3996 | 167 | 16 | 6 | Monday | 11 | 0 | 64.84 | 27.1709 | 37.1774 | 85.6606 | 8.43 | 0 | 1.868 | 10.32 | 27.862 | 188.4963 | 0 | 0 | 9.1477 | 0
3997 | 167 | 16 | 6 | Monday | 12 | 0 | 38.529 | 27.1709 | 34.5194 | 78.8121 | 10.223 | 0 | 1.7176 | 13.92 | 26.9715 | 180.8718 | 0 | 0 | 11.0931 | 0
3998 | 167 | 16 | 6 | Monday | 13 | 0 | 105.364 | 27.1709 | 37.7861 | 85.6606 | 9.685 | 0 | 1.9591 | 11.52 | 23.3628 | 199.1583 | 0 | 0 | 10.5094 | 0
3999 | 167 | 16 | 6 | Monday | 14 | 0 | 71.96 | 27.1709 | 39.0316 | 85.6606 | 6.098 | 0 | 1.8803 | 8.88 | 18.3351 | 194.7899 | 0 | 0 | 6.6179 | 0
4000 | 167 | 16 | 6 | Monday | 15 | 0 | 71.488 | 27.1709 | 39.8662 | 85.6606 | 5.919 | 0 | 1.8802 | 8.88 | 13.9701 | 195.5757 | 0 | 0 | 6.4233 | 0
4001 | 167 | 16 | 6 | Monday | 16 | 0 | 70.411 | 27.1709 | 40.528 | 85.2073 | 7.892 | 0 | 1.897 | 11.04 | 11.7344 | 197.8483 | 0 | 0 | 8.5641 | 0
4002 | 167 | 16 | 6 | Monday | 17 | 0 | 4.026 | 27.1709 | 31.6417 | 55.9825 | 4.663 | 0 | 0.9974 | 14.88 | 9.9683 | 133.3445 | 0 | 0 | 5.0609 | 0
4003 | 167 | 16 | 6 | Monday | 18 | 0 | 0 | 13.5854 | 23.4022 | 40.9205 | 3.766 | 0 | 0.4445 | 4.8 | 7.1709 | 83.0998 | 0 | 0 | 4.0877 | 0
4004 | 167 | 16 | 6 | Monday | 19 | 0 | 0 | 0 | 21.3807 | 40.0131 | 2.69 | 0 | 0.1371 | 2.88 | 4.7388 | 64.3646 | 0 | 0 | 2.9198 | 0
4005 | 167 | 16 | 6 | Monday | 20 | 0 | 0 | 0 | 20.7424 | 33.1724 | 3.049 | 0 | 0.2339 | 0.96 | 2.8405 | 55.0559 | 0 | 0 | 3.3091 | 0
4006 | 167 | 16 | 6 | Monday | 21 | 0 | 0 | 0 | 23.7361 | 32.719 | 1.435 | 0 | 0.0234 | 0.96 | 1.1057 | 57.3857 | 0 | 0 | 1.5571 | 0
4007 | 167 | 16 | 6 | Monday | 22 | 0 | 0 | 0 | 12.7362 | 17.8393 | 0.897 | 0 | 0.0146 | 0 | 0.1868 | 30.5541 | 0 | 0 | 0.9734 | 0
4008 | 167 | 16 | 6 | Monday | 23 | 0 | 0 | 0 | 6.1377 | 11.0335 | 0.897 | 0 | 0.0146 | 0 | 0 | 17.1498 | 0 | 0 | 0.9734 | 0
4009 | 168 | 17 | 6 | Tuesday | 0 | 0 | 0 | 0 | 5.1885 | 10.3969 | 0.897 | 0 | 0.0146 | 0 | 0 | 15.568 | 0 | 0 | 0.9734 | 0
4010 | 168 | 17 | 6 | Tuesday | 1 | 0 | 0 | 0 | 5.1829 | 10.3969 | 0.897 | 0 | 0.0146 | 0 | 0 | 15.568 | 0 | 0 | 0.9734 | 0
4011 | 168 | 17 | 6 | Tuesday | 2 | 0 | 0 | 0 | 5.1829 | 10.3969 | 0.897 | 0 | 0.0146 | 0 | 0 | 15.568 | 0 | 0 | 0.9734 | 0
4012 | 168 | 17 | 6 | Tuesday | 3 | 0 | 0 | 0 | 5.1829 | 10.3969 | 0.897 | 0 | 0.0146 | 0 | 0 | 15.568 | 0 | 0 | 0.9734 | 0
4013 | 168 | 17 | 6 | Tuesday | 4 | 0 | 0 | 0 | 5.6548 | 10.3969 | 0.897 | 0 | 0.0146 | 0 | 0 | 16.0399 | 0 | 0 | 0.9734 | 0
4014 | 168 | 17 | 6 | Tuesday | 5 | 0 | 0 | 0 | 8.8487 | 14.4831 | 1.435 | 0 | 0.0234 | 0 | 0.1662 | 23.3287 | 0 | 0 | 1.5572 | 0
4015 | 168 | 17 | 6 | Tuesday | 6 | 0 | 0 | 0 | 16.3763 | 21.1313 | 1.255 | 0 | 0.0204 | 0 | 1.4586 | 37.4945 | 0 | 0 | 1.3624 | 0
4016 | 168 | 17 | 6 | Tuesday | 7 | 0 | 7.709 | 2.3723 | 24.3705 | 37.109 | 3.408 | 0 | 0.36 | 8.4 | 3.6648 | 75.3305 | 0 | 0 | 3.6986 | 0
4017 | 168 | 17 | 6 | Tuesday | 8 | 0 | 5.981 | 27.1709 | 40.1717 | 79.9326 | 6.277 | 0 | 0.9916 | 16.56 | 5.9643 | 170.5404 | 0 | 0 | 6.8128 | 0
4018 | 168 | 17 | 6 | Tuesday | 9 | 0 | 16.152 | 27.1709 | 40.7838 | 84.3871 | 6.815 | 0 | 0.9241 | 10.32 | 9.0551 | 176.7854 | 0 | 0 | 7.3964 | 0
4019 | 168 | 17 | 6 | Tuesday | 10 | 0 | 20.723 | 27.1709 | 39.7683 | 85.6606 | 6.995 | 0 | 1.1674 | 8.88 | 13.4779 | 179.6614 | 0 | 0 | 7.591 | 0
4020 | 168 | 17 | 6 | Tuesday | 11 | 1.354 | 22.859 | 27.1709 | 37.5483 | 85.6606 | 8.43 | 0 | 1.2603 | 10.32 | 19.8205 | 179.6006 | 0 | 0 | 10.5018 | 0
4021 | 168 | 17 | 6 | Tuesday | 12 | 0 | 2.769 | 27.1709 | 34.1847 | 78.8121 | 10.223 | 0 | 0.3202 | 13.92 | 26.6046 | 157.0522 | 0 | 0 | 11.0931 | 0
4022 | 168 | 17 | 6 | Tuesday | 13 | 0 | 3.537 | 27.1709 | 36.9222 | 85.6606 | 9.685 | 0 | 0.3499 | 11.52 | 28.8237 | 164.9912 | 0 | 0 | 10.5094 | 0
4023 | 168 | 17 | 6 | Tuesday | 14 | 0 | 6.209 | 27.1709 | 38.4884 | 85.6606 | 6.098 | 0 | 0.4391 | 8.88 | 28.7367 | 166.5446 | 0 | 0 | 6.6179 | 0
4024 | 168 | 17 | 6 | Tuesday | 15 | 0 | 13.79 | 27.1709 | 39.1781 | 85.6606 | 5.919 | 0 | 0.8594 | 8.88 | 27.0449 | 174.4935 | 0 | 0 | 6.4233 | 0
4025 | 168 | 17 | 6 | Tuesday | 16 | 0 | 3.131 | 27.1709 | 39.6516 | 85.2073 | 7.892 | 0 | 0.3002 | 11.04 | 20.9689 | 166.3398 | 0 | 0 | 8.5641 | 0
4026 | 168 | 17 | 6 | Tuesday | 17 | 0 | 0.814 | 27.1709 | 31.232 | 55.9825 | 4.663 | 0 | 0.1195 | 14.88 | 14.6415 | 130.1462 | 0 | 0 | 5.0609 | 0
4027 | 168 | 17 | 6 | Tuesday | 18 | 0 | 0 | 13.5854 | 23.0922 | 40.9205 | 3.766 | 0 | 0.0614 | 4.8 | 8.8025 | 82.4067 | 0 | 0 | 4.0877 | 0
4028 | 168 | 17 | 6 | Tuesday | 19 | 0 | 0 | 0 | 22.5887 | 40.0131 | 2.69 | 0 | 0.0438 | 2.88 | 4.6537 | 65.4792 | 0 | 0 | 2.9198 | 0
4029 | 168 | 17 | 6 | Tuesday | 20 | 0 | 0.609 | 0 | 21.871 | 33.1724 | 3.049 | 0 | 0.0829 | 0.96 | 2.5656 | 56.6134 | 0 | 0 | 3.3091 | 0
4030 | 168 | 17 | 6 | Tuesday | 21 | 0 | 0 | 0 | 23.8302 | 32.719 | 1.435 | 0 | 0.0234 | 0.96 | 1.0263 | 57.4798 | 0 | 0 | 1.5571 | 0
4031 | 168 | 17 | 6 | Tuesday | 22 | 0 | 0 | 0 | 12.7362 | 17.8393 | 0.897 | 0 | 0.0146 | 0 | 0.1648 | 30.5541 | 0 | 0 | 0.9734 | 0
4032 | 168 | 17 | 6 | Tuesday | 23 | 0 | 0 | 0 | 6.1377 | 11.0335 | 0.897 | 0 | 0.0146 | 0 | 0 | 17.1498 | 0 | 0 | 0.9734 | 0
4033 | 169 | 18 | 6 | Wednesday | 0 | 0 | 0 | 0 | 5.1885 | 10.3969 | 0.897 | 0 | 0.0146 | 0 | 0 | 15.568 | 0 | 0 | 0.9734 | 0
4034 | 169 | 18 | 6 | Wednesday | 1 | 0 | 0 | 0 | 5.1829 | 10.3969 | 0.897 | 0 | 0.0146 | 0 | 0 | 15.568 | 0 | 0 | 0.9734 | 0
4035 | 169 | 18 | 6 | Wednesday | 2 | 0 | 0 | 0 | 5.1829 | 10.3969 | 0.897 | 0 | 0.0146 | 0 | 0 | 15.568 | 0 | 0 | 0.9734 | 0
4036 | 169 | 18 | 6 | Wednesday | 3 | 0 | 0 | 0 | 5.1829 | 10.3969 | 0.897 | 0 | 0.0146 | 0 | 0 | 15.568 | 0 | 0 | 0.9734 | 0
4037 | 169 | 18 | 6 | Wednesday | 4 | 0 | 0 | 0 | 5.6548 | 10.3969 | 0.897 | 0 | 0.0146 | 0 | 0 | 16.0399 | 0 | 0 | 0.9734 | 0
4038 | 169 | 18 | 6 | Wednesday | 5 | 0 | 0 | 0 | 8.8552 | 14.4831 | 1.435 | 0 | 0.0234 | 0 | 0.083 | 23.3352 | 0 | 0 | 1.5572 | 0
4039 | 169 | 18 | 6 | Wednesday | 6 | 0 | 0 | 0 | 16.7823 | 21.1313 | 1.255 | 0 | 0.0204 | 0 | 0.8437 | 37.9004 | 0 | 0 | 1.3624 | 0
4040 | 169 | 18 | 6 | Wednesday | 7 | 0 | 13.2 | 1.5816 | 24.9313 | 37.109 | 3.408 | 0 | 0.2876 | 8.4 | 3.142 | 74.8961 | 0 | 0 | 3.6986 | 0
4041 | 169 | 18 | 6 | Wednesday | 8 | 0 | 11.065 | 27.1709 | 39.0067 | 79.9326 | 6.277 | 0 | 0.5799 | 16.56 | 7.6794 | 171.0261 | 0 | 0 | 6.8128 | 0
4042 | 169 | 18 | 6 | Wednesday | 9 | 0 | 7.793 | 27.1709 | 39.9113 | 84.3871 | 6.815 | 0 | 0.5499 | 10.32 | 12.9125 | 169.7589 | 0 | 0 | 7.3964 | 0
4043 | 169 | 18 | 6 | Wednesday | 10 | 0.348 | 8.91 | 27.1709 | 39.176 | 85.6606 | 6.995 | 0 | 0.6046 | 8.88 | 18.1153 | 169.7399 | 0 | 0 | 7.9389 | 0
4044 | 169 | 18 | 6 | Wednesday | 11 | 0 | 14.334 | 27.1709 | 37.7065 | 85.6606 | 8.43 | 0 | 0.9496 | 10.32 | 22.1525 | 175.4327 | 0 | 0 | 9.1477 | 0
4045 | 169 | 18 | 6 | Wednesday | 12 | 0 | 3.717 | 27.1709 | 34.8881 | 78.8121 | 10.223 | 0 | 0.3705 | 13.92 | 24.9989 | 158.7089 | 0 | 0 | 11.0931 | 0
4046 | 169 | 18 | 6 | Wednesday | 13 | 0 | 21.719 | 27.1709 | 37.5398 | 85.6606 | 9.685 | 0 | 1.28 | 11.52 | 29.5228 | 181.3104 | 0 | 0 | 10.5094 | 0
4047 | 169 | 18 | 6 | Wednesday | 14 | 0 | 21.903 | 27.1709 | 38.9829 | 85.6606 | 6.098 | 0 | 1.3382 | 8.88 | 29.7814 | 182.3491 | 0 | 0 | 6.6179 | 0
4048 | 169 | 18 | 6 | Wednesday | 15 | 0 | 3.414 | 27.1709 | 39.9152 | 85.6606 | 5.919 | 0 | 0.2865 | 8.88 | 26.112 | 165.1552 | 0 | 0 | 6.4233 | 0
4049 | 169 | 18 | 6 | Wednesday | 16 | 0 | 4.783 | 27.1709 | 40.6173 | 85.2073 | 7.892 | 0 | 0.39 | 11.04 | 22.3666 | 168.9693 | 0 | 0 | 8.5641 | 0
4050 | 169 | 18 | 6 | Wednesday | 17 | 1.203 | 1.87 | 27.1709 | 31.896 | 55.9825 | 4.663 | 0 | 0.1957 | 14.88 | 15.7362 | 131.8924 | 0 | 0 | 6.2633 | 0
4051 | 169 | 18 | 6 | Wednesday | 18 | 0 | 0.188 | 13.5854 | 23.7366 | 40.9205 | 3.766 | 0 | 0.0714 | 4.8 | 9.62 | 83.2404 | 0 | 0 | 4.0877 | 0
4052 | 169 | 18 | 6 | Wednesday | 19 | 0 | 0 | 0 | 23.1289 | 40.0131 | 2.69 | 0 | 0.0438 | 2.88 | 5.2903 | 66.0194 | 0 | 0 | 2.9198 | 0
4053 | 169 | 18 | 6 | Wednesday | 20 | 0 | 0 | 0 | 21.6043 | 33.1724 | 3.049 | 0 | 0.0496 | 0.96 | 2.7528 | 55.7336 | 0 | 0 | 3.3091 | 0
4054 | 169 | 18 | 6 | Wednesday | 21 | 0 | 0 | 0 | 23.6607 | 32.719 | 1.435 | 0 | 0.0234 | 0.96 | 1.2925 | 57.3103 | 0 | 0 | 1.5571 | 0
4055 | 169 | 18 | 6 | Wednesday | 22 | 0 | 0 | 0 | 12.7362 | 17.8393 | 0.897 | 0 | 0.0146 | 0 | 0.222 | 30.5541 | 0 | 0 | 0.9734 | 0
4056 | 169 | 18 | 6 | Wednesday | 23 | 0 | 0 | 0 | 6.1377 | 11.0335 | 0.897 | 0 | 0.0146 | 0 | 0 | 17.1498 | 0 | 0 | 0.9734 | 0
4057 | 170 | 19 | 6 | Thursday | 0 | 0 | 0 | 0 | 5.1885 | 10.3969 | 0.897 | 0 | 0.0146 | 0 | 0 | 15.568 | 0 | 0 | 0.9734 | 0
4058 | 170 | 19 | 6 | Thursday | 1 | 0 | 0 | 0 | 5.1829 | 10.3969 | 0.897 | 0 | 0.0146 | 0 | 0 | 15.568 | 0 | 0 | 0.9734 | 0
4059 | 170 | 19 | 6 | Thursday | 2 | 0 | 0 | 0 | 5.1829 | 10.3969 | 0.897 | 0 | 0.0146 | 0 | 0 | 15.568 | 0 | 0 | 0.9734 | 0
4060 | 170 | 19 | 6 | Thursday | 3 | 0 | 0 | 0 | 5.1829 | 10.3969 | 0.897 | 0 | 0.0146 | 0 | 0 | 15.568 | 0 | 0 | 0.9734 | 0
4061 | 170 | 19 | 6 | Thursday | 4 | 0 | 0 | 0 | 5.6548 | 10.3969 | 0.897 | 0 | 0.0146 | 0 | 0 | 16.0399 | 0 | 0 | 0.9734 | 0
4062 | 170 | 19 | 6 | Thursday | 5 | 0 | 0 | 0 | 8.8411 | 14.4831 | 1.435 | 0 | 0.0234 | 0 | 0.189 | 23.3212 | 0 | 0 | 1.5572 | 0
4063 | 170 | 19 | 6 | Thursday | 6 | 0 | 0 | 0 | 16.2051 | 21.1313 | 1.255 | 0 | 0.0204 | 0 | 1.6781 | 37.3233 | 0 | 0 | 1.3624 | 0
4064 | 170 | 19 | 6 | Thursday | 7 | 0 | 10.45 | 1.5816 | 23.9967 | 37.109 | 3.408 | 0 | 0.2473 | 8.4 | 4.4449 | 73.6194 | 0 | 0 | 3.6986 | 0
4065 | 170 | 19 | 6 | Thursday | 8 | 0 | 8.16 | 27.1709 | 39.1037 | 79.9326 | 6.277 | 0 | 0.5131 | 16.56 | 9.2892 | 170.1352 | 0 | 0 | 6.8128 | 0
4066 | 170 | 19 | 6 | Thursday | 9 | 0 | 5.787 | 27.1709 | 39.8169 | 84.3871 | 6.815 | 0 | 0.4314 | 10.32 | 16.2784 | 167.6339 | 0 | 0 | 7.3964 | 0
4067 | 170 | 19 | 6 | Thursday | 10 | 0 | 7.794 | 27.1709 | 38.7603 | 85.6606 | 6.995 | 0 | 0.5459 | 8.88 | 19.9814 | 168.4431 | 0 | 0 | 7.591 | 0
4068 | 170 | 19 | 6 | Thursday | 11 | 0 | 11.935 | 27.1709 | 38.2202 | 85.6606 | 8.43 | 0 | 0.8105 | 10.32 | 18.0791 | 173.5264 | 0 | 0 | 9.1477 | 0
4069 | 170 | 19 | 6 | Thursday | 12 | 0 | 6.575 | 27.1709 | 37.6984 | 78.8121 | 10.223 | 0 | 0.5304 | 13.92 | 12.151 | 164.4031 | 0 | 0 | 11.0931 | 0
4070 | 170 | 19 | 6 | Thursday | 13 | 0 | 10.455 | 27.1709 | 42.2668 | 85.6606 | 9.685 | 0 | 0.7362 | 11.52 | 6.297 | 177.0711 | 0 | 0 | 10.5094 | 0
4071 | 170 | 19 | 6 | Thursday | 14 | 0 | 8.843 | 27.1709 | 42.2499 | 85.6606 | 6.098 | 0 | 0.5911 | 8.88 | 6.9403 | 172.9684 | 0 | 0 | 6.6179 | 0
4072 | 170 | 19 | 6 | Thursday | 15 | 0 | 15.339 | 27.1709 | 40.7299 | 85.6606 | 5.919 | 0 | 0.9371 | 8.88 | 12.2287 | 177.2682 | 0 | 0 | 6.4233 | 0
4073 | 170 | 19 | 6 | Thursday | 16 | 0 | 11.226 | 27.1709 | 40.6417 | 85.2073 | 7.892 | 0 | 0.7587 | 11.04 | 13.011 | 175.5045 | 0 | 0 | 8.5641 | 0
4074 | 170 | 19 | 6 | Thursday | 17 | 0 | 2.738 | 27.1709 | 32.2243 | 55.9825 | 4.663 | 0 | 0.2245 | 14.88 | 8.8352 | 133.0768 | 0 | 0 | 5.0609 | 0
4075 | 170 | 19 | 6 | Thursday | 18 | 0 | 0.598 | 13.5854 | 24.3168 | 40.9205 | 3.766 | 0 | 0.0933 | 4.8 | 6.9305 | 84.233 | 0 | 0 | 4.0877 | 0
4076 | 170 | 19 | 6 | Thursday | 19 | 0 | 0 | 0 | 23.1454 | 40.0131 | 2.69 | 0 | 0.0438 | 2.88 | 4.9272 | 66.0359 | 0 | 0 | 2.9198 | 0
4077 | 170 | 19 | 6 | Thursday | 20 | 0 | 0 | 0 | 21.8534 | 33.1724 | 3.049 | 0 | 0.0496 | 0.96 | 2.5587 | 55.9827 | 0 | 0 | 3.3091 | 0
4078 | 170 | 19 | 6 | Thursday | 21 | 0 | 0 | 0 | 23.7687 | 32.719 | 1.435 | 0 | 0.0234 | 0.96 | 1.0986 | 57.4183 | 0 | 0 | 1.5571 | 0
4079 | 170 | 19 | 6 | Thursday | 22 | 0 | 0 | 0 | 12.7362 | 17.8393 | 0.897 | 0 | 0.0146 | 0 | 0.1936 | 30.5541 | 0 | 0 | 0.9734 | 0
4080 | 170 | 19 | 6 | Thursday | 23 | 0 | 0 | 0 | 6.1377 | 11.0335 | 0.897 | 0 | 0.0146 | 0 | 0 | 17.1498 | 0 | 0 | 0.9734 | 0
4081 | 171 | 20 | 6 | Friday | 0 | 0 | 0 | 0 | 5.1885 | 10.3969 | 0.897 | 0 | 0.0146 | 0 | 0 | 15.568 | 0 | 0 | 0.9734 | 0
4082 | 171 | 20 | 6 | Friday | 1 | 0 | 0 | 0 | 5.1829 | 10.3969 | 0.897 | 0 | 0.0146 | 0 | 0 | 15.568 | 0 | 0 | 0.9734 | 0
4083 | 171 | 20 | 6 | Friday | 2 | 0 | 0 | 0 | 5.1829 | 10.3969 | 0.897 | 0 | 0.0146 | 0 | 0 | 15.568 | 0 | 0 | 0.9734 | 0
4084 | 171 | 20 | 6 | Friday | 3 | 0 | 0 | 0 | 5.1829 | 10.3969 | 0.897 | 0 | 0.0146 | 0 | 0 | 15.568 | 0 | 0 | 0.9734 | 0
4085 | 171 | 20 | 6 | Friday | 4 | 0 | 0 | 0 | 5.6548 | 10.3969 | 0.897 | 0 | 0.0146 | 0 | 0 | 16.0399 | 0 | 0 | 0.9734 | 0
4086 | 171 | 20 | 6 | Friday | 5 | 0 | 0 | 0 | 8.8411 | 14.4831 | 1.435 | 0 | 0.0234 | 0 | 0.1556 | 23.3212 | 0 | 0 | 1.5572 | 0
4087 | 171 | 20 | 6 | Friday | 6 | 0 | 0 | 0 | 16.1232 | 21.1313 | 1.255 | 0 | 0.0204 | 0 | 1.4863 | 37.2414 | 0 | 0 | 1.3624 | 0
4088 | 171 | 20 | 6 | Friday | 7 | 0 | 14.501 | 2.3723 | 22.997 | 37.109 | 3.408 | 0 | 0.335 | 8.4 | 4.8898 | 74.5452 | 0 | 0 | 3.6986 | 0
4089 | 171 | 20 | 6 | Friday | 8 | 0 | 7.322 | 27.1709 | 36.9195 | 79.9326 | 6.277 | 0 | 0.5077 | 16.56 | 10.4254 | 168.0515 | 0 | 0 | 6.8128 | 0
4090 | 171 | 20 | 6 | Friday | 9 | 0 | 10.943 | 27.1709 | 39.2289 | 84.3871 | 6.815 | 0 | 0.7251 | 10.32 | 16.5642 | 172.1389 | 0 | 0 | 7.3964 | 0
4091 | 171 | 20 | 6 | Friday | 10 | 0 | 12.362 | 27.1709 | 38.7996 | 85.6606 | 6.995 | 0 | 0.7681 | 8.88 | 22.8714 | 172.1494 | 0 | 0 | 7.591 | 0
4092 | 171 | 20 | 6 | Friday | 11 | 0.666 | 15.173 | 27.1709 | 37.4316 | 85.6606 | 8.43 | 0 | 0.9671 | 10.32 | 27.0677 | 174.8841 | 0 | 0 | 9.8135 | 0
4093 | 171 | 20 | 6 | Friday | 12 | 0 | 1.386 | 27.1709 | 34.3562 | 78.8121 | 10.223 | 0 | 0.2888 | 13.92 | 30.1448 | 155.8776 | 0 | 0 | 11.0931 | 0
4094 | 171 | 20 | 6 | Friday | 13 | 0 | 0.857 | 27.1709 | 37.5134 | 85.6606 | 9.685 | 0 | 0.2054 | 11.52 | 30.972 | 162.8844 | 0 | 0 | 10.5094 | 0
4095 | 171 | 20 | 6 | Friday | 14 | 0 | 6.964 | 27.1709 | 38.442 | 85.6606 | 6.098 | 0 | 0.4817 | 8.88 | 26.8573 | 167.2604 | 0 | 0 | 6.6179 | 0
4096 | 171 | 20 | 6 | Friday | 15 | 0.507 | 13.066 | 27.1709 | 38.8931 | 85.6606 | 5.919 | 0 | 0.7811 | 8.88 | 23.2308 | 172.4755 | 0 | 0 | 6.9301 | 0
4097 | 171 | 20 | 6 | Friday | 16 | 0 | 2.967 | 27.1709 | 40.0555 | 85.2073 | 7.892 | 0 | 0.2935 | 11.04 | 18.7344 | 166.5812 | 0 | 0 | 8.5641 | 0
4098 | 171 | 20 | 6 | Friday | 17 | 0.714 | 0.608 | 27.1709 | 32.0464 | 55.9825 | 4.663 | 0 | 0.1195 | 14.88 | 14.3882 | 130.7643 | 0 | 0 | 5.7745 | 0
4099 | 171 | 20 | 6 | Friday | 18 | 0 | 0 | 13.5854 | 23.4138 | 40.9205 | 3.766 | 0 | 0.0614 | 4.8 | 11.5689 | 82.7283 | 0 | 0 | 4.0877 | 0
4100 | 171 | 20 | 6 | Friday | 19 | 0 | 0 | 0 | 21.8912 | 40.0131 | 2.69 | 0 | 0.0438 | 2.88 | 6.4578 | 64.7818 | 0 | 0 | 2.9198 | 0
4101 | 171 | 20 | 6 | Friday | 20 | 0 | 0 | 0 | 21.1849 | 33.1724 | 3.049 | 0 | 0.0496 | 0.96 | 2.6089 | 55.3141 | 0 | 0 | 3.3091 | 0
4102 | 171 | 20 | 6 | Friday | 21 | 0 | 0 | 0 | 23.6994 | 32.719 | 1.435 | 0 | 0.0234 | 0.96 | 1.2271 | 57.349 | 0 | 0 | 1.5571 | 0
4103 | 171 | 20 | 6 | Friday | 22 | 0 | 0 | 0 | 12.7362 | 17.8393 | 0.897 | 0 | 0.0146 | 0 | 0.2317 | 30.5541 | 0 | 0 | 0.9734 | 0
4104 | 171 | 20 | 6 | Friday | 23 | 0 | 0 | 0 | 6.1377 | 11.0335 | 0.897 | 0 | 0.0146 | 0 | 0 | 17.1498 | 0 | 0 | 0.9734 | 0
4105 | 172 | 21 | 6 | Saturday | 0 | 0 | 0 | 0 | 5.3495 | 10.6091 | 0.897 | 0 | 0.0146 | 0 | 0 | 15.9379 | 0 | 0 | 0.9734 | 0
4106 | 172 | 21 | 6 | Saturday | 1 | 0 | 0 | 0 | 5.1845 | 10.3969 | 0.897 | 0 | 0.0146 | 0 | 0 | 15.568 | 0 | 0 | 0.9734 | 0
4107 | 172 | 21 | 6 | Saturday | 2 | 0 | 0 | 0 | 5.1845 | 10.3969 | 0.897 | 0 | 0.0146 | 0 | 0 | 15.568 | 0 | 0 | 0.9734 | 0
4108 | 172 | 21 | 6 | Saturday | 3 | 0 | 0 | 0 | 5.1845 | 10.3969 | 0.897 | 0 | 0.0146 | 0 | 0 | 15.568 | 0 | 0 | 0.9734 | 0
4109 | 172 | 21 | 6 | Saturday | 4 | 0 | 0 | 0 | 5.1845 | 10.3969 | 0.897 | 0 | 0.0146 | 0 | 0 | 15.568 | 0 | 0 | 0.9734 | 0
4110 | 172 | 21 | 6 | Saturday | 5 | 0 | 0 | 0 | 5.6238 | 10.3969 | 1.435 | 0 | 0.0234 | 0 | 0.2233 | 16.016 | 0 | 0 | 1.5572 | 0
4111 | 172 | 21 | 6 | Saturday | 6 | 0 | 0 | 0 | 9.3963 | 14.454 | 1.255 | 0 | 0.0204 | 0 | 2.0374 | 23.8388 | 0 | 0 | 1.3624 | 0
4112 | 172 | 21 | 6 | Saturday | 7 | 0 | 0 | 0 | 12.3046 | 18.078 | 1.973 | 0 | 0.0321 | 3.84 | 5.6529 | 34.2419 | 0 | 0 | 2.1413 | 0
4113 | 172 | 21 | 6 | Saturday | 8 | 0 | 0 | 0 | 17.6426 | 33.4891 | 2.69 | 0 | 0.0438 | 3.36 | 9.6727 | 54.5107 | 0 | 0 | 2.9199 | 0
4114 | 172 | 21 | 6 | Saturday | 9 | 0 | 0 | 0 | 18.3904 | 36.0383 | 3.766 | 0 | 0.0614 | 5.04 | 14.1774 | 59.5109 | 0 | 0 | 4.0878 | 0
4115 | 172 | 21 | 6 | Saturday | 10 | 0 | 5.225 | 0 | 18.2549 | 36.8872 | 3.408 | 0 | 0.3393 | 4.32 | 20.0664 | 64.7614 | 0 | 0 | 3.6984 | 0
4116 | 172 | 21 | 6 | Saturday | 11 | 0 | 6.821 | 0 | 17.5178 | 36.8872 | 4.125 | 0 | 0.4426 | 6 | 21.8982 | 67.3204 | 0 | 0 | 4.4771 | 0
4117 | 172 | 21 | 6 | Saturday | 12 | 0 | 7.216 | 0 | 14.5301 | 26.6109 | 3.587 | 0 | 0.4521 | 5.04 | 19.3401 | 53.4746 | 0 | 0 | 3.8931 | 0
4118 | 172 | 21 | 6 | Saturday | 13 | 0 | 7.446 | 0 | 15.275 | 26.1571 | 3.408 | 0 | 0.4613 | 3.12 | 15.2198 | 52.0678 | 0 | 0 | 3.6985 | 0
4119 | 172 | 21 | 6 | Saturday | 14 | 0 | 8.465 | 0 | 15.163 | 26.1571 | 2.69 | 0 | 0.5092 | 1.92 | 13.001 | 51.7716 | 0 | 0 | 2.9198 | 0
4120 | 172 | 21 | 6 | Saturday | 15 | 0 | 7.794 | 0 | 15.2381 | 26.1571 | 2.152 | 0 | 0.465 | 0.96 | 13.9441 | 50.1998 | 0 | 0 | 2.3359 | 0
4121 | 172 | 21 | 6 | Saturday | 16 | 0 | 7.986 | 0 | 15.3691 | 26.1571 | 2.511 | 0 | 0.4776 | 1.2 | 13.0829 | 50.7665 | 0 | 0 | 2.7252 | 0
4122 | 172 | 21 | 6 | Saturday | 17 | 0 | 7.837 | 0 | 11.6102 | 19.2871 | 1.255 | 0 | 0.4495 | 1.44 | 11.9632 | 40.2001 | 0 | 0 | 1.3624 | 0
4123 | 172 | 21 | 6 | Saturday | 18 | 0 | 3.429 | 0 | 11.6717 | 19.2871 | 1.255 | 0 | 0.2069 | 0 | 9.2628 | 34.369 | 0 | 0 | 1.3624 | 0
4124 | 172 | 21 | 6 | Saturday | 19 | 0 | 4.14 | 0 | 12.1684 | 19.2871 | 1.255 | 0 | 0.2437 | 0 | 4.912 | 35.5802 | 0 | 0 | 1.3624 | 0
4125 | 172 | 21 | 6 | Saturday | 20 | 0 | 1.705 | 0 | 12.8547 | 19.2871 | 1.255 | 0 | 0.112 | 0 | 2.2639 | 33.8188 | 0 | 0 | 1.3624 | 0
4126 | 172 | 21 | 6 | Saturday | 21 | 0 | 0 | 0 | 13.6968 | 19.2871 | 1.614 | 0 | 0.0263 | 0 | 1.0144 | 32.9502 | 0 | 0 | 1.7518 | 0
4127 | 172 | 21 | 6 | Saturday | 22 | 0 | 0 | 0 | 12.5503 | 17.5892 | 0.897 | 0 | 0.0146 | 0 | 0.2027 | 30.1101 | 0 | 0 | 0.9734 | 0
4128 | 172 | 21 | 6 | Saturday | 23 | 0 | 0 | 0 | 6.6175 | 11.0335 | 0.897 | 0 | 0.0146 | 0 | 0 | 17.6217 | 0 | 0 | 0.9734 | 0
4129 | 173 | 22 | 6 | Sunday | 0 | 0 | 0 | 0 | 5.3583 | 10.6091 | 0.717 | 0 | 0.0117 | 0 | 0 | 15.935 | 0 | 0 | 0.7786 | 0
4130 | 173 | 22 | 6 | Sunday | 1 | 0 | 0 | 0 | 5.2005 | 10.3969 | 0.717 | 0 | 0.0117 | 0 | 0 | 15.5651 | 0 | 0 | 0.7787 | 0
4131 | 173 | 22 | 6 | Sunday | 2 | 0 | 0 | 0 | 5.1909 | 10.3969 | 0.717 | 0 | 0.0117 | 0 | 0 | 15.5651 | 0 | 0 | 0.7787 | 0
4132 | 173 | 22 | 6 | Sunday | 3 | 0 | 0 | 0 | 5.1909 | 10.3969 | 0.717 | 0 | 0.0117 | 0 | 0 | 15.5651 | 0 | 0 | 0.7787 | 0
4133 | 173 | 22 | 6 | Sunday | 4 | 0 | 0 | 0 | 5.1909 | 10.3969 | 0.717 | 0 | 0.0117 | 0 | 0 | 15.5651 | 0 | 0 | 0.7787 | 0
4134 | 173 | 22 | 6 | Sunday | 5 | 0 | 0 | 0 | 5.6428 | 10.3969 | 1.255 | 0 | 0.0204 | 0 | 0.2147 | 16.0257 | 0 | 0 | 1.3625 | 0
4135 | 173 | 22 | 6 | Sunday | 6 | 0 | 0 | 0 | 5.7814 | 11.0335 | 0.717 | 0 | 0.0117 | 0 | 2.0406 | 16.785 | 0 | 0 | 0.7786 | 0
4136 | 173 | 22 | 6 | Sunday | 7 | 0 | 0 | 0 | 8.2926 | 14.6575 | 0.717 | 0 | 0.0117 | 0 | 6.4304 | 22.9201 | 0 | 0 | 0.7787 | 0
4137 | 173 | 22 | 6 | Sunday | 8 | 0 | 0 | 0 | 8.5379 | 15.5065 | 0.717 | 0 | 0.0117 | 0 | 11.9691 | 24.004 | 0 | 0 | 0.7787 | 0
4138 | 173 | 22 | 6 | Sunday | 9 | 0 | 0 | 0 | 8.289 | 15.5065 | 0.717 | 0 | 0.0117 | 0 | 13.1071 | 23.7551 | 0 | 0 | 0.7787 | 0
4139 | 173 | 22 | 6 | Sunday | 10 | 0 | 1.831 | 0 | 8.7169 | 16.3554 | 0.717 | 0 | 0.1103 | 0 | 13.5093 | 26.8852 | 0 | 0 | 0.7787 | 0
4140 | 173 | 22 | 6 | Sunday | 11 | 0 | 3.216 | 0 | 8.151 | 16.3554 | 1.076 | 0 | 0.1914 | 0 | 20.5564 | 27.7425 | 0 | 0 | 1.168 | 0
4141 | 173 | 22 | 6 | Sunday | 12 | 0 | 4.927 | 0 | 9.9025 | 20.794 | 1.076 | 0 | 0.2866 | 0 | 25.4488 | 35.7487 | 0 | 0 | 1.1679 | 0
4142 | 173 | 22 | 6 | Sunday | 13 | 0 | 8.208 | 0 | 10.6087 | 20.794 | 1.614 | 0 | 0.4732 | 0 | 25.3739 | 39.6951 | 0 | 0 | 1.7518 | 0
4143 | 173 | 22 | 6 | Sunday | 14 | 0 | 13 | 0 | 11.4944 | 20.794 | 1.076 | 0 | 0.7302 | 0 | 22.0851 | 45.3712 | 0 | 0 | 1.1679 | 0
4144 | 173 | 22 | 6 | Sunday | 15 | 0 | 17.275 | 0 | 12.0825 | 20.794 | 0.717 | 0 | 0.8465 | 0 | 14.6206 | 47.8506 | 0 | 0 | 0.7786 | 0
4145 | 173 | 22 | 6 | Sunday | 16 | 0 | 12.78 | 0 | 12.1128 | 20.3695 | 0.717 | 0 | 0.7128 | 0 | 7.9876 | 45.2146 | 0 | 0 | 0.7787 | 0
4146 | 173 | 22 | 6 | Sunday | 17 | 0 | 10.095 | 0 | 12.3068 | 19.916 | 0.717 | 0 | 0.5747 | 0 | 3.8381 | 42.3845 | 0 | 0 | 0.7787 | 0
4147 | 173 | 22 | 6 | Sunday | 18 | 0 | 9.128 | 0 | 13.4516 | 19.916 | 0.717 | 0 | 0.5189 | 0 | 1.729 | 42.5349 | 0 | 0 | 0.7787 | 0
4148 | 173 | 22 | 6 | Sunday | 19 | 0 | 7.335 | 0 | 13.8769 | 19.916 | 0.717 | 0 | 0.4181 | 0 | 1.1274 | 41.1518 | 0 | 0 | 0.7787 | 0
4149 | 173 | 22 | 6 | Sunday | 20 | 0 | 5.087 | 0 | 13.3357 | 19.916 | 0.717 | 0 | 0.2938 | 0 | 1.2076 | 38.3437 | 0 | 0 | 0.7787 | 0
4150 | 173 | 22 | 6 | Sunday | 21 | 0 | 0 | 0 | 13.5994 | 19.916 | 1.255 | 0 | 0.0204 | 0 | 0.8657 | 33.4854 | 0 | 0 | 1.3625 | 0
4151 | 173 | 22 | 6 | Sunday | 22 | 0 | 0 | 0 | 6.2927 | 11.8825 | 0.717 | 0 | 0.0117 | 0 | 0.1499 | 18.1549 | 0 | 0 | 0.7786 | 0
4152 | 173 | 22 | 6 | Sunday | 23 | 0 | 0 | 0 | 5.6618 | 11.0335 | 0.717 | 0 | 0.0117 | 0 | 0 | 16.675 | 0 | 0 | 0.7787 | 0
4153 | 174 | 23 | 6 | Monday | 0 | 0 | 0 | 0 | 5.1885 | 10.3969 | 0.897 | 0 | 0.0146 | 0 | 0 | 15.568 | 0 | 0 | 0.9734 | 0
4154 | 174 | 23 | 6 | Monday | 1 | 0 | 0 | 0 | 5.1829 | 10.3969 | 0.897 | 0 | 0.0146 | 0 | 0 | 15.568 | 0 | 0 | 0.9734 | 0
4155 | 174 | 23 | 6 | Monday | 2 | 0 | 0 | 0 | 5.1829 | 10.3969 | 0.897 | 0 | 0.0146 | 0 | 0 | 15.568 | 0 | 0 | 0.9734 | 0
4156 | 174 | 23 | 6 | Monday | 3 | 0 | 0 | 0 | 5.1829 | 10.3969 | 0.897 | 0 | 0.0146 | 0 | 0 | 15.568 | 0 | 0 | 0.9734 | 0
4157 | 174 | 23 | 6 | Monday | 4 | 0 | 0 | 0 | 5.6548 | 10.3969 | 0.897 | 0 | 0.0146 | 0 | 0 | 16.0399 | 0 | 0 | 0.9734 | 0
4158 | 174 | 23 | 6 | Monday | 5 | 0 | 0 | 0 | 8.8302 | 14.4831 | 1.435 | 0 | 0.0234 | 0 | 0.1944 | 23.3102 | 0 | 0 | 1.5572 | 0
4159 | 174 | 23 | 6 | Monday | 6 | 0 | 0 | 0 | 16.0728 | 21.1313 | 1.255 | 0 | 0.0204 | 0 | 1.7658 | 37.1909 | 0 | 0 | 1.3624 | 0
4160 | 174 | 23 | 6 | Monday | 7 | 0 | 30.073 | 4.7447 | 23.818 | 37.109 | 3.408 | 0 | 0.647 | 8.4 | 5.0072 | 81.5834 | 0 | 0 | 3.6986 | 0
4161 | 174 | 23 | 6 | Monday | 8 | 0 | 22.4 | 27.1709 | 37.3238 | 79.9326 | 6.277 | 0 | 1.2578 | 16.56 | 9.8547 | 181.0207 | 0 | 0 | 6.8128 | 0
4162 | 174 | 23 | 6 | Monday | 9 | 0 | 25.82 | 27.1709 | 39.2431 | 84.3871 | 6.815 | 0 | 1.465 | 10.32 | 15.2091 | 184.2944 | 0 | 0 | 7.3964 | 0
4163 | 174 | 23 | 6 | Monday | 10 | 0 | 30.421 | 27.1709 | 38.989 | 85.6606 | 6.995 | 0 | 1.5994 | 8.88 | 20.5442 | 185.6987 | 0 | 0 | 7.591 | 0
4164 | 174 | 23 | 6 | Monday | 11 | 0 | 39.097 | 27.1709 | 37.6535 | 85.6606 | 8.43 | 0 | 1.7082 | 10.32 | 24.5797 | 186.5147 | 0 | 0 | 9.1477 | 0
4165 | 174 | 23 | 6 | Monday | 12 | 1.011 | 3.652 | 27.1709 | 34.8685 | 78.8121 | 10.223 | 0 | 0.3547 | 13.92 | 25.5408 | 158.0262 | 0 | 0 | 12.1044 | 0
4166 | 174 | 23 | 6 | Monday | 13 | 0 | 17.118 | 27.1709 | 37.9421 | 85.6606 | 9.685 | 0 | 1.0871 | 11.52 | 23.7423 | 178.6122 | 0 | 0 | 10.5094 | 0
4167 | 174 | 23 | 6 | Monday | 14 | 0 | 24.417 | 27.1709 | 39.0124 | 85.6606 | 6.098 | 0 | 1.3594 | 8.88 | 22.7901 | 182.4964 | 0 | 0 | 6.6179 | 0
4168 | 174 | 23 | 6 | Monday | 15 | 0 | 21.609 | 27.1709 | 39.6388 | 85.6606 | 5.919 | 0 | 1.3174 | 8.88 | 24.1783 | 182.7789 | 0 | 0 | 6.4233 | 0
4169 | 174 | 23 | 6 | Monday | 16 | 0 | 4.77 | 27.1709 | 40.1479 | 85.2073 | 7.892 | 0 | 0.4438 | 11.04 | 22.1801 | 168.5429 | 0 | 0 | 8.5641 | 0
4170 | 174 | 23 | 6 | Monday | 17 | 0 | 4.903 | 27.1709 | 32.1408 | 55.9825 | 4.663 | 0 | 0.3433 | 14.88 | 12.9931 | 135.1751 | 0 | 0 | 5.0609 | 0
4171 | 174 | 23 | 6 | Monday | 18 | 0 | 2.108 | 13.5854 | 24.3649 | 40.9205 | 3.766 | 0 | 0.1763 | 4.8 | 7.3035 | 85.8027 | 0 | 0 | 4.0877 | 0
4172 | 174 | 23 | 6 | Monday | 19 | 0 | 0.604 | 0 | 23.0088 | 40.0131 | 2.69 | 0 | 0.0765 | 2.88 | 5.1906 | 66.5073 | 0 | 0 | 2.9198 | 0
4173 | 174 | 23 | 6 | Monday | 20 | 0 | 0.698 | 0 | 21.717 | 33.1724 | 3.049 | 0 | 0.0873 | 0.96 | 2.6646 | 56.5488 | 0 | 0 | 3.3091 | 0
4174 | 174 | 23 | 6 | Monday | 21 | 0 | 0 | 0 | 23.6918 | 32.719 | 1.435 | 0 | 0.0234 | 0.96 | 1.2508 | 57.3414 | 0 | 0 | 1.5571 | 0
4175 | 174 | 23 | 6 | Monday | 22 | 0 | 0 | 0 | 12.7362 | 17.8393 | 0.897 | 0 | 0.0146 | 0 | 0.2339 | 30.5541 | 0 | 0 | 0.9734 | 0
4176 | 174 | 23 | 6 | Monday | 23 | 0 | 0 | 0 | 6.1377 | 11.0335 | 0.897 | 0 | 0.0146 | 0 | 0 | 17.1498 | 0 | 0 | 0.9734 | 0
4177 | 175 | 24 | 6 | Tuesday | 0 | 0 | 0 | 0 | 5.1885 | 10.3969 | 0.897 | 0 | 0.0146 | 0 | 0 | 15.568 | 0 | 0 | 0.9734 | 0
4178 | 175 | 24 | 6 | Tuesday | 1 | 0 | 0 | 0 | 5.1829 | 10.3969 | 0.897 | 0 | 0.0146 | 0 | 0 | 15.568 | 0 | 0 | 0.9734 | 0
4179 | 175 | 24 | 6 | Tuesday | 2 | 0 | 0 | 0 | 5.1829 | 10.3969 | 0.897 | 0 | 0.0146 | 0 | 0 | 15.568 | 0 | 0 | 0.9734 | 0
4180 | 175 | 24 | 6 | Tuesday | 3 | 0 | 0 | 0 | 5.1829 | 10.3969 | 0.897 | 0 | 0.0146 | 0 | 0 | 15.568 | 0 | 0 | 0.9734 | 0
4181 | 175 | 24 | 6 | Tuesday | 4 | 0 | 0 | 0 | 5.6548 | 10.3969 | 0.897 | 0 | 0.0146 | 0 | 0 | 16.0399 | 0 | 0 | 0.9734 | 0
4182 | 175 | 24 | 6 | Tuesday | 5 | 0 | 0 | 0 | 8.8541 | 14.4831 | 1.435 | 0 | 0.0234 | 0 | 0.1677 | 23.3342 | 0 | 0 | 1.5572 | 0
4183 | 175 | 24 | 6 | Tuesday | 6 | 0 | 0 | 0 | 16.4731 | 21.1313 | 1.255 | 0 | 0.0204 | 0 | 1.436 | 37.5912 | 0 | 0 | 1.3624 | 0
4184 | 175 | 24 | 6 | Tuesday | 7 | 0 | 16.15 | 2.3723 | 24.2448 | 37.109 | 3.408 | 0 | 0.3617 | 8.4 | 3.9436 | 75.9818 | 0 | 0 | 3.6986 | 0
4185 | 175 | 24 | 6 | Tuesday | 8 | 0 | 9.408 | 27.1709 | 39.2005 | 79.9326 | 6.277 | 0 | 0.563 | 16.56 | 8.5847 | 171.0987 | 0 | 0 | 6.8128 | 0
4186 | 175 | 24 | 6 | Tuesday | 9 | 0 | 12.741 | 27.1709 | 39.8309 | 84.3871 | 6.815 | 0 | 0.8393 | 10.32 | 14.8272 | 174.6855 | 0 | 0 | 7.3964 | 0
4187 | 175 | 24 | 6 | Tuesday | 10 | 0 | 18.88 | 27.1709 | 38.6246 | 85.6606 | 6.995 | 0 | 1.0726 | 8.88 | 21.2484 | 176.8929 | 0 | 0 | 7.591 | 0
4188 | 175 | 24 | 6 | Tuesday | 11 | 0 | 26.131 | 27.1709 | 37.0979 | 85.6606 | 8.43 | 0 | 1.385 | 10.32 | 24.9921 | 181.3556 | 0 | 0 | 9.1477 | 0
4189 | 175 | 24 | 6 | Tuesday | 12 | 0 | 12.072 | 27.1709 | 34.5192 | 78.8121 | 10.223 | 0 | 0.85 | 13.92 | 27.7566 | 166.7841 | 0 | 0 | 11.0931 | 0
4190 | 175 | 24 | 6 | Tuesday | 13 | 0.434 | 23.683 | 27.1709 | 37.2667 | 85.6606 | 9.685 | 0 | 1.2707 | 11.52 | 31.3046 | 179.4822 | 0 | 0 | 10.9431 | 0
4191 | 175 | 24 | 6 | Tuesday | 14 | 0 | 6.718 | 27.1709 | 38.4759 | 85.6606 | 6.098 | 0 | 0.474 | 8.88 | 32.3969 | 167.0529 | 0 | 0 | 6.6179 | 0
4192 | 175 | 24 | 6 | Tuesday | 15 | 0 | 4.199 | 27.1709 | 38.8907 | 85.6606 | 5.919 | 0 | 0.3236 | 8.88 | 29.4059 | 164.9154 | 0 | 0 | 6.4233 | 0
4193 | 175 | 24 | 6 | Tuesday | 16 | 0 | 3.261 | 27.1709 | 39.6276 | 85.2073 | 7.892 | 0 | 0.3047 | 11.04 | 25.7809 | 166.4444 | 0 | 0 | 8.5641 | 0
4194 | 175 | 24 | 6 | Tuesday | 17 | 0 | 0.784 | 27.1709 | 31.4917 | 55.9825 | 4.663 | 0 | 0.118 | 14.88 | 20.0611 | 130.376 | 0 | 0 | 5.0609 | 0
4195 | 175 | 24 | 6 | Tuesday | 18 | 0 | 0 | 13.5854 | 23.0035 | 40.9205 | 3.766 | 0 | 0.0614 | 4.8 | 12.8722 | 82.318 | 0 | 0 | 4.0877 | 0
4196 | 175 | 24 | 6 | Tuesday | 19 | 0 | 0 | 0 | 21.5603 | 40.0131 | 2.69 | 0 | 0.0438 | 2.88 | 6.4577 | 64.4509 | 0 | 0 | 2.9198 | 0
4197 | 175 | 24 | 6 | Tuesday | 20 | 0 | 0 | 0 | 21.205 | 33.1724 | 3.049 | 0 | 0.0496 | 0.96 | 2.6092 | 55.3343 | 0 | 0 | 3.3091 | 0
4198 | 175 | 24 | 6 | Tuesday | 21 | 0 | 0 | 0 | 23.8125 | 32.719 | 1.435 | 0 | 0.0234 | 0.96 | 1.0254 | 57.4621 | 0 | 0 | 1.5571 | 0
4199 | 175 | 24 | 6 | Tuesday | 22 | 0 | 0 | 0 | 12.7362 | 17.8393 | 0.897 | 0 | 0.0146 | 0 | 0.1821 | 30.5541 | 0 | 0 | 0.9734 | 0
4200 | 175 | 24 | 6 | Tuesday | 23 | 0 | 0 | 0 | 6.1377 | 11.0335 | 0.897 | 0 | 0.0146 | 0 | 0 | 17.1498 | 0 | 0 | 0.9734 | 0
4201 | 176 | 25 | 6 | Wednesday | 0 | 0 | 0 | 0 | 5.1885 | 10.3969 | 0.897 | 0 | 0.0146 | 0 | 0 | 15.568 | 0 | 0 | 0.9734 | 0
4202 | 176 | 25 | 6 | Wednesday | 1 | 0 | 0 | 0 | 5.1829 | 10.3969 | 0.897 | 0 | 0.0146 | 0 | 0 | 15.568 | 0 | 0 | 0.9734 | 0
4203 | 176 | 25 | 6 | Wednesday | 2 | 0 | 0 | 0 | 5.1829 | 10.3969 | 0.897 | 0 | 0.0146 | 0 | 0 | 15.568 | 0 | 0 | 0.9734 | 0
4204 | 176 | 25 | 6 | Wednesday | 3 | 0 | 0 | 0 | 5.1829 | 10.3969 | 0.897 | 0 | 0.0146 | 0 | 0 | 15.568 | 0 | 0 | 0.9734 | 0
4205 | 176 | 25 | 6 | Wednesday | 4 | 0 | 0 | 0 | 5.6548 | 10.3969 | 0.897 | 0 | 0.0146 | 0 | 0 | 16.0399 | 0 | 0 | 0.9734 | 0
4206 | 176 | 25 | 6 | Wednesday | 5 | 0 | 0 | 0 | 8.8284 | 14.4831 | 1.435 | 0 | 0.0234 | 0 | 0.19 | 23.3084 | 0 | 0 | 1.5572 | 0
4207 | 176 | 25 | 6 | Wednesday | 6 | 0 | 0 | 0 | 16.0719 | 21.1313 | 1.255 | 0 | 0.0204 | 0 | 1.8251 | 37.1901 | 0 | 0 | 1.3624 | 0
4208 | 176 | 25 | 6 | Wednesday | 7 | 0 | 12.299 | 1.5816 | 23.7414 | 37.109 | 3.408 | 0 | 0.2766 | 8.4 | 6.1071 | 73.5923 | 0 | 0 | 3.6986 | 0
4209 | 176 | 25 | 6 | Wednesday | 8 | 0 | 13.063 | 27.1709 | 37.8466 | 79.9326 | 6.277 | 0 | 0.7 | 16.56 | 13.0149 | 172.0706 | 0 | 0 | 6.8128 | 0
4210 | 176 | 25 | 6 | Wednesday | 9 | 0 | 11.75 | 27.1709 | 39.0792 | 84.3871 | 6.815 | 0 | 0.7587 | 10.32 | 19.065 | 172.4806 | 0 | 0 | 7.3964 | 0
4211 | 176 | 25 | 6 | Wednesday | 10 | 0 | 12.942 | 27.1709 | 38.6763 | 85.6606 | 6.995 | 0 | 0.8259 | 8.88 | 23.3692 | 173.101 | 0 | 0 | 7.591 | 0
4212 | 176 | 25 | 6 | Wednesday | 11 | 0 | 16.086 | 27.1709 | 37.2901 | 85.6606 | 8.43 | 0 | 0.9973 | 10.32 | 28.6912 | 175.5581 | 0 | 0 | 9.1477 | 0
4213 | 176 | 25 | 6 | Wednesday | 12 | 0.763 | 1.391 | 27.1709 | 34.2542 | 78.8121 | 10.223 | 0 | 0.2559 | 13.92 | 30.582 | 155.7435 | 0 | 0 | 11.8556 | 0
4214 | 176 | 25 | 6 | Wednesday | 13 | 0 | 2.11 | 27.1709 | 37.7957 | 85.6606 | 9.685 | 0 | 0.2727 | 11.52 | 27.3093 | 164.4276 | 0 | 0 | 10.5094 | 0
4215 | 176 | 25 | 6 | Wednesday | 14 | 0 | 3.111 | 27.1709 | 39.1069 | 85.6606 | 6.098 | 0 | 0.2665 | 8.88 | 21.2417 | 164.0374 | 0 | 0 | 6.6179 | 0
4216 | 176 | 25 | 6 | Wednesday | 15 | 0 | 3.081 | 27.1709 | 39.7321 | 85.6606 | 5.919 | 0 | 0.2623 | 8.88 | 13.9159 | 164.6302 | 0 | 0 | 6.4233 | 0
4217 | 176 | 25 | 6 | Wednesday | 16 | 0 | 2.782 | 27.1709 | 40.8985 | 85.2073 | 7.892 | 0 | 0.2784 | 11.04 | 8.9676 | 167.2319 | 0 | 0 | 8.5641 | 0
4218 | 176 | 25 | 6 | Wednesday | 17 | 0 | 0.15 | 27.1709 | 32.3213 | 55.9825 | 4.663 | 0 | 0.084 | 14.88 | 6.4553 | 130.5675 | 0 | 0 | 5.0609 | 0
4219 | 176 | 25 | 6 | Wednesday | 18 | 0 | 0 | 13.5854 | 24.3658 | 40.9205 | 3.766 | 0 | 0.0614 | 4.8 | 5.0043 | 83.6802 | 0 | 0 | 4.0877 | 0
4220 | 176 | 25 | 6 | Wednesday | 19 | 0 | 0 | 0 | 24.4447 | 40.0131 | 2.69 | 0 | 0.0438 | 2.88 | 3.1511 | 67.3352 | 0 | 0 | 2.9198 | 0
4221 | 176 | 25 | 6 | Wednesday | 20 | 0 | 0 | 0 | 23.2781 | 33.1724 | 3.049 | 0 | 0.0496 | 0.96 | 1.496 | 57.4074 | 0 | 0 | 3.3091 | 0
4222 | 176 | 25 | 6 | Wednesday | 21 | 0 | 0 | 0 | 24.0546 | 32.719 | 1.435 | 0 | 0.0234 | 0.96 | 0.6502 | 57.7041 | 0 | 0 | 1.5571 | 0
4223 | 176 | 25 | 6 | Wednesday | 22 | 0 | 0 | 0 | 12.7362 | 17.8393 | 0.897 | 0 | 0.0146 | 0 | 0.1269 | 30.5541 | 0 | 0 | 0.9734 | 0
4224 | 176 | 25 | 6 | Wednesday | 23 | 0 | 0 | 0 | 6.1377 | 11.0335 | 0.897 | 0 | 0.0146 | 0 | 0 | 17.1498 | 0 | 0 | 0.9734 | 0
4225 | 177 | 26 | 6 | Thursday | 0 | 0 | 0 | 0 | 5.1885 | 10.3969 | 0.897 | 0 | 0.0146 | 0 | 0 | 15.568 | 0 | 0 | 0.9734 | 0
4226 | 177 | 26 | 6 | Thursday | 1 | 0 | 0 | 0 | 5.1829 | 10.3969 | 0.897 | 0 | 0.0146 | 0 | 0 | 15.568 | 0 | 0 | 0.9734 | 0
4227 | 177 | 26 | 6 | Thursday | 2 | 0 | 0 | 0 | 5.1829 | 10.3969 | 0.897 | 0 | 0.0146 | 0 | 0 | 15.568 | 0 | 0 | 0.9734 | 0
4228 | 177 | 26 | 6 | Thursday | 3 | 0 | 0 | 0 | 5.1829 | 10.3969 | 0.897 | 0 | 0.0146 | 0 | 0 | 15.568 | 0 | 0 | 0.9734 | 0
4229 | 177 | 26 | 6 | Thursday | 4 | 0 | 0 | 0 | 5.6548 | 10.3969 | 0.897 | 0 | 0.0146 | 0 | 0 | 16.0399 | 0 | 0 | 0.9734 | 0
4230 | 177 | 26 | 6 | Thursday | 5 | 0 | 0 | 0 | 8.8552 | 14.4831 | 1.435 | 0 | 0.0234 | 0 | 0.1107 | 23.3353 | 0 | 0 | 1.5572 | 0
4231 | 177 | 26 | 6 | Thursday | 6 | 0 | 0 | 0 | 16.8126 | 21.1313 | 1.255 | 0 | 0.0204 | 0 | 0.9785 | 37.9308 | 0 | 0 | 1.3624 | 0
4232 | 177 | 26 | 6 | Thursday | 7 | 0 | 9.727 | 1.5816 | 25.2446 | 37.109 | 3.408 | 0 | 0.2393 | 8.4 | 2.7923 | 74.7833 | 0 | 0 | 3.6986 | 0
4233 | 177 | 26 | 6 | Thursday | 8 | 0 | 5.169 | 27.1709 | 39.0725 | 79.9326 | 6.277 | 0 | 0.334 | 16.56 | 6.3811 | 166.8322 | 0 | 0 | 6.8128 | 0
4234 | 177 | 26 | 6 | Thursday | 9 | 0.334 | 1.289 | 27.1709 | 39.9624 | 84.3871 | 6.815 | 0 | 0.1852 | 10.32 | 10.329 | 163.2468 | 0 | 0 | 7.7305 | 0
4235 | 177 | 26 | 6 | Thursday | 10 | 0 | 5.785 | 27.1709 | 39.3645 | 85.6606 | 6.995 | 0 | 0.4285 | 8.88 | 13.1514 | 167.0139 | 0 | 0 | 7.591 | 0
4236 | 177 | 26 | 6 | Thursday | 11 | 0 | 14.511 | 27.1709 | 37.953 | 85.6606 | 8.43 | 0 | 0.9587 | 10.32 | 15.8406 | 175.8606 | 0 | 0 | 9.1477 | 0
4237 | 177 | 26 | 6 | Thursday | 12 | 0 | 3.353 | 27.1709 | 35.4603 | 78.8121 | 10.223 | 0 | 0.3539 | 13.92 | 17.7195 | 158.9183 | 0 | 0 | 11.0931 | 0
4238 | 177 | 26 | 6 | Thursday | 13 | 0 | 24.471 | 27.1709 | 37.425 | 85.6606 | 9.685 | 0 | 1.4339 | 11.52 | 20.714 | 183.898 | 0 | 0 | 10.5094 | 0
4239 | 177 | 26 | 6 | Thursday | 14 | 0 | 29.128 | 27.1709 | 37.9062 | 85.6606 | 6.098 | 0 | 1.4912 | 8.88 | 23.5949 | 183.5626 | 0 | 0 | 6.6179 | 0
4240 | 177 | 26 | 6 | Thursday | 15 | 0 | 36.054 | 27.1709 | 38.547 | 85.6606 | 5.919 | 0 | 1.652 | 8.88 | 23.7954 | 186.7154 | 0 | 0 | 6.4233 | 0
4241 | 177 | 26 | 6 | Thursday | 16 | 0 | 41.687 | 27.1709 | 39.3163 | 85.2073 | 7.892 | 0 | 1.7095 | 11.04 | 22.0002 | 189.4104 | 0 | 0 | 8.5641 | 0
4242 | 177 | 26 | 6 | Thursday | 17 | 0 | 5.066 | 27.1709 | 31.1178 | 55.9825 | 4.663 | 0 | 0.3364 | 14.88 | 18.4811 | 134.0837 | 0 | 0 | 5.0609 | 0
4243 | 177 | 26 | 6 | Thursday | 18 | 0 | 8.431 | 13.5854 | 22.8736 | 40.9205 | 3.766 | 0 | 0.5543 | 4.8 | 12.93 | 91.1141 | 0 | 0 | 4.0877 | 0
4244 | 177 | 26 | 6 | Thursday | 19 | 0 | 0 | 0 | 21.7178 | 40.0131 | 2.69 | 0 | 0.0438 | 2.88 | 6.4084 | 64.6084 | 0 | 0 | 2.9198 | 0
4245 | 177 | 26 | 6 | Thursday | 20 | 0 | 0 | 0 | 20.8771 | 33.1724 | 3.049 | 0 | 0.0496 | 0.96 | 2.6128 | 55.0064 | 0 | 0 | 3.3091 | 0
4246 | 177 | 26 | 6 | Thursday | 21 | 0 | 0 | 0 | 23.6775 | 32.719 | 1.435 | 0 | 0.0234 | 0.96 | 1.2163 | 57.3271 | 0 | 0 | 1.5571 | 0
4247 | 177 | 26 | 6 | Thursday | 22 | 0 | 0 | 0 | 12.7362 | 17.8393 | 0.897 | 0 | 0.0146 | 0 | 0.2278 | 30.5541 | 0 | 0 | 0.9734 | 0
4248 | 177 | 26 | 6 | Thursday | 23 | 0 | 0 | 0 | 6.1377 | 11.0335 | 0.897 | 0 | 0.0146 | 0 | 0 | 17.1498 | 0 | 0 | 0.9734 | 0
4249 | 178 | 27 | 6 | Friday | 0 | 0 | 0 | 0 | 5.1885 | 10.3969 | 0.897 | 0 | 0.0146 | 0 | 0 | 15.568 | 0 | 0 | 0.9734 | 0
4250 | 178 | 27 | 6 | Friday | 1 | 0 | 0 | 0 | 5.1829 | 10.3969 | 0.897 | 0 | 0.0146 | 0 | 0 | 15.568 | 0 | 0 | 0.9734 | 0
4251 | 178 | 27 | 6 | Friday | 2 | 0 | 0 | 0 | 5.1829 | 10.3969 | 0.897 | 0 | 0.0146 | 0 | 0 | 15.568 | 0 | 0 | 0.9734 | 0
4252 | 178 | 27 | 6 | Friday | 3 | 0 | 0 | 0 | 5.1829 | 10.3969 | 0.897 | 0 | 0.0146 | 0 | 0 | 15.568 | 0 | 0 | 0.9734 | 0
4253 | 178 | 27 | 6 | Friday | 4 | 0 | 0 | 0 | 5.6548 | 10.3969 | 0.897 | 0 | 0.0146 | 0 | 0 | 16.0399 | 0 | 0 | 0.9734 | 0
4254 | 178 | 27 | 6 | Friday | 5 | 0 | 0 | 0 | 8.7926 | 14.4831 | 1.435 | 0 | 0.0234 | 0 | 0.1886 | 23.2727 | 0 | 0 | 1.5572 | 0
4255 | 178 | 27 | 6 | Friday | 6 | 0 | 0 | 0 | 15.6163 | 21.1313 | 1.255 | 0 | 0.0204 | 0 | 1.8333 | 36.7344 | 0 | 0 | 1.3624 | 0
4256 | 178 | 27 | 6 | Friday | 7 | 0 | 11.916 | 1.5816 | 22.3756 | 37.109 | 3.408 | 0 | 0.269 | 8.4 | 6.3933 | 72.1764 | 0 | 0 | 3.6986 | 0
4257 | 178 | 27 | 6 | Friday | 8 | 0 | 25.261 | 27.1709 | 36.9286 | 79.9326 | 6.277 | 0 | 1.3408 | 16.56 | 14.0515 | 182.0095 | 0 | 0 | 6.8128 | 0
4258 | 178 | 27 | 6 | Friday | 9 | 0 | 36.97 | 27.1709 | 39.4531 | 84.3871 | 6.815 | 0 | 1.6727 | 10.32 | 22.3634 | 187.8629 | 0 | 0 | 7.3964 | 0
4259 | 178 | 27 | 6 | Friday | 10 | 0 | 46.4 | 27.1709 | 39.1472 | 85.6606 | 6.995 | 0 | 1.7303 | 8.88 | 29.7111 | 187.6914 | 0 | 0 | 7.591 | 0
4260 | 178 | 27 | 6 | Friday | 11 | 0 | 98.33 | 27.1709 | 37.3482 | 85.6606 | 8.43 | 0 | 1.8591 | 10.32 | 35.2431 | 196.5937 | 0 | 0 | 9.1477 | 0
4261 | 178 | 27 | 6 | Friday | 12 | 0 | 42.59 | 27.1709 | 33.8297 | 78.8121 | 10.223 | 0 | 1.7062 | 13.92 | 38.6752 | 185.9329 | 0 | 0 | 11.0931 | 0
4262 | 178 | 27 | 6 | Friday | 13 | 0 | 115.124 | 27.1709 | 37.1318 | 85.6606 | 9.685 | 0 | 2.0292 | 11.52 | 39.7463 | 201.0988 | 0 | 0 | 10.5094 | 0
4263 | 178 | 27 | 6 | Friday | 14 | 0 | 195.883 | 27.1709 | 38.7141 | 85.6606 | 6.098 | 0 | 2.4926 | 8.88 | 38.4777 | 211.6583 | 0 | 0 | 6.6179 | 0
4264 | 178 | 27 | 6 | Friday | 15 | 0 | 252.481 | 27.1709 | 39.3305 | 85.6606 | 5.919 | 0 | 2.9118 | 8.88 | 34.9653 | 221.444 | 0 | 0 | 6.4233 | 0
4265 | 178 | 27 | 6 | Friday | 16 | 0 | 255.159 | 27.1709 | 39.9372 | 85.2073 | 7.892 | 0 | 2.94 | 11.04 | 29.4254 | 224.5971 | 0 | 0 | 8.5641 | 0
4266 | 178 | 27 | 6 | Friday | 17 | 0 | 131.178 | 27.1709 | 31.6926 | 55.9825 | 4.663 | 0 | 1.9516 | 14.88 | 22.1752 | 172.3842 | 0 | 0 | 5.0609 | 0
4267 | 178 | 27 | 6 | Friday | 18 | 0 | 44.641 | 13.5854 | 23.0973 | 40.9205 | 3.766 | 0 | 0.8561 | 4.8 | 13.9668 | 100.9852 | 0 | 0 | 4.0877 | 0
4268 | 178 | 27 | 6 | Friday | 19 | 0 | 0 | 0 | 21.3798 | 40.0131 | 2.69 | 0 | 0.0438 | 2.88 | 6.4704 | 64.2704 | 0 | 0 | 2.9198 | 0
4269 | 178 | 27 | 6 | Friday | 20 | 0 | 0 | 0 | 20.7318 | 33.1724 | 3.049 | 0 | 0.0496 | 0.96 | 2.5037 | 54.8611 | 0 | 0 | 3.3091 | 0
4270 | 178 | 27 | 6 | Friday | 21 | 0 | 0 | 0 | 23.6902 | 32.719 | 1.435 | 0 | 0.0234 | 0.96 | 1.184 | 57.3398 | 0 | 0 | 1.5571 | 0
4271 | 178 | 27 | 6 | Friday | 22 | 0 | 0 | 0 | 12.7362 | 17.8393 | 0.897 | 0 | 0.0146 | 0 | 0.2238 | 30.5541 | 0 | 0 | 0.9734 | 0
4272 | 178 | 27 | 6 | Friday | 23 | 0 | 0 | 0 | 6.1377 | 11.0335 | 0.897 | 0 | 0.0146 | 0 | 0 | 17.1498 | 0 | 0 | 0.9734 | 0
4273 | 179 | 28 | 6 | Saturday | 0 | 0 | 0 | 0 | 5.3495 | 10.6091 | 0.897 | 0 | 0.0146 | 0 | 0 | 15.9379 | 0 | 0 | 0.9734 | 0
4274 | 179 | 28 | 6 | Saturday | 1 | 0 | 0 | 0 | 5.1845 | 10.3969 | 0.897 | 0 | 0.0146 | 0 | 0 | 15.568 | 0 | 0 | 0.9734 | 0
4275 | 179 | 28 | 6 | Saturday | 2 | 0 | 0 | 0 | 5.1845 | 10.3969 | 0.897 | 0 | 0.0146 | 0 | 0 | 15.568 | 0 | 0 | 0.9734 | 0
4276 | 179 | 28 | 6 | Saturday | 3 | 0 | 0 | 0 | 5.1845 | 10.3969 | 0.897 | 0 | 0.0146 | 0 | 0 | 15.568 | 0 | 0 | 0.9734 | 0
4277 | 179 | 28 | 6 | Saturday | 4 | 0 | 0 | 0 | 5.1845 | 10.3969 | 0.897 | 0 | 0.0146 | 0 | 0 | 15.568 | 0 | 0 | 0.9734 | 0
4278 | 179 | 28 | 6 | Saturday | 5 | 0 | 0 | 0 | 5.6315 | 10.3969 | 1.435 | 0 | 0.0234 | 0 | 0.218 | 16.0238 | 0 | 0 | 1.5572 | 0
4279 | 179 | 28 | 6 | Saturday | 6 | 0 | 0 | 0 | 9.3257 | 14.454 | 1.255 | 0 | 0.0204 | 0 | 1.982 | 23.7681 | 0 | 0 | 1.3624 | 0
4280 | 179 | 28 | 6 | Saturday | 7 | 0 | 0 | 0 | 11.9573 | 18.078 | 1.973 | 0 | 0.0321 | 3.84 | 6.3617 | 33.8946 | 0 | 0 | 2.1413 | 0
4281 | 179 | 28 | 6 | Saturday | 8 | 0 | 0 | 0 | 17.0588 | 33.4891 | 2.69 | 0 | 0.2737 | 3.36 | 14.1431 | 54.1568 | 0 | 0 | 2.9199 | 0
4282 | 179 | 28 | 6 | Saturday | 9 | 0 | 0 | 0 | 18.1591 | 36.0383 | 3.766 | 0 | 0.5673 | 5.04 | 22.7333 | 59.7854 | 0 | 0 | 4.0878 | 0
4283 | 179 | 28 | 6 | Saturday | 10 | 0 | 0 | 0 | 18.0555 | 36.8872 | 3.408 | 0 | 1.2607 | 4.32 | 30.1258 | 60.5042 | 0 | 0 | 3.6984 | 0
4284 | 179 | 28 | 6 | Saturday | 11 | 0 | 0 | 0 | 17.199 | 36.8872 | 4.125 | 0 | 1.4608 | 6 | 35.5651 | 61.519 | 0 | 0 | 4.4771 | 0
4285 | 179 | 28 | 6 | Saturday | 12 | 0 | 0 | 0 | 13.3416 | 26.6109 | 3.587 | 0 | 1.458 | 5.04 | 38.848 | 46.4153 | 0 | 0 | 3.8931 | 0
4286 | 179 | 28 | 6 | Saturday | 13 | 0 | 3.352 | 0 | 14.0164 | 26.1571 | 3.408 | 0 | 0.855 | 3.12 | 39.9097 | 47.7249 | 0 | 0 | 3.6985 | 0
4287 | 179 | 28 | 6 | Saturday | 14 | 0 | 12.336 | 0 | 14.4607 | 26.1571 | 2.69 | 0 | 0.7518 | 1.92 | 38.6696 | 56.1525 | 0 | 0 | 2.9198 | 0
4288 | 179 | 28 | 6 | Saturday | 15 | 0 | 13.082 | 0 | 14.8523 | 26.1571 | 2.152 | 0 | 0.7871 | 0.96 | 35.1665 | 56.4519 | 0 | 0 | 2.3359 | 0
4289 | 179 | 28 | 6 | Saturday | 16 | 0 | 14.831 | 0 | 15.0823 | 26.1571 | 2.511 | 0 | 0.879 | 1.2 | 29.5624 | 58.5325 | 0 | 0 | 2.7252 | 0
4290 | 179 | 28 | 6 | Saturday | 17 | 0 | 15.032 | 0 | 11.688 | 19.2871 | 1.255 | 0 | 0.9122 | 1.44 | 22.2429 | 49.5728 | 0 | 0 | 1.3624 | 0
4291 | 179 | 28 | 6 | Saturday | 18 | 0 | 9.841 | 0 | 11.6822 | 19.2871 | 1.255 | 0 | 0.5509 | 0 | 13.9994 | 41.0714 | 0 | 0 | 1.3624 | 0
4292 | 179 | 28 | 6 | Saturday | 19 | 0 | 9.227 | 0 | 11.9589 | 19.2871 | 1.255 | 0 | 0.5611 | 0 | 6.5823 | 41.7145 | 0 | 0 | 1.3624 | 0
4293 | 179 | 28 | 6 | Saturday | 20 | 0 | 5.337 | 0 | 12.4659 | 19.2871 | 1.255 | 0 | 0.3392 | 0 | 2.5493 | 37.889 | 0 | 0 | 1.3624 | 0
4294 | 179 | 28 | 6 | Saturday | 21 | 0 | 0 | 0 | 13.6297 | 19.2871 | 1.614 | 0 | 0.0263 | 0 | 1.1867 | 32.8831 | 0 | 0 | 1.7518 | 0
4295 | 179 | 28 | 6 | Saturday | 22 | 0 | 0 | 0 | 12.5503 | 17.5892 | 0.897 | 0 | 0.0146 | 0 | 0.2236 | 30.1101 | 0 | 0 | 0.9734 | 0
4296 | 179 | 28 | 6 | Saturday | 23 | 0 | 0 | 0 | 6.6175 | 11.0335 | 0.897 | 0 | 0.0146 | 0 | 0 | 17.6217 | 0 | 0 | 0.9734 | 0
4297 | 180 | 29 | 6 | Sunday | 0 | 0 | 0 | 0 | 5.3583 | 10.6091 | 0.717 | 0 | 0.0117 | 0 | 0 | 15.935 | 0 | 0 | 0.7786 | 0
4298 | 180 | 29 | 6 | Sunday | 1 | 0 | 0 | 0 | 5.2005 | 10.3969 | 0.717 | 0 | 0.0117 | 0 | 0 | 15.5651 | 0 | 0 | 0.7787 | 0
4299 | 180 | 29 | 6 | Sunday | 2 | 0 | 0 | 0 | 5.1909 | 10.3969 | 0.717 | 0 | 0.0117 | 0 | 0 | 15.5651 | 0 | 0 | 0.7787 | 0
4300 | 180 | 29 | 6 | Sunday | 3 | 0 | 0 | 0 | 5.1909 | 10.3969 | 0.717 | 0 | 0.0117 | 0 | 0 | 15.5651 | 0 | 0 | 0.7787 | 0
4301 | 180 | 29 | 6 | Sunday | 4 | 0 | 0 | 0 | 5.1909 | 10.3969 | 0.717 | 0 | 0.0117 | 0 | 0 | 15.5651 | 0 | 0 | 0.7787 | 0
4302 | 180 | 29 | 6 | Sunday | 5 | 0 | 0 | 0 | 5.6436 | 10.3969 | 1.255 | 0 | 0.0204 | 0 | 0.2283 | 16.0265 | 0 | 0 | 1.3625 | 0
4303 | 180 | 29 | 6 | Sunday | 6 | 0 | 0 | 0 | 5.6934 | 11.0335 | 0.717 | 0 | 0.0117 | 0 | 2.013 | 16.697 | 0 | 0 | 0.7786 | 0
4304 | 180 | 29 | 6 | Sunday | 7 | 0 | 0 | 0 | 8.2066 | 14.6575 | 0.717 | 0 | 0.0117 | 0 | 6.3138 | 22.8342 | 0 | 0 | 0.7787 | 0
4305 | 180 | 29 | 6 | Sunday | 8 | 0 | 1.009 | 0 | 8.5099 | 15.5065 | 0.717 | 0 | 0.0663 | 0 | 13.5443 | 25.0077 | 0 | 0 | 0.7787 | 0
4306 | 180 | 29 | 6 | Sunday | 9 | 0 | 0.791 | 0 | 8.2045 | 15.5065 | 0.717 | 0 | 0.0549 | 0 | 20.3718 | 24.4852 | 0 | 0 | 0.7787 | 0
4307 | 180 | 29 | 6 | Sunday | 10 | 0 | 4.956 | 0 | 8.4271 | 16.3554 | 0.717 | 0 | 0.286 | 0 | 26.9742 | 30.0203 | 0 | 0 | 0.7787 | 0
4308 | 180 | 29 | 6 | Sunday | 11 | 0 | 4.736 | 0 | 7.9877 | 16.3554 | 1.076 | 0 | 0.2849 | 0 | 31.6828 | 29.4835 | 2.1993 | 0 | 1.168 | 0
4309 | 180 | 29 | 6 | Sunday | 12 | 0 | 7.382 | 0 | 9.3471 | 20.794 | 1.076 | 0 | 0.4425 | 0 | 34.8732 | 38.4245 | 0 | 0 | 1.1679 | 0
4310 | 180 | 29 | 6 | Sunday | 13 | 0 | 20.886 | 0 | 10.1168 | 20.794 | 1.614 | 0 | 1.0514 | 0 | 36.1574 | 50.0457 | 0 | 0 | 1.7518 | 0
4311 | 180 | 29 | 6 | Sunday | 14 | 0 | 22.448 | 0 | 11.1844 | 20.794 | 1.076 | 0 | 1.1103 | 0 | 32.8708 | 52.1852 | 0 | 0 | 1.1679 | 0
4312 | 180 | 29 | 6 | Sunday | 15 | 0 | 23.223 | 0 | 11.6792 | 20.794 | 0.717 | 0 | 1.2644 | 0 | 28.1061 | 55.7473 | 0 | 0 | 0.7786 | 0
4313 | 180 | 29 | 6 | Sunday | 16 | 0 | 23.338 | 0 | 11.6006 | 20.3695 | 0.717 | 0 | 1.1467 | 0 | 21.4606 | 52.7909 | 0 | 0 | 0.7787 | 0
4314 | 180 | 29 | 6 | Sunday | 17 | 0 | 17.655 | 0 | 11.495 | 19.916 | 0.717 | 0 | 0.9967 | 0 | 13.2752 | 49.8009 | 0 | 0 | 0.7787 | 0
4315 | 180 | 29 | 6 | Sunday | 18 | 0 | 17.926 | 0 | 11.7069 | 19.916 | 0.717 | 0 | 0.954 | 0 | 7.5923 | 48.9657 | 0 | 0 | 0.7787 | 0
4316 | 180 | 29 | 6 | Sunday | 19 | 0 | 14.822 | 0 | 12.1144 | 19.916 | 0.717 | 0 | 0.7922 | 0 | 4.7582 | 46.2382 | 0 | 0 | 0.7787 | 0
4317 | 180 | 29 | 6 | Sunday | 20 | 0 | 8.75 | 0 | 12.4296 | 19.916 | 0.717 | 0 | 0.4719 | 0 | 2.5965 | 40.4707 | 0 | 0 | 0.7787 | 0
4318 | 180 | 29 | 6 | Sunday | 21 | 0 | 0 | 0 | 13.5396 | 19.916 | 1.255 | 0 | 0.0204 | 0 | 0.8969 | 33.4256 | 0 | 0 | 1.3625 | 0
4319 | 180 | 29 | 6 | Sunday | 22 | 0 | 0 | 0 | 6.2927 | 11.8825 | 0.717 | 0 | 0.0117 | 0 | 0.1425 | 18.1549 | 0 | 0 | 0.7786 | 0
4320 | 180 | 29 | 6 | Sunday | 23 | 0 | 0 | 0 | 5.6618 | 11.0335 | 0.717 | 0 | 0.0117 | 0 | 0 | 16.675 | 0 | 0 | 0.7787 | 0
4321 | 181 | 30 | 6 | Monday | 0 | 0 | 0 | 0 | 5.1885 | 10.3969 | 0.897 | 0 | 0.0146 | 0 | 0 | 15.568 | 0 | 0 | 0.9734 | 0
4322 | 181 | 30 | 6 | Monday | 1 | 0 | 0 | 0 | 5.1829 | 10.3969 | 0.897 | 0 | 0.0146 | 0 | 0 | 15.568 | 0 | 0 | 0.9734 | 0
4323 | 181 | 30 | 6 | Monday | 2 | 0 | 0 | 0 | 5.1829 | 10.3969 | 0.897 | 0 | 0.0146 | 0 | 0 | 15.568 | 0 | 0 | 0.9734 | 0
4324 | 181 | 30 | 6 | Monday | 3 | 0 | 0 | 0 | 5.1829 | 10.3969 | 0.897 | 0 | 0.0146 | 0 | 0 | 15.568 | 0 | 0 | 0.9734 | 0
4325 | 181 | 30 | 6 | Monday | 4 | 0 | 0 | 0 | 5.6548 | 10.3969 | 0.897 | 0 | 0.0146 | 0 | 0 | 16.0399 | 0 | 0 | 0.9734 | 0
4326 | 181 | 30 | 6 | Monday | 5 | 0 | 0 | 0 | 8.8552 | 14.4831 | 1.435 | 0 | 0.0234 | 0 | 0.0498 | 23.3353 | 0 | 0 | 1.5572 | 0
4327 | 181 | 30 | 6 | Monday | 6 | 0 | 0 | 0 | 17.0124 | 21.1313 | 1.255 | 0 | 0.0204 | 0 | 0.4315 | 38.1305 | 0 | 0 | 1.3624 | 0
4328 | 181 | 30 | 6 | Monday | 7 | 0 | 60.697 | 12.6524 | 27.9713 | 37.109 | 3.408 | 0 | 1.261 | 8.4 | 1.0888 | 101.6891 | 0 | 0 | 3.6986 | 0
4329 | 181 | 30 | 6 | Monday | 8 | 0 | 57.645 | 27.1709 | 50.5588 | 79.9326 | 6.277 | 0 | 1.6796 | 16.56 | 2.0256 | 199.4473 | 0 | 0 | 6.8128 | 0
4330 | 181 | 30 | 6 | Monday | 9 | 0 | 59.242 | 27.1709 | 49.0679 | 84.3871 | 6.815 | 0 | 1.8453 | 10.32 | 3.5737 | 198.2134 | 0 | 0 | 7.3964 | 0
4331 | 181 | 30 | 6 | Monday | 10 | 0 | 66.989 | 27.1709 | 45.2499 | 85.6606 | 6.995 | 0 | 1.9 | 8.88 | 5.5352 | 194.6943 | 0 | 0 | 7.591 | 0
4332 | 181 | 30 | 6 | Monday | 11 | 0 | 81.366 | 27.1709 | 42.348 | 85.6606 | 8.43 | 0 | 2.0314 | 10.32 | 6.5609 | 194.6352 | 0 | 0 | 9.1477 | 0
4333 | 181 | 30 | 6 | Monday | 12 | 0 | 46.025 | 27.1709 | 38.667 | 78.8121 | 10.223 | 0 | 1.8207 | 13.92 | 8.4003 | 185.0569 | 0 | 0 | 11.0931 | 0
4334 | 181 | 30 | 6 | Monday | 13 | 0 | 87.369 | 27.1709 | 39.6726 | 85.6606 | 9.685 | 0 | 2.0813 | 11.52 | 13.2695 | 193.7028 | 0 | 0 | 10.5094 | 0
4335 | 181 | 30 | 6 | Monday | 14 | 0.548 | 42.414 | 27.1709 | 38.8087 | 85.6606 | 6.098 | 0 | 1.5106 | 8.88 | 19.2827 | 183.5032 | 0 | 0 | 7.1658 | 0
4336 | 181 | 30 | 6 | Monday | 15 | 0 | 13.753 | 27.1709 | 38.7179 | 85.6606 | 5.919 | 0 | 0.8506 | 8.88 | 22.2641 | 173.9547 | 0 | 0 | 6.4233 | 0
4337 | 181 | 30 | 6 | Monday | 16 | 0 | 11.691 | 27.1709 | 39.1191 | 85.2073 | 7.892 | 0 | 0.7863 | 11.04 | 20.6058 | 174.4528 | 0 | 0 | 8.5641 | 0
4338 | 181 | 30 | 6 | Monday | 17 | 0 | 2.471 | 27.1709 | 30.82 | 55.9825 | 4.663 | 0 | 0.2109 | 14.88 | 16.4499 | 131.4047 | 0 | 0 | 5.0609 | 0
4339 | 181 | 30 | 6 | Monday | 18 | 0 | 0.312 | 13.5854 | 22.6286 | 40.9205 | 3.766 | 0 | 0.078 | 4.8 | 11.9361 | 82.2568 | 0 | 0 | 4.0877 | 0
4340 | 181 | 30 | 6 | Monday | 19 | 0 | 0.605 | 0 | 20.8293 | 40.0131 | 2.69 | 0 | 0.0768 | 2.88 | 7.2361 | 64.329 | 0 | 0 | 2.9198 | 0
4341 | 181 | 30 | 6 | Monday | 20 | 0 | 0.607 | 0 | 20.1247 | 33.1724 | 3.049 | 0 | 0.0828 | 0.96 | 3.5105 | 54.8659 | 0 | 0 | 3.3091 | 0
4342 | 181 | 30 | 6 | Monday | 21 | 0 | 0 | 0 | 23.5071 | 32.719 | 1.435 | 0 | 0.0234 | 0.96 | 1.4137 | 57.1567 | 0 | 0 | 1.5571 | 0
4343 | 181 | 30 | 6 | Monday | 22 | 0 | 0 | 0 | 12.7362 | 17.8393 | 0.897 | 0 | 0.0146 | 0 | 0.2441 | 30.5541 | 0 | 0 | 0.9734 | 0
4344 | 181 | 30 | 6 | Monday | 23 | 0 | 0 | 0 | 6.1377 | 11.0335 | 0.897 | 0 | 0.0146 | 0 | 0 | 17.1498 | 0 | 0 | 0.9734 | 0
4345 | 182 | 1 | 7 | Tuesday | 0 | 0 | 0 | 0 | 5.1885 | 10.3969 | 0.874 | 0 | 0.0142 | 0 | 0 | 15.5676 | 0 | 0 | 0.9493 | 0
4346 | 182 | 1 | 7 | Tuesday | 1 | 0 | 0 | 0 | 5.1829 | 10.3969 | 0.874 | 0 | 0.0142 | 0 | 0 | 15.5676 | 0 | 0 | 0.9493 | 0
4347 | 182 | 1 | 7 | Tuesday | 2 | 0 | 0 | 0 | 5.1829 | 10.3969 | 0.874 | 0 | 0.0142 | 0 | 0 | 15.5676 | 0 | 0 | 0.9493 | 0
4348 | 182 | 1 | 7 | Tuesday | 3 | 0 | 0 | 0 | 5.1829 | 10.3969 | 0.874 | 0 | 0.0142 | 0 | 0 | 15.5676 | 0 | 0 | 0.9493 | 0
4349 | 182 | 1 | 7 | Tuesday | 4 | 0 | 0 | 0 | 5.6548 | 10.3969 | 0.874 | 0 | 0.0142 | 0 | 0 | 16.0395 | 0 | 0 | 0.9493 | 0
4350 | 182 | 1 | 7 | Tuesday | 5 | 0 | 0 | 0 | 8.8295 | 14.4831 | 1.399 | 0 | 0.0228 | 0 | 0.1735 | 23.309 | 0 | 0 | 1.5182 | 0
4351 | 182 | 1 | 7 | Tuesday | 6 | 0 | 0 | 0 | 15.7875 | 21.1313 | 1.224 | 0 | 0.0199 | 0 | 1.6401 | 36.9051 | 0 | 0 | 1.3286 | 0
4352 | 182 | 1 | 7 | Tuesday | 7 | 0 | 36.658 | 2.3723 | 22.5534 | 37.109 | 3.323 | 0 | 0.6654 | 8.4 | 5.5639 | 77.3536 | 0 | 0 | 3.6061 | 0
4353 | 182 | 1 | 7 | Tuesday | 8 | 0 | 63.264 | 27.1709 | 36.843 | 79.9326 | 6.12 | 0 | 1.906 | 16.56 | 12.3503 | 188.5695 | 0 | 0 | 6.6425 | 0
4354 | 182 | 1 | 7 | Tuesday | 9 | 0 | 104.861 | 27.1709 | 39.0832 | 84.3871 | 6.645 | 0 | 1.8915 | 10.32 | 19.486 | 197.7847 | 0 | 0 | 7.2115 | 0
4355 | 182 | 1 | 7 | Tuesday | 10 | 0 | 119.914 | 27.1709 | 38.5871 | 85.6606 | 6.82 | 0 | 2.042 | 8.88 | 25.3715 | 200.3379 | 0 | 0 | 7.4013 | 0
4356 | 182 | 1 | 7 | Tuesday | 11 | 0 | 211.102 | 27.1709 | 37.5277 | 85.6606 | 8.219 | 0 | 2.6406 | 10.32 | 29.6752 | 213.7253 | 0 | 0 | 8.919 | 0
4357 | 182 | 1 | 7 | Tuesday | 12 | 0 | 210.195 | 27.1709 | 34.3563 | 78.8121 | 9.968 | 0 | 2.6398 | 13.92 | 31.0487 | 207.8262 | 0 | 0 | 10.8157 | 0
4358 | 182 | 1 | 7 | Tuesday | 13 | 0 | 296.978 | 27.1709 | 37.212 | 85.6606 | 9.443 | 0 | 3.3665 | 11.52 | 29.7861 | 229.813 | 0 | 0 | 10.2467 | 0
4359 | 182 | 1 | 7 | Tuesday | 14 | 0 | 293.261 | 27.1709 | 38.294 | 85.6606 | 5.946 | 0 | 3.2486 | 8.88 | 26.7234 | 227.4833 | 0 | 0 | 6.4524 | 0
4360 | 182 | 1 | 7 | Tuesday | 15 | 0 | 298.816 | 27.1709 | 38.8572 | 85.6606 | 5.771 | 0 | 3.2904 | 8.88 | 22.6084 | 229.5422 | 0 | 0 | 6.2627 | 0
4361 | 182 | 1 | 7 | Tuesday | 16 | 0 | 303.291 | 27.1709 | 39.6053 | 85.2073 | 7.694 | 0 | 3.3712 | 11.04 | 19.4758 | 233.3568 | 0 | 0 | 8.3498 | 0
4362 | 182 | 1 | 7 | Tuesday | 17 | 0 | 184.863 | 27.1709 | 31.2826 | 55.9825 | 4.547 | 0 | 2.3345 | 14.88 | 15.1472 | 179.8432 | 0 | 0 | 4.9344 | 0
4363 | 182 | 1 | 7 | Tuesday | 18 | 0 | 55.318 | 13.5854 | 23.1954 | 40.9205 | 3.672 | 0 | 0.9311 | 4.8 | 9.3025 | 102.4002 | 0 | 0 | 3.9856 | 0
4364 | 182 | 1 | 7 | Tuesday | 19 | 0 | 0 | 0 | 21.9382 | 40.0131 | 2.623 | 0 | 0.0427 | 2.88 | 4.8858 | 64.8277 | 0 | 0 | 2.8467 | 0
4365 | 182 | 1 | 7 | Tuesday | 20 | 0 | 0 | 0 | 21.139 | 33.1724 | 2.973 | 0 | 0.187 | 0.96 | 2.3794 | 55.4056 | 0 | 0 | 3.2265 | 0
4366 | 182 | 1 | 7 | Tuesday | 21 | 0 | 0 | 0 | 23.8306 | 32.719 | 1.399 | 0 | 0.0228 | 0.96 | 0.9569 | 57.4796 | 0 | 0 | 1.5181 | 0
4367 | 182 | 1 | 7 | Tuesday | 22 | 0 | 0 | 0 | 12.7362 | 17.8393 | 0.874 | 0 | 0.0142 | 0 | 0.171 | 30.5537 | 0 | 0 | 0.9492 | 0
4368 | 182 | 1 | 7 | Tuesday | 23 | 0 | 0 | 0 | 6.1377 | 11.0335 | 0.874 | 0 | 0.0142 | 0 | 0 | 17.1494 | 0 | 0 | 0.9493 | 0
4369 | 183 | 2 | 7 | Wednesday | 0 | 0 | 0 | 0 | 5.1885 | 10.3969 | 0.874 | 0 | 0.0142 | 0 | 0 | 15.5676 | 0 | 0 | 0.9493 | 0
4370 | 183 | 2 | 7 | Wednesday | 1 | 0 | 0 | 0 | 5.1829 | 10.3969 | 0.874 | 0 | 0.0142 | 0 | 0 | 15.5676 | 0 | 0 | 0.9493 | 0
4371 | 183 | 2 | 7 | Wednesday | 2 | 0 | 0 | 0 | 5.1829 | 10.3969 | 0.874 | 0 | 0.0142 | 0 | 0 | 15.5676 | 0 | 0 | 0.9493 | 0
4372 | 183 | 2 | 7 | Wednesday | 3 | 0 | 0 | 0 | 5.1829 | 10.3969 | 0.874 | 0 | 0.0142 | 0 | 0 | 15.5676 | 0 | 0 | 0.9493 | 0
4373 | 183 | 2 | 7 | Wednesday | 4 | 0 | 0 | 0 | 5.6548 | 10.3969 | 0.874 | 0 | 0.0142 | 0 | 0 | 16.0395 | 0 | 0 | 0.9493 | 0
4374 | 183 | 2 | 7 | Wednesday | 5 | 0 | 0 | 0 | 8.8293 | 14.4831 | 1.399 | 0 | 0.0228 | 0 | 0.1692 | 23.3088 | 0 | 0 | 1.5182 | 0
4375 | 183 | 2 | 7 | Wednesday | 6 | 0 | 0 | 0 | 15.8196 | 21.1313 | 1.224 | 0 | 0.0199 | 0 | 1.6093 | 36.9373 | 0 | 0 | 1.3286 | 0
4376 | 183 | 2 | 7 | Wednesday | 7 | 0 | 21.332 | 4.7447 | 23.2276 | 37.109 | 3.323 | 0 | 0.8448 | 8.4 | 5.4164 | 80.3151 | 0 | 0 | 3.6061 | 0
4377 | 183 | 2 | 7 | Wednesday | 8 | 0 | 38.998 | 27.1709 | 39.0168 | 79.9326 | 6.12 | 0 | 1.6743 | 16.56 | 12.3325 | 186.1449 | 0 | 0 | 6.6425 | 0
4378 | 183 | 2 | 7 | Wednesday | 9 | 0 | 123.935 | 27.1709 | 39.5674 | 84.3871 | 6.645 | 0 | 1.9661 | 10.32 | 20.6002 | 200.9671 | 0 | 0 | 7.2115 | 0
4379 | 183 | 2 | 7 | Wednesday | 10 | 0 | 158.711 | 27.1709 | 38.7665 | 85.6606 | 6.82 | 0 | 2.278 | 8.88 | 27.4764 | 205.8148 | 0 | 0 | 7.4013 | 0
4380 | 183 | 2 | 7 | Wednesday | 11 | 0 | 270.128 | 27.1709 | 37.5514 | 85.6606 | 8.219 | 0 | 3.1393 | 10.32 | 32.227 | 223.8256 | 0 | 0 | 8.919 | 0
4381 | 183 | 2 | 7 | Wednesday | 12 | 0 | 264.234 | 27.1709 | 34.4027 | 78.8121 | 9.968 | 0 | 3.0124 | 13.92 | 31.3902 | 217.1636 | 0 | 0 | 10.8157 | 0
4382 | 183 | 2 | 7 | Wednesday | 13 | 0 | 298.666 | 27.1709 | 37.5943 | 85.6606 | 9.443 | 0 | 3.3712 | 11.52 | 27.3106 | 231.4744 | 0 | 0 | 10.2467 | 0
4383 | 183 | 2 | 7 | Wednesday | 14 | 0 | 304.092 | 27.1709 | 38.7794 | 85.6606 | 5.946 | 0 | 3.3674 | 8.88 | 26.6592 | 231.4817 | 0 | 0 | 6.4524 | 0
4384 | 183 | 2 | 7 | Wednesday | 15 | 0 | 309.949 | 27.1709 | 39.2337 | 85.6606 | 5.771 | 0 | 3.4332 | 8.88 | 26.6114 | 234.0993 | 0 | 0 | 6.2627 | 0
4385 | 183 | 2 | 7 | Wednesday | 16 | 0 | 311.146 | 27.1709 | 39.8642 | 85.2073 | 7.694 | 0 | 3.4843 | 11.04 | 23.1112 | 236.7096 | 0 | 0 | 8.3498 | 0
4386 | 183 | 2 | 7 | Wednesday | 17 | 0 | 196.221 | 27.1709 | 31.5005 | 55.9825 | 4.547 | 0 | 2.4207 | 14.88 | 17.963 | 182.509 | 0 | 0 | 4.9344 | 0
4387 | 183 | 2 | 7 | Wednesday | 18 | 0 | 57.888 | 13.5854 | 23.1629 | 40.9205 | 3.672 | 0 | 0.9477 | 4.8 | 12.4313 | 102.9097 | 0 | 0 | 3.9856 | 0
4388 | 183 | 2 | 7 | Wednesday | 19 | 0 | 0 | 0 | 21.7439 | 40.0131 | 2.623 | 0 | 0.0427 | 2.88 | 6.1383 | 64.6333 | 0 | 0 | 2.8467 | 0
4389 | 183 | 2 | 7 | Wednesday | 20 | 0 | 0 | 0 | 21.0719 | 33.1724 | 2.973 | 0 | 0.187 | 0.96 | 2.4545 | 55.3385 | 0 | 0 | 3.2265 | 0
4390 | 183 | 2 | 7 | Wednesday | 21 | 0 | 0 | 0 | 23.761 | 32.719 | 1.399 | 0 | 0.0228 | 0.96 | 1.0884 | 57.41 | 0 | 0 | 1.5181 | 0
4391 | 183 | 2 | 7 | Wednesday | 22 | 0 | 0 | 0 | 12.7362 | 17.8393 | 0.874 | 0 | 0.0142 | 0 | 0.2086 | 30.5537 | 0 | 0 | 0.9492 | 0
4392 | 183 | 2 | 7 | Wednesday | 23 | 0 | 0 | 0 | 6.1377 | 11.0335 | 0.874 | 0 | 0.0142 | 0 | 0 | 17.1494 | 0 | 0 | 0.9493 | 0
4393 | 184 | 3 | 7 | Thursday | 0 | 0 | 0 | 0 | 5.1885 | 10.3969 | 0.874 | 0 | 0.0142 | 0 | 0 | 15.5676 | 0 | 0 | 0.9493 | 0
4394 | 184 | 3 | 7 | Thursday | 1 | 0 | 0 | 0 | 5.1829 | 10.3969 | 0.874 | 0 | 0.0142 | 0 | 0 | 15.5676 | 0 | 0 | 0.9493 | 0
4395 | 184 | 3 | 7 | Thursday | 2 | 0 | 0 | 0 | 5.1829 | 10.3969 | 0.874 | 0 | 0.0142 | 0 | 0 | 15.5676 | 0 | 0 | 0.9493 | 0
4396 | 184 | 3 | 7 | Thursday | 3 | 0 | 0 | 0 | 5.1829 | 10.3969 | 0.874 | 0 | 0.0142 | 0 | 0 | 15.5676 | 0 | 0 | 0.9493 | 0
4397 | 184 | 3 | 7 | Thursday | 4 | 0 | 0 | 0 | 5.6548 | 10.3969 | 0.874 | 0 | 0.0142 | 0 | 0 | 16.0395 | 0 | 0 | 0.9493 | 0
4398 | 184 | 3 | 7 | Thursday | 5 | 0 | 0 | 0 | 8.8317 | 14.4831 | 1.399 | 0 | 0.0228 | 0 | 0.1745 | 23.3112 | 0 | 0 | 1.5182 | 0
4399 | 184 | 3 | 7 | Thursday | 6 | 0 | 0 | 0 | 15.9023 | 21.1313 | 1.224 | 0 | 0.0199 | 0 | 1.6804 | 37.0199 | 0 | 0 | 1.3286 | 0
4400 | 184 | 3 | 7 | Thursday | 7 | 0 | 20.217 | 5.5354 | 22.7891 | 37.109 | 3.323 | 0 | 0.8551 | 8.4 | 6.0397 | 79.9749 | 0 | 0 | 3.6061 | 0
4401 | 184 | 3 | 7 | Thursday | 8 | 0 | 32.512 | 27.1709 | 36.8981 | 79.9326 | 6.12 | 0 | 1.6841 | 16.56 | 13.6347 | 182.4192 | 0 | 0 | 6.6425 | 0
4402 | 184 | 3 | 7 | Thursday | 9 | 0 | 94.264 | 27.1709 | 39.2685 | 84.3871 | 6.645 | 0 | 1.8505 | 10.32 | 21.8452 | 194.7796 | 0 | 0 | 7.2115 | 0
4403 | 184 | 3 | 7 | Thursday | 10 | 0 | 130.48 | 27.1709 | 38.8442 | 85.6606 | 6.82 | 0 | 2.1344 | 8.88 | 29.1255 | 202.0055 | 0 | 0 | 7.4013 | 0
4404 | 184 | 3 | 7 | Thursday | 11 | 0 | 292.839 | 27.1709 | 37.5585 | 85.6606 | 8.219 | 0 | 3.3574 | 10.32 | 34.5611 | 228.3138 | 0 | 0 | 8.919 | 0
4405 | 184 | 3 | 7 | Thursday | 12 | 0 | 268.596 | 27.1709 | 34.1782 | 78.8121 | 9.968 | 0 | 3.0478 | 13.92 | 36.2413 | 218.5366 | 0 | 0 | 10.8157 | 0
4406 | 184 | 3 | 7 | Thursday | 13 | 0 | 304.948 | 27.1709 | 37.3325 | 85.6606 | 9.443 | 0 | 3.4463 | 11.52 | 32.4773 | 233.9534 | 0 | 0 | 10.2467 | 0
4407 | 184 | 3 | 7 | Thursday | 14 | 0 | 314.334 | 27.1709 | 38.8038 | 85.6606 | 5.946 | 0 | 3.4956 | 8.88 | 28.9335 | 235.6231 | 0 | 0 | 6.4524 | 0
4408 | 184 | 3 | 7 | Thursday | 15 | 0 | 318.729 | 27.1709 | 39.4167 | 85.6606 | 5.771 | 0 | 3.5578 | 8.88 | 26.4725 | 238.2447 | 0 | 0 | 6.2627 | 0
4409 | 184 | 3 | 7 | Thursday | 16 | 0 | 320.854 | 27.1709 | 39.9278 | 85.2073 | 7.694 | 0 | 3.6208 | 11.04 | 21.6669 | 241.5011 | 0 | 0 | 8.3498 | 0
4410 | 184 | 3 | 7 | Thursday | 17 | 0 | 214.646 | 27.1709 | 31.5566 | 55.9825 | 4.547 | 0 | 2.55 | 14.88 | 16.4755 | 187.0698 | 0 | 0 | 4.9344 | 0
4411 | 184 | 3 | 7 | Thursday | 18 | 0 | 58.407 | 13.5854 | 23.2752 | 40.9205 | 3.672 | 0 | 0.9447 | 4.8 | 10.6236 | 103.4728 | 0 | 0 | 3.9856 | 0
4412 | 184 | 3 | 7 | Thursday | 19 | 0 | 0 | 0 | 21.6195 | 40.0131 | 2.623 | 0 | 0.0427 | 2.88 | 5.3759 | 64.509 | 0 | 0 | 2.8467 | 0
4413 | 184 | 3 | 7 | Thursday | 20 | 0 | 0 | 0 | 21.1968 | 33.1724 | 2.973 | 0 | 0.1417 | 0.96 | 2.4101 | 55.4182 | 0 | 0 | 3.2265 | 0
4414 | 184 | 3 | 7 | Thursday | 21 | 0 | 0 | 0 | 23.8092 | 32.719 | 1.399 | 0 | 0.0228 | 0.96 | 0.9864 | 57.4582 | 0 | 0 | 1.5181 | 0
4415 | 184 | 3 | 7 | Thursday | 22 | 0 | 0 | 0 | 12.7362 | 17.8393 | 0.874 | 0 | 0.0142 | 0 | 0.1764 | 30.5537 | 0 | 0 | 0.9492 | 0
4416 | 184 | 3 | 7 | Thursday | 23 | 0 | 0 | 0 | 6.1377 | 11.0335 | 0.874 | 0 | 0.0142 | 0 | 0 | 17.1494 | 0 | 0 | 0.9493 | 0
4417 | 185 | 4 | 7 | Friday | 0 | 0 | 0 | 0 | 5.1885 | 10.3969 | 0.874 | 0 | 0.0142 | 0 | 0 | 15.5676 | 0 | 0 | 0.9493 | 0
4418 | 185 | 4 | 7 | Friday | 1 | 0 | 0 | 0 | 5.1829 | 10.3969 | 0.874 | 0 | 0.0142 | 0 | 0 | 15.5676 | 0 | 0 | 0.9493 | 0
4419 | 185 | 4 | 7 | Friday | 2 | 0 | 0 | 0 | 5.1829 | 10.3969 | 0.874 | 0 | 0.0142 | 0 | 0 | 15.5676 | 0 | 0 | 0.9493 | 0
4420 | 185 | 4 | 7 | Friday | 3 | 0 | 0 | 0 | 5.1829 | 10.3969 | 0.874 | 0 | 0.0142 | 0 | 0 | 15.5676 | 0 | 0 | 0.9493 | 0
4421 | 185 | 4 | 7 | Friday | 4 | 0 | 0 | 0 | 5.6548 | 10.3969 | 0.874 | 0 | 0.0142 | 0 | 0 | 16.0395 | 0 | 0 | 0.9493 | 0
4422 | 185 | 4 | 7 | Friday | 5 | 0 | 0 | 0 | 8.8505 | 14.4831 | 1.399 | 0 | 0.0228 | 0 | 0.1893 | 23.33 | 0 | 0 | 1.5182 | 0
4423 | 185 | 4 | 7 | Friday | 6 | 0 | 0 | 0 | 16.2695 | 21.1313 | 1.224 | 0 | 0.0199 | 0 | 1.6117 | 37.3872 | 0 | 0 | 1.3286 | 0
4424 | 185 | 4 | 7 | Friday | 7 | 0 | 24.737 | 4.7447 | 24.0855 | 37.109 | 3.323 | 0 | 0.9642 | 8.4 | 3.8807 | 81.6487 | 0 | 0 | 3.6061 | 0
4425 | 185 | 4 | 7 | Friday | 8 | 0 | 34.98 | 27.1709 | 38.2898 | 79.9326 | 6.12 | 0 | 1.7182 | 16.56 | 6.7403 | 185.5816 | 0 | 0 | 6.6425 | 0
4426 | 185 | 4 | 7 | Friday | 9 | 0 | 41.417 | 27.1709 | 39.9212 | 84.3871 | 6.645 | 0 | 1.6933 | 10.32 | 9.7216 | 188.2365 | 0 | 0 | 7.2115 | 0
4427 | 185 | 4 | 7 | Friday | 10 | 0 | 41.519 | 27.1709 | 39.6493 | 85.6606 | 6.82 | 0 | 1.7004 | 8.88 | 12.9651 | 187.9283 | 0 | 0 | 7.4013 | 0
4428 | 185 | 4 | 7 | Friday | 11 | 0 | 48.681 | 27.1709 | 38.2444 | 85.6606 | 8.219 | 0 | 1.7659 | 10.32 | 16.6844 | 188.1738 | 0 | 0 | 8.919 | 0
4429 | 185 | 4 | 7 | Friday | 12 | 0 | 19.376 | 27.1709 | 36.0664 | 78.8121 | 9.968 | 0 | 1.1939 | 13.92 | 17.7088 | 174.4708 | 0 | 0 | 10.8157 | 0
4430 | 185 | 4 | 7 | Friday | 13 | 0 | 97.935 | 27.1709 | 38.928 | 85.6606 | 9.443 | 0 | 1.9242 | 11.52 | 17.1877 | 197.2463 | 0 | 0 | 10.2467 | 0
4431 | 185 | 4 | 7 | Friday | 14 | 0 | 82.869 | 27.1709 | 39.0693 | 85.6606 | 5.946 | 0 | 1.8779 | 8.88 | 20.383 | 195.9686 | 0 | 0 | 6.4524 | 0
4432 | 185 | 4 | 7 | Friday | 15 | 0 | 76.459 | 27.1709 | 39.3651 | 85.6606 | 5.771 | 0 | 1.8595 | 8.88 | 23.1295 | 195.5668 | 0 | 0 | 6.2627 | 0
4433 | 185 | 4 | 7 | Friday | 16 | 0 | 75.649 | 27.1709 | 39.9821 | 85.2073 | 7.694 | 0 | 1.8844 | 11.04 | 19.9223 | 197.8289 | 0 | 0 | 8.3498 | 0
4434 | 185 | 4 | 7 | Friday | 17 | 0 | 35.737 | 27.1709 | 31.5124 | 55.9825 | 4.547 | 0 | 1.4255 | 14.88 | 14.7216 | 159.0134 | 0 | 0 | 4.9344 | 0
4435 | 185 | 4 | 7 | Friday | 18 | 0 | 27.141 | 13.5854 | 23.1563 | 40.9205 | 3.672 | 0 | 0.8459 | 4.8 | 10.7263 | 98.8934 | 0 | 0 | 3.9856 | 0
4436 | 185 | 4 | 7 | Friday | 19 | 0 | 0 | 0 | 21.6885 | 40.0131 | 2.623 | 0 | 0.0427 | 2.88 | 6.0227 | 64.578 | 0 | 0 | 2.8467 | 0
4437 | 185 | 4 | 7 | Friday | 20 | 0 | 0 | 0 | 21.2566 | 33.1724 | 2.973 | 0 | 0.1417 | 0.96 | 2.7079 | 55.478 | 0 | 0 | 3.2265 | 0
4438 | 185 | 4 | 7 | Friday | 21 | 0 | 0 | 0 | 23.7117 | 32.719 | 1.399 | 0 | 0.0228 | 0.96 | 1.1632 | 57.3607 | 0 | 0 | 1.5181 | 0
4439 | 185 | 4 | 7 | Friday | 22 | 0 | 0 | 0 | 12.7362 | 17.8393 | 0.874 | 0 | 0.0142 | 0 | 0.2006 | 30.5537 | 0 | 0 | 0.9492 | 0
4440 | 185 | 4 | 7 | Friday | 23 | 0 | 0 | 0 | 6.1377 | 11.0335 | 0.874 | 0 | 0.0142 | 0 | 0 | 17.1494 | 0 | 0 | 0.9493 | 0
4441 | 186 | 5 | 7 | Saturday | 0 | 0 | 0 | 0 | 5.3495 | 10.6091 | 0.874 | 0 | 0.0142 | 0 | 0 | 15.9376 | 0 | 0 | 0.9493 | 0
4442 | 186 | 5 | 7 | Saturday | 1 | 0 | 0 | 0 | 5.1845 | 10.3969 | 0.874 | 0 | 0.0142 | 0 | 0 | 15.5676 | 0 | 0 | 0.9493 | 0
4443 | 186 | 5 | 7 | Saturday | 2 | 0 | 0 | 0 | 5.1845 | 10.3969 | 0.874 | 0 | 0.0142 | 0 | 0 | 15.5676 | 0 | 0 | 0.9493 | 0
4444 | 186 | 5 | 7 | Saturday | 3 | 0 | 0 | 0 | 5.1845 | 10.3969 | 0.874 | 0 | 0.0142 | 0 | 0 | 15.5676 | 0 | 0 | 0.9493 | 0
4445 | 186 | 5 | 7 | Saturday | 4 | 0 | 0 | 0 | 5.1845 | 10.3969 | 0.874 | 0 | 0.0142 | 0 | 0 | 15.5676 | 0 | 0 | 0.9493 | 0
4446 | 186 | 5 | 7 | Saturday | 5 | 0 | 0 | 0 | 5.6564 | 10.3969 | 1.399 | 0 | 0.0228 | 0 | 0.1314 | 16.0481 | 0 | 0 | 1.5182 | 0
4447 | 186 | 5 | 7 | Saturday | 6 | 0 | 0 | 0 | 10.0089 | 14.454 | 1.224 | 0 | 0.0199 | 0 | 1.1816 | 24.4508 | 0 | 0 | 1.3286 | 0
4448 | 186 | 5 | 7 | Saturday | 7 | 0 | 0 | 0 | 12.553 | 18.078 | 1.924 | 0 | 0.0313 | 3.84 | 3.5681 | 34.4896 | 0 | 0 | 2.0877 | 0
4449 | 186 | 5 | 7 | Saturday | 8 | 0 | 0 | 0 | 18.3424 | 33.4891 | 2.623 | 0 | 0.0427 | 3.36 | 6.1024 | 55.2094 | 0 | 0 | 2.8468 | 0
4450 | 186 | 5 | 7 | Saturday | 9 | 0 | 0 | 0 | 19.2214 | 36.0383 | 3.672 | 0 | 0.5203 | 5.04 | 9.531 | 60.8008 | 0 | 0 | 3.9857 | 0
4451 | 186 | 5 | 7 | Saturday | 10 | 0 | 0 | 0 | 18.4717 | 36.8872 | 3.323 | 0 | 1.441 | 4.32 | 17.4854 | 61.1007 | 0 | 0 | 3.606 | 0
4452 | 186 | 5 | 7 | Saturday | 11 | 0 | 0 | 0 | 17.4123 | 36.8872 | 4.022 | 0 | 1.4677 | 6 | 25.5936 | 61.7392 | 0 | 0 | 4.3651 | 0
4453 | 186 | 5 | 7 | Saturday | 12 | 0 | 0 | 0 | 13.6354 | 26.6109 | 3.497 | 0 | 1.4558 | 5.04 | 32.3338 | 46.7069 | 0 | 0 | 3.7958 | 0
4454 | 186 | 5 | 7 | Saturday | 13 | 0 | 6.686 | 0 | 14.1068 | 26.1571 | 3.323 | 0 | 0.7098 | 3.12 | 35.8559 | 50.806 | 0 | 0 | 3.606 | 0
4455 | 186 | 5 | 7 | Saturday | 14 | 0 | 14.115 | 0 | 14.3309 | 26.1571 | 2.623 | 0 | 0.8448 | 1.92 | 36.2932 | 57.4436 | 0 | 0 | 2.8468 | 0
4456 | 186 | 5 | 7 | Saturday | 15 | 0 | 15.494 | 0 | 14.748 | 26.1571 | 2.098 | 0 | 0.863 | 0.96 | 34.4928 | 57.273 | 0 | 0 | 2.2775 | 0
4457 | 186 | 5 | 7 | Saturday | 16 | 0 | 18.264 | 0 | 15.0703 | 26.1571 | 2.448 | 0 | 1.0085 | 1.2 | 29.1867 | 60.34 | 0 | 0 | 2.6571 | 0
4458 | 186 | 5 | 7 | Saturday | 17 | 0 | 14.873 | 0 | 11.6358 | 19.2871 | 1.224 | 0 | 0.8707 | 1.44 | 22.0341 | 48.2887 | 0 | 0 | 1.3285 | 0
4459 | 186 | 5 | 7 | Saturday | 18 | 0 | 12.235 | 0 | 11.7216 | 19.2871 | 1.224 | 0 | 0.7042 | 0 | 14.0129 | 43.7548 | 0 | 0 | 1.3286 | 0
4460 | 186 | 5 | 7 | Saturday | 19 | 0 | 11.93 | 0 | 12.0082 | 19.2871 | 1.224 | 0 | 0.697 | 0 | 6.593 | 43.9348 | 0 | 0 | 1.3286 | 0
4461 | 186 | 5 | 7 | Saturday | 20 | 0 | 5.161 | 0 | 12.5245 | 19.2871 | 1.224 | 0 | 0.3158 | 0 | 2.5769 | 37.2929 | 0 | 0 | 1.3286 | 0
4462 | 186 | 5 | 7 | Saturday | 21 | 0 | 0 | 0 | 13.6276 | 19.2871 | 1.574 | 0 | 0.0256 | 0 | 1.1745 | 32.8804 | 0 | 0 | 1.7082 | 0
4463 | 186 | 5 | 7 | Saturday | 22 | 0 | 0 | 0 | 12.5503 | 17.5892 | 0.874 | 0 | 0.0142 | 0 | 0.2218 | 30.1097 | 0 | 0 | 0.9492 | 0
4464 | 186 | 5 | 7 | Saturday | 23 | 0 | 0 | 0 | 6.6175 | 11.0335 | 0.874 | 0 | 0.0142 | 0 | 0 | 17.6213 | 0 | 0 | 0.9493 | 0
4465 | 187 | 6 | 7 | Sunday | 0 | 0 | 0 | 0 | 5.3583 | 10.6091 | 0.699 | 0 | 0.0114 | 0 | 0 | 15.9347 | 0 | 0 | 0.7591 | 0
4466 | 187 | 6 | 7 | Sunday | 1 | 0 | 0 | 0 | 5.2005 | 10.3969 | 0.699 | 0 | 0.0114 | 0 | 0 | 15.5648 | 0 | 0 | 0.7592 | 0
4467 | 187 | 6 | 7 | Sunday | 2 | 0 | 0 | 0 | 5.1909 | 10.3969 | 0.699 | 0 | 0.0114 | 0 | 0 | 15.5648 | 0 | 0 | 0.7592 | 0
4468 | 187 | 6 | 7 | Sunday | 3 | 0 | 0 | 0 | 5.1909 | 10.3969 | 0.699 | 0 | 0.0114 | 0 | 0 | 15.5648 | 0 | 0 | 0.7592 | 0
4469 | 187 | 6 | 7 | Sunday | 4 | 0 | 0 | 0 | 5.1909 | 10.3969 | 0.699 | 0 | 0.0114 | 0 | 0 | 15.5648 | 0 | 0 | 0.7592 | 0
4470 | 187 | 6 | 7 | Sunday | 5 | 0 | 0 | 0 | 5.6613 | 10.3969 | 1.224 | 0 | 0.0199 | 0 | 0.2203 | 16.0437 | 0 | 0 | 1.3286 | 0
4471 | 187 | 6 | 7 | Sunday | 6 | 0 | 0 | 0 | 5.9361 | 11.0335 | 0.699 | 0 | 0.0114 | 0 | 1.827 | 16.9395 | 0 | 0 | 0.7591 | 0
4472 | 187 | 6 | 7 | Sunday | 7 | 0 | 0 | 0 | 8.4039 | 14.6575 | 0.699 | 0 | 0.0114 | 0 | 4.2094 | 23.0312 | 0 | 0 | 0.7592 | 0
4473 | 187 | 6 | 7 | Sunday | 8 | 0 | 0 | 0 | 8.791 | 15.5065 | 0.699 | 0 | 0.0114 | 0 | 5.8905 | 24.2569 | 0 | 0 | 0.7592 | 0
4474 | 187 | 6 | 7 | Sunday | 9 | 0 | 0 | 0 | 8.4162 | 15.5065 | 0.699 | 0 | 0.0114 | 0 | 7.9853 | 23.8821 | 0 | 0 | 0.7592 | 0
4475 | 187 | 6 | 7 | Sunday | 10 | 0 | 4.553 | 0 | 8.8409 | 16.3554 | 0.699 | 0 | 0.2598 | 0 | 9.8919 | 29.7522 | 0 | 0 | 0.7592 | 0
4476 | 187 | 6 | 7 | Sunday | 11 | 0 | 4.686 | 0 | 8.6662 | 16.3554 | 1.049 | 0 | 0.2708 | 0 | 12.7182 | 29.7095 | 0 | 0 | 1.1387 | 0
4477 | 187 | 6 | 7 | Sunday | 12 | 0 | 7.496 | 0 | 10.3822 | 20.794 | 1.049 | 0 | 0.43 | 0 | 20.9919 | 38.8171 | 0 | 0 | 1.1387 | 0
4478 | 187 | 6 | 7 | Sunday | 13 | 0 | 19.82 | 0 | 10.4135 | 20.794 | 1.574 | 0 | 0.9826 | 0 | 29.6818 | 48.3226 | 0 | 0 | 1.7082 | 0
4479 | 187 | 6 | 7 | Sunday | 14 | 0 | 19.752 | 0 | 11.0563 | 20.794 | 1.049 | 0 | 1.0387 | 0 | 33.9826 | 50.4209 | 0 | 0 | 1.1387 | 0
4480 | 187 | 6 | 7 | Sunday | 15 | 0 | 23.322 | 0 | 11.6366 | 20.794 | 0.699 | 0 | 1.2102 | 0 | 31.9405 | 54.2705 | 0 | 0 | 0.7591 | 0
4481 | 187 | 6 | 7 | Sunday | 16 | 0 | 23.516 | 0 | 11.7731 | 20.3695 | 0.699 | 0 | 1.2821 | 0 | 24.3132 | 55.382 | 0 | 0 | 0.7592 | 0
4482 | 187 | 6 | 7 | Sunday | 17 | 0 | 20.369 | 0 | 11.6314 | 19.916 | 0.699 | 0 | 1.04 | 0 | 16.6444 | 50.2094 | 0 | 0 | 0.7592 | 0
4483 | 187 | 6 | 7 | Sunday | 18 | 0 | 19.555 | 0 | 11.7945 | 19.916 | 0.699 | 0 | 1.0002 | 0 | 10.6791 | 49.6495 | 0 | 0 | 0.7592 | 0
4484 | 187 | 6 | 7 | Sunday | 19 | 0 | 17.574 | 0 | 12.0171 | 19.916 | 0.699 | 0 | 0.9767 | 0 | 5.8116 | 49.5878 | 0 | 0 | 0.7592 | 0
4485 | 187 | 6 | 7 | Sunday | 20 | 0 | 8.938 | 0 | 12.1005 | 19.916 | 0.699 | 0 | 0.49 | 0 | 2.9361 | 40.6825 | 0 | 0 | 0.7592 | 0
4486 | 187 | 6 | 7 | Sunday | 21 | 0 | 0 | 0 | 13.3097 | 19.916 | 1.224 | 0 | 0.0199 | 0 | 1.3293 | 33.1952 | 0 | 0 | 1.3286 | 0
4487 | 187 | 6 | 7 | Sunday | 22 | 0 | 0 | 0 | 6.2927 | 11.8825 | 0.699 | 0 | 0.0114 | 0 | 0.2074 | 18.1546 | 0 | 0 | 0.7591 | 0
4488 | 187 | 6 | 7 | Sunday | 23 | 0 | 0 | 0 | 5.6618 | 11.0335 | 0.699 | 0 | 0.0114 | 0 | 0 | 16.6747 | 0 | 0 | 0.7592 | 0
4489 | 188 | 7 | 7 | Monday | 0 | 0 | 0 | 0 | 5.1885 | 10.3969 | 0.874 | 0 | 0.0142 | 0 | 0 | 15.5676 | 0 | 0 | 0.9493 | 0
4490 | 188 | 7 | 7 | Monday | 1 | 0 | 0 | 0 | 5.1829 | 10.3969 | 0.874 | 0 | 0.0142 | 0 | 0 | 15.5676 | 0 | 0 | 0.9493 | 0
4491 | 188 | 7 | 7 | Monday | 2 | 0 | 0 | 0 | 5.1829 | 10.3969 | 0.874 | 0 | 0.0142 | 0 | 0 | 15.5676 | 0 | 0 | 0.9493 | 0
4492 | 188 | 7 | 7 | Monday | 3 | 0 | 0 | 0 | 5.1829 | 10.3969 | 0.874 | 0 | 0.0142 | 0 | 0 | 15.5676 | 0 | 0 | 0.9493 | 0
4493 | 188 | 7 | 7 | Monday | 4 | 0 | 0 | 0 | 5.6548 | 10.3969 | 0.874 | 0 | 0.0142 | 0 | 0 | 16.0395 | 0 | 0 | 0.9493 | 0
4494 | 188 | 7 | 7 | Monday | 5 | 0 | 0 | 0 | 8.8419 | 14.4831 | 1.399 | 0 | 0.0228 | 0 | 0.1655 | 23.3214 | 0 | 0 | 1.5182 | 0
4495 | 188 | 7 | 7 | Monday | 6 | 0 | 0 | 0 | 16.0158 | 21.1313 | 1.224 | 0 | 0.0199 | 0 | 1.5438 | 37.1335 | 0 | 0 | 1.3286 | 0
4496 | 188 | 7 | 7 | Monday | 7 | 0 | 66.684 | 5.5354 | 22.941 | 37.109 | 3.323 | 0 | 1.2312 | 8.4 | 5.8764 | 87.1281 | 0 | 0 | 3.6061 | 0
4497 | 188 | 7 | 7 | Monday | 8 | 0.376 | 63.883 | 27.1709 | 37.0109 | 79.9326 | 6.12 | 0 | 1.6653 | 16.56 | 13.4063 | 185.238 | 0 | 0 | 7.0186 | 0
4498 | 188 | 7 | 7 | Monday | 9 | 0 | 26.971 | 27.1709 | 39.3517 | 84.3871 | 6.645 | 0 | 1.5216 | 10.32 | 21.0092 | 185.6006 | 0 | 0 | 7.2115 | 0
4499 | 188 | 7 | 7 | Monday | 10 | 0 | 34.147 | 27.1709 | 38.8578 | 85.6606 | 6.82 | 0 | 1.6529 | 8.88 | 27.2354 | 186.6127 | 0 | 0 | 7.4013 | 0
4500 | 188 | 7 | 7 | Monday | 11 | 0 | 43.007 | 27.1709 | 37.5053 | 85.6606 | 8.219 | 0 | 1.7288 | 10.32 | 30.5681 | 187.0193 | 0 | 0 | 8.919 | 0
4501 | 188 | 7 | 7 | Monday | 12 | 0 | 29.682 | 27.1709 | 34.3454 | 78.8121 | 9.968 | 0 | 1.2632 | 13.92 | 30.928 | 173.0522 | 0 | 0 | 10.8157 | 0
4502 | 188 | 7 | 7 | Monday | 13 | 0 | 61.617 | 27.1709 | 37.3909 | 85.6606 | 9.443 | 0 | 1.8858 | 11.52 | 31.5957 | 189.6633 | 0 | 0 | 10.2467 | 0
4503 | 188 | 7 | 7 | Monday | 14 | 0 | 95.041 | 27.1709 | 38.6428 | 85.6606 | 5.946 | 0 | 1.8388 | 8.88 | 31.2656 | 194.0411 | 0 | 0 | 6.4524 | 0
4504 | 188 | 7 | 7 | Monday | 15 | 0 | 77.144 | 27.1709 | 39.1721 | 85.6606 | 5.771 | 0 | 1.8831 | 8.88 | 28.6625 | 195.4719 | 0 | 0 | 6.2627 | 0
4505 | 188 | 7 | 7 | Monday | 16 | 0 | 60.763 | 27.1709 | 39.839 | 85.2073 | 7.694 | 0 | 1.9134 | 11.04 | 24.5876 | 191.9319 | 0 | 0 | 8.3498 | 0
4506 | 188 | 7 | 7 | Monday | 17 | 0 | 0 | 27.1709 | 31.3725 | 55.9825 | 4.547 | 0 | 1.494 | 14.88 | 18.5948 | 130.8855 | 0 | 0 | 4.9344 | 0
4507 | 188 | 7 | 7 | Monday | 18 | 0 | 8.389 | 13.5854 | 23.0651 | 40.9205 | 3.672 | 0 | 0.8394 | 4.8 | 11.3782 | 88.7038 | 0 | 0 | 3.9856 | 0
4508 | 188 | 7 | 7 | Monday | 19 | 0 | 0.101 | 0 | 21.8466 | 40.0131 | 2.623 | 0 | 0.0947 | 2.88 | 5.4239 | 64.8901 | 0 | 0 | 2.8467 | 0
4509 | 188 | 7 | 7 | Monday | 20 | 0 | 1.243 | 0 | 21.2077 | 33.1724 | 2.973 | 0 | 0.1628 | 0.96 | 2.574 | 56.6518 | 0 | 0 | 3.2265 | 0
4510 | 188 | 7 | 7 | Monday | 21 | 0 | 0 | 0 | 23.7744 | 32.719 | 1.399 | 0 | 0.0228 | 0.96 | 1.0917 | 57.4234 | 0 | 0 | 1.5181 | 0
4511 | 188 | 7 | 7 | Monday | 22 | 0 | 0 | 0 | 12.7362 | 17.8393 | 0.874 | 0 | 0.0142 | 0 | 0.1912 | 30.5537 | 0 | 0 | 0.9492 | 0
4512 | 188 | 7 | 7 | Monday | 23 | 0 | 0 | 0 | 6.1377 | 11.0335 | 0.874 | 0 | 0.0142 | 0 | 0 | 17.1494 | 0 | 0 | 0.9493 | 0
4513 | 189 | 8 | 7 | Tuesday | 0 | 0 | 0 | 0 | 5.1885 | 10.3969 | 0.874 | 0 | 0.0142 | 0 | 0 | 15.5676 | 0 | 0 | 0.9493 | 0
4514 | 189 | 8 | 7 | Tuesday | 1 | 0 | 0 | 0 | 5.1829 | 10.3969 | 0.874 | 0 | 0.0142 | 0 | 0 | 15.5676 | 0 | 0 | 0.9493 | 0
4515 | 189 | 8 | 7 | Tuesday | 2 | 0 | 0 | 0 | 5.1829 | 10.3969 | 0.874 | 0 | 0.0142 | 0 | 0 | 15.5676 | 0 | 0 | 0.9493 | 0
4516 | 189 | 8 | 7 | Tuesday | 3 | 0 | 0 | 0 | 5.1829 | 10.3969 | 0.874 | 0 | 0.0142 | 0 | 0 | 15.5676 | 0 | 0 | 0.9493 | 0
4517 | 189 | 8 | 7 | Tuesday | 4 | 0 | 0 | 0 | 5.6548 | 10.3969 | 0.874 | 0 | 0.0142 | 0 | 0 | 16.0395 | 0 | 0 | 0.9493 | 0
4518 | 189 | 8 | 7 | Tuesday | 5 | 0 | 0 | 0 | 8.8479 | 14.4831 | 1.399 | 0 | 0.0228 | 0 | 0.1885 | 23.3273 | 0 | 0 | 1.5182 | 0
4519 | 189 | 8 | 7 | Tuesday | 6 | 0 | 0 | 0 | 16.0442 | 21.1313 | 1.224 | 0 | 0.0199 | 0 | 1.6642 | 37.1619 | 0 | 0 | 1.3286 | 0
4520 | 189 | 8 | 7 | Tuesday | 7 | 0 | 33.343 | 3.1631 | 22.767 | 37.109 | 3.323 | 0 | 0.6271 | 8.4 | 5.0745 | 78.1748 | 0 | 0 | 3.6061 | 0
4521 | 189 | 8 | 7 | Tuesday | 8 | 0 | 39.18 | 27.1709 | 36.9122 | 79.9326 | 6.12 | 0 | 1.6944 | 16.56 | 9.187 | 186.7843 | 0 | 0 | 6.6425 | 0
4522 | 189 | 8 | 7 | Tuesday | 9 | 0 | 40.925 | 27.1709 | 39.7417 | 84.3871 | 6.645 | 0 | 1.7108 | 10.32 | 13.6729 | 187.6692 | 0 | 0 | 7.2115 | 0
4523 | 189 | 8 | 7 | Tuesday | 10 | 0.413 | 11.354 | 27.1709 | 39.0745 | 85.6606 | 6.82 | 0 | 0.7376 | 8.88 | 21.3583 | 172.0489 | 0 | 0 | 7.8144 | 0
4524 | 189 | 8 | 7 | Tuesday | 11 | 0 | 28.932 | 27.1709 | 37.5742 | 85.6606 | 8.219 | 0 | 1.5732 | 10.32 | 26.5304 | 185.3664 | 0 | 0 | 8.919 | 0
4525 | 189 | 8 | 7 | Tuesday | 12 | 0 | 7.841 | 27.1709 | 34.3352 | 78.8121 | 9.968 | 0 | 0.5763 | 13.92 | 28.9933 | 161.9579 | 0 | 0 | 10.8157 | 0
4526 | 189 | 8 | 7 | Tuesday | 13 | 0 | 24.324 | 27.1709 | 37.0353 | 85.6606 | 9.443 | 0 | 1.1394 | 11.52 | 30.981 | 178.0179 | 0 | 0 | 10.2467 | 0
4527 | 189 | 8 | 7 | Tuesday | 14 | 0 | 33.524 | 27.1709 | 38.0438 | 85.6606 | 5.946 | 0 | 1.4459 | 8.88 | 27.9773 | 182.2535 | 0 | 0 | 6.4524 | 0
4528 | 189 | 8 | 7 | Tuesday | 15 | 0 | 24.886 | 27.1709 | 38.858 | 85.6606 | 5.771 | 0 | 1.2659 | 8.88 | 21.3447 | 180.887 | 0 | 0 | 6.2627 | 0
4529 | 189 | 8 | 7 | Tuesday | 16 | 0 | 24.473 | 27.1709 | 39.9924 | 85.2073 | 7.694 | 0 | 1.4097 | 11.04 | 15.8439 | 185.618 | 0 | 0 | 8.3498 | 0
4530 | 189 | 8 | 7 | Tuesday | 17 | 0 | 4.521 | 27.1709 | 31.4721 | 55.9825 | 4.547 | 0 | 0.2896 | 14.88 | 12.6315 | 133.3908 | 0 | 0 | 4.9344 | 0
4531 | 189 | 8 | 7 | Tuesday | 18 | 0 | 1.983 | 13.5854 | 23.4087 | 40.9205 | 3.672 | 0 | 0.1691 | 4.8 | 9.6536 | 84.7208 | 0 | 0 | 3.9856 | 0
4532 | 189 | 8 | 7 | Tuesday | 19 | 0 | 0 | 0 | 22.1158 | 40.0131 | 2.623 | 0 | 0.0427 | 2.88 | 5.3416 | 65.0053 | 0 | 0 | 2.8467 | 0
4533 | 189 | 8 | 7 | Tuesday | 20 | 0 | 0.593 | 0 | 21.515 | 33.1724 | 2.973 | 0 | 0.0805 | 0.96 | 2.5475 | 56.2404 | 0 | 0 | 3.2265 | 0
4534 | 189 | 8 | 7 | Tuesday | 21 | 0 | 0 | 0 | 23.8382 | 32.719 | 1.399 | 0 | 0.0228 | 0.96 | 0.987 | 57.4873 | 0 | 0 | 1.5181 | 0
4535 | 189 | 8 | 7 | Tuesday | 22 | 0 | 0 | 0 | 12.7362 | 17.8393 | 0.874 | 0 | 0.0142 | 0 | 0.1595 | 30.5537 | 0 | 0 | 0.9492 | 0
4536 | 189 | 8 | 7 | Tuesday | 23 | 0 | 0 | 0 | 6.1377 | 11.0335 | 0.874 | 0 | 0.0142 | 0 | 0 | 17.1494 | 0 | 0 | 0.9493 | 0
4537 | 190 | 9 | 7 | Wednesday | 0 | 0 | 0 | 0 | 5.1885 | 10.3969 | 0.874 | 0 | 0.0142 | 0 | 0 | 15.5676 | 0 | 0 | 0.9493 | 0
4538 | 190 | 9 | 7 | Wednesday | 1 | 0 | 0 | 0 | 5.1829 | 10.3969 | 0.874 | 0 | 0.0142 | 0 | 0 | 15.5676 | 0 | 0 | 0.9493 | 0
4539 | 190 | 9 | 7 | Wednesday | 2 | 0 | 0 | 0 | 5.1829 | 10.3969 | 0.874 | 0 | 0.0142 | 0 | 0 | 15.5676 | 0 | 0 | 0.9493 | 0
4540 | 190 | 9 | 7 | Wednesday | 3 | 0 | 0 | 0 | 5.1829 | 10.3969 | 0.874 | 0 | 0.0142 | 0 | 0 | 15.5676 | 0 | 0 | 0.9493 | 0
4541 | 190 | 9 | 7 | Wednesday | 4 | 0 | 0 | 0 | 5.6548 | 10.3969 | 0.874 | 0 | 0.0142 | 0 | 0 | 16.0395 | 0 | 0 | 0.9493 | 0
4542 | 190 | 9 | 7 | Wednesday | 5 | 0 | 0 | 0 | 8.8522 | 14.4831 | 1.399 | 0 | 0.0228 | 0 | 0.172 | 23.3317 | 0 | 0 | 1.5182 | 0
4543 | 190 | 9 | 7 | Wednesday | 6 | 0 | 0 | 0 | 16.1909 | 21.1313 | 1.224 | 0 | 0.0199 | 0 | 1.5203 | 37.3086 | 0 | 0 | 1.3286 | 0
4544 | 190 | 9 | 7 | Wednesday | 7 | 0 | 18.236 | 2.3723 | 23.1793 | 37.109 | 3.323 | 0 | 0.3862 | 8.4 | 4.2848 | 75.1799 | 0 | 0 | 3.6061 | 0
4545 | 190 | 9 | 7 | Wednesday | 8 | 0 | 14.093 | 27.1709 | 38.786 | 79.9326 | 6.12 | 0 | 0.8219 | 16.56 | 9.365 | 175.171 | 0 | 0 | 6.6425 | 0
4546 | 190 | 9 | 7 | Wednesday | 9 | 0 | 17.055 | 27.1709 | 39.7503 | 84.3871 | 6.645 | 0 | 1.047 | 10.32 | 15.6372 | 178.1392 | 0 | 0 | 7.2115 | 0
4547 | 190 | 9 | 7 | Wednesday | 10 | 0 | 23.052 | 27.1709 | 38.6009 | 85.6606 | 6.82 | 0 | 1.2807 | 8.88 | 19.2669 | 180.3838 | 0 | 0 | 7.4013 | 0
4548 | 190 | 9 | 7 | Wednesday | 11 | 0.853 | 8.474 | 27.1709 | 37.565 | 85.6606 | 8.219 | 0 | 0.619 | 10.32 | 19.9535 | 169.405 | 0 | 0 | 9.7715 | 0
4549 | 190 | 9 | 7 | Wednesday | 12 | 0 | 3.344 | 27.1709 | 35.8506 | 78.8121 | 9.968 | 0 | 0.347 | 13.92 | 17.1923 | 159.2926 | 0 | 0 | 10.8157 | 0
4550 | 190 | 9 | 7 | Wednesday | 13 | 0 | 2.296 | 27.1709 | 38.032 | 85.6606 | 9.443 | 0 | 0.2809 | 11.52 | 18.3052 | 164.8502 | 0 | 0 | 10.2467 | 0
4551 | 190 | 9 | 7 | Wednesday | 14 | 0 | 11.556 | 27.1709 | 38.3542 | 85.6606 | 5.946 | 0 | 0.7432 | 8.88 | 22.9188 | 171.7239 | 0 | 0 | 6.4524 | 0
4552 | 190 | 9 | 7 | Wednesday | 15 | 0 | 21.061 | 27.1709 | 38.9533 | 85.6606 | 5.771 | 0 | 1.1296 | 8.88 | 24.8652 | 178.4802 | 0 | 0 | 6.2627 | 0
4553 | 190 | 9 | 7 | Wednesday | 16 | 0 | 26.094 | 27.1709 | 39.9598 | 85.2073 | 7.694 | 0 | 1.3827 | 11.04 | 20.2172 | 184.7095 | 0 | 0 | 8.3498 | 0
4554 | 190 | 9 | 7 | Wednesday | 17 | 0 | 4.84 | 27.1709 | 31.451 | 55.9825 | 4.547 | 0 | 0.3386 | 14.88 | 13.8935 | 134.4206 | 0 | 0 | 4.9344 | 0
4555 | 190 | 9 | 7 | Wednesday | 18 | 0 | 2.042 | 13.5854 | 23.0107 | 40.9205 | 3.672 | 0 | 0.1707 | 4.8 | 9.7987 | 84.3807 | 0 | 0 | 3.9856 | 0
4556 | 190 | 9 | 7 | Wednesday | 19 | 0 | 0 | 0 | 21.3366 | 40.0131 | 2.623 | 0 | 0.0427 | 2.88 | 5.6999 | 64.2261 | 0 | 0 | 2.8467 | 0
4557 | 190 | 9 | 7 | Wednesday | 20 | 0 | 0.6 | 0 | 20.8965 | 33.1724 | 2.973 | 0 | 0.0809 | 0.96 | 2.6587 | 55.6284 | 0 | 0 | 3.2265 | 0
4558 | 190 | 9 | 7 | Wednesday | 21 | 0 | 0 | 0 | 23.7761 | 32.719 | 1.399 | 0 | 0.0228 | 0.96 | 1.0735 | 57.4251 | 0 | 0 | 1.5181 | 0
4559 | 190 | 9 | 7 | Wednesday | 22 | 0 | 0 | 0 | 12.7362 | 17.8393 | 0.874 | 0 | 0.0142 | 0 | 0.1881 | 30.5537 | 0 | 0 | 0.9492 | 0
4560 | 190 | 9 | 7 | Wednesday | 23 | 0 | 0 | 0 | 6.1377 | 11.0335 | 0.874 | 0 | 0.0142 | 0 | 0 | 17.1494 | 0 | 0 | 0.9493 | 0
4561 | 191 | 10 | 7 | Thursday | 0 | 0 | 0 | 0 | 5.1885 | 10.3969 | 0.874 | 0 | 0.0142 | 0 | 0 | 15.5676 | 0 | 0 | 0.9493 | 0
4562 | 191 | 10 | 7 | Thursday | 1 | 0 | 0 | 0 | 5.1829 | 10.3969 | 0.874 | 0 | 0.0142 | 0 | 0 | 15.5676 | 0 | 0 | 0.9493 | 0
4563 | 191 | 10 | 7 | Thursday | 2 | 0 | 0 | 0 | 5.1829 | 10.3969 | 0.874 | 0 | 0.0142 | 0 | 0 | 15.5676 | 0 | 0 | 0.9493 | 0
4564 | 191 | 10 | 7 | Thursday | 3 | 0 | 0 | 0 | 5.1829 | 10.3969 | 0.874 | 0 | 0.0142 | 0 | 0 | 15.5676 | 0 | 0 | 0.9493 | 0
4565 | 191 | 10 | 7 | Thursday | 4 | 0 | 0 | 0 | 5.6548 | 10.3969 | 0.874 | 0 | 0.0142 | 0 | 0 | 16.0395 | 0 | 0 | 0.9493 | 0
4566 | 191 | 10 | 7 | Thursday | 5 | 0 | 0 | 0 | 8.8552 | 14.4831 | 1.399 | 0 | 0.0228 | 0 | 0.1281 | 23.3347 | 0 | 0 | 1.5182 | 0
4567 | 191 | 10 | 7 | Thursday | 6 | 0 | 0 | 0 | 16.8171 | 21.1313 | 1.224 | 0 | 0.0199 | 0 | 1.0597 | 37.9348 | 0 | 0 | 1.3286 | 0
4568 | 191 | 10 | 7 | Thursday | 7 | 0 | 15.772 | 2.3723 | 26.0794 | 37.109 | 3.323 | 0 | 0.3505 | 8.4 | 2.3448 | 77.7695 | 0 | 0 | 3.6061 | 0
4569 | 191 | 10 | 7 | Thursday | 8 | 0 | 6.097 | 27.1709 | 43.4332 | 79.9326 | 6.12 | 0 | 0.4279 | 16.56 | 3.7648 | 173.0512 | 0 | 0 | 6.6425 | 0
4570 | 191 | 10 | 7 | Thursday | 9 | 0 | 7.006 | 27.1709 | 42.5161 | 84.3871 | 6.645 | 0 | 0.4967 | 10.32 | 5.7999 | 171.3474 | 0 | 0 | 7.2115 | 0
4571 | 191 | 10 | 7 | Thursday | 10 | 0 | 16.828 | 27.1709 | 40.9465 | 85.6606 | 6.82 | 0 | 1.0018 | 8.88 | 9.7419 | 178.1347 | 0 | 0 | 7.4013 | 0
4572 | 191 | 10 | 7 | Thursday | 11 | 0 | 20.947 | 27.1709 | 39.0889 | 85.6606 | 8.219 | 0 | 1.2058 | 10.32 | 14.4498 | 180.7007 | 0 | 0 | 8.919 | 0
4573 | 191 | 10 | 7 | Thursday | 12 | 0 | 11.404 | 27.1709 | 36.4041 | 78.8121 | 9.968 | 0 | 0.8077 | 13.92 | 16.4989 | 167.956 | 0 | 0 | 10.8157 | 0
4574 | 191 | 10 | 7 | Thursday | 13 | 0 | 27.856 | 27.1709 | 38.9493 | 85.6606 | 9.443 | 0 | 1.5353 | 11.52 | 17.6567 | 186.7602 | 0 | 0 | 10.2467 | 0
4575 | 191 | 10 | 7 | Thursday | 14 | 0 | 31.783 | 27.1709 | 39.0857 | 85.6606 | 5.946 | 0 | 1.4603 | 8.88 | 22.5302 | 183.5185 | 0 | 0 | 6.4524 | 0
4576 | 191 | 10 | 7 | Thursday | 15 | 0 | 39.422 | 27.1709 | 39.2364 | 85.6606 | 5.771 | 0 | 1.6935 | 8.88 | 25.7886 | 187.0059 | 0 | 0 | 6.2627 | 0
4577 | 191 | 10 | 7 | Thursday | 16 | 1.294 | 8.37 | 27.1709 | 40.0243 | 85.2073 | 7.694 | 0 | 0.5845 | 11.04 | 19.4664 | 171.5673 | 0 | 0 | 9.644 | 0
4578 | 191 | 10 | 7 | Thursday | 17 | 0 | 1.001 | 27.1709 | 31.5247 | 55.9825 | 4.547 | 0 | 0.1735 | 14.88 | 11.8461 | 130.6708 | 0 | 0 | 4.9344 | 0
4579 | 191 | 10 | 7 | Thursday | 18 | 0 | 0 | 13.5854 | 23.4403 | 40.9205 | 3.672 | 0 | 0.0598 | 4.8 | 7.304 | 82.7533 | 0 | 0 | 3.9856 | 0
4580 | 191 | 10 | 7 | Thursday | 19 | 0 | 0 | 0 | 23.2943 | 40.0131 | 2.623 | 0 | 0.0427 | 2.88 | 4.1117 | 66.1838 | 0 | 0 | 2.8467 | 0
4581 | 191 | 10 | 7 | Thursday | 20 | 0 | 0 | 0 | 22.286 | 33.1724 | 2.973 | 0 | 0.0484 | 0.96 | 2.2352 | 56.4141 | 0 | 0 | 3.2265 | 0
4582 | 191 | 10 | 7 | Thursday | 21 | 0 | 0 | 0 | 23.921 | 32.719 | 1.399 | 0 | 0.0228 | 0.96 | 0.8897 | 57.57 | 0 | 0 | 1.5181 | 0
4583 | 191 | 10 | 7 | Thursday | 22 | 0 | 0 | 0 | 12.7362 | 17.8393 | 0.874 | 0 | 0.0142 | 0 | 0.1494 | 30.5537 | 0 | 0 | 0.9492 | 0
4584 | 191 | 10 | 7 | Thursday | 23 | 0 | 0 | 0 | 6.1377 | 11.0335 | 0.874 | 0 | 0.0142 | 0 | 0 | 17.1494 | 0 | 0 | 0.9493 | 0
4585 | 192 | 11 | 7 | Friday | 0 | 0 | 0 | 0 | 5.1885 | 10.3969 | 0.874 | 0 | 0.0142 | 0 | 0 | 15.5676 | 0 | 0 | 0.9493 | 0
4586 | 192 | 11 | 7 | Friday | 1 | 0 | 0 | 0 | 5.1829 | 10.3969 | 0.874 | 0 | 0.0142 | 0 | 0 | 15.5676 | 0 | 0 | 0.9493 | 0
4587 | 192 | 11 | 7 | Friday | 2 | 0 | 0 | 0 | 5.1829 | 10.3969 | 0.874 | 0 | 0.0142 | 0 | 0 | 15.5676 | 0 | 0 | 0.9493 | 0
4588 | 192 | 11 | 7 | Friday | 3 | 0 | 0 | 0 | 5.1829 | 10.3969 | 0.874 | 0 | 0.0142 | 0 | 0 | 15.5676 | 0 | 0 | 0.9493 | 0
4589 | 192 | 11 | 7 | Friday | 4 | 0 | 0 | 0 | 5.6548 | 10.3969 | 0.874 | 0 | 0.0142 | 0 | 0 | 16.0395 | 0 | 0 | 0.9493 | 0
4590 | 192 | 11 | 7 | Friday | 5 | 0 | 0 | 0 | 8.8547 | 14.4831 | 1.399 | 0 | 0.0228 | 0 | 0.1559 | 23.3342 | 0 | 0 | 1.5182 | 0
4591 | 192 | 11 | 7 | Friday | 6 | 0 | 0 | 0 | 16.5219 | 21.1313 | 1.224 | 0 | 0.0199 | 0 | 1.345 | 37.6396 | 0 | 0 | 1.3286 | 0
4592 | 192 | 11 | 7 | Friday | 7 | 0 | 12.871 | 1.5816 | 24.4182 | 37.109 | 3.323 | 0 | 0.2818 | 8.4 | 3.7551 | 74.3397 | 0 | 0 | 3.6061 | 0
4593 | 192 | 11 | 7 | Friday | 8 | 0 | 11.066 | 27.1709 | 39.4803 | 79.9326 | 6.12 | 0 | 0.5747 | 16.56 | 8.1559 | 171.4848 | 0 | 0 | 6.6425 | 0
4594 | 192 | 11 | 7 | Friday | 9 | 0 | 10.314 | 27.1709 | 40.5448 | 84.3871 | 6.645 | 0 | 0.6807 | 10.32 | 14.4322 | 172.6066 | 0 | 0 | 7.2115 | 0
4595 | 192 | 11 | 7 | Friday | 10 | 0 | 16.009 | 27.1709 | 38.9991 | 85.6606 | 6.82 | 0 | 1.0008 | 8.88 | 19.9713 | 176.4615 | 0 | 0 | 7.4013 | 0
4596 | 192 | 11 | 7 | Friday | 11 | 0 | 19.721 | 27.1709 | 37.6803 | 85.6606 | 8.219 | 0 | 1.2128 | 10.32 | 23.7205 | 179.673 | 0 | 0 | 8.919 | 0
4597 | 192 | 11 | 7 | Friday | 12 | 0 | 11.711 | 27.1709 | 35.3003 | 78.8121 | 9.968 | 0 | 0.8235 | 13.92 | 23.3155 | 167.0464 | 0 | 0 | 10.8157 | 0
4598 | 192 | 11 | 7 | Friday | 13 | 0 | 22.595 | 27.1709 | 38.5644 | 85.6606 | 9.443 | 0 | 1.2947 | 11.52 | 19.5126 | 182.515 | 0 | 0 | 10.2467 | 0
4599 | 192 | 11 | 7 | Friday | 14 | 0.781 | 17.547 | 27.1709 | 39.4238 | 85.6606 | 5.946 | 0 | 1.0439 | 8.88 | 16.871 | 177.414 | 0 | 0 | 7.2325 | 0
4600 | 192 | 11 | 7 | Friday | 15 | 0 | 1.925 | 27.1709 | 39.5405 | 85.6606 | 5.771 | 0 | 0.1987 | 8.88 | 20.6296 | 163.2742 | 0 | 0 | 6.2627 | 0
4601 | 192 | 11 | 7 | Friday | 16 | 0 | 2.878 | 27.1709 | 39.9554 | 85.2073 | 7.694 | 0 | 0.2813 | 11.04 | 23.7449 | 166.3837 | 0 | 0 | 8.3498 | 0
4602 | 192 | 11 | 7 | Friday | 17 | 0.414 | 2.312 | 27.1709 | 31.527 | 55.9825 | 4.547 | 0 | 0.2052 | 14.88 | 19.6457 | 131.9543 | 0 | 0 | 5.3487 | 0
4603 | 192 | 11 | 7 | Friday | 18 | 0 | 0.244 | 13.5854 | 23.1632 | 40.9205 | 3.672 | 0 | 0.0729 | 4.8 | 12.7218 | 82.7214 | 0 | 0 | 3.9856 | 0
4604 | 192 | 11 | 7 | Friday | 19 | 0 | 0 | 0 | 21.7625 | 40.0131 | 2.623 | 0 | 0.0427 | 2.88 | 5.8954 | 64.652 | 0 | 0 | 2.8467 | 0
4605 | 192 | 11 | 7 | Friday | 20 | 0 | 0.189 | 0 | 21.0737 | 33.1724 | 2.973 | 0 | 0.0586 | 0.96 | 2.5066 | 55.3924 | 0 | 0 | 3.2265 | 0
4606 | 192 | 11 | 7 | Friday | 21 | 0 | 0 | 0 | 23.7803 | 32.719 | 1.399 | 0 | 0.0228 | 0.96 | 1.0788 | 57.4294 | 0 | 0 | 1.5181 | 0
4607 | 192 | 11 | 7 | Friday | 22 | 0 | 0 | 0 | 12.7362 | 17.8393 | 0.874 | 0 | 0.0142 | 0 | 0.1764 | 30.5537 | 0 | 0 | 0.9492 | 0
4608 | 192 | 11 | 7 | Friday | 23 | 0 | 0 | 0 | 6.1377 | 11.0335 | 0.874 | 0 | 0.0142 | 0 | 0 | 17.1494 | 0 | 0 | 0.9493 | 0
4609 | 193 | 12 | 7 | Saturday | 0 | 0 | 0 | 0 | 5.3495 | 10.6091 | 0.874 | 0 | 0.0142 | 0 | 0 | 15.9376 | 0 | 0 | 0.9493 | 0
4610 | 193 | 12 | 7 | Saturday | 1 | 0 | 0 | 0 | 5.1845 | 10.3969 | 0.874 | 0 | 0.0142 | 0 | 0 | 15.5676 | 0 | 0 | 0.9493 | 0
4611 | 193 | 12 | 7 | Saturday | 2 | 0 | 0 | 0 | 5.1845 | 10.3969 | 0.874 | 0 | 0.0142 | 0 | 0 | 15.5676 | 0 | 0 | 0.9493 | 0
4612 | 193 | 12 | 7 | Saturday | 3 | 0 | 0 | 0 | 5.1845 | 10.3969 | 0.874 | 0 | 0.0142 | 0 | 0 | 15.5676 | 0 | 0 | 0.9493 | 0
4613 | 193 | 12 | 7 | Saturday | 4 | 0 | 0 | 0 | 5.1845 | 10.3969 | 0.874 | 0 | 0.0142 | 0 | 0 | 15.5676 | 0 | 0 | 0.9493 | 0
4614 | 193 | 12 | 7 | Saturday | 5 | 0 | 0 | 0 | 5.6522 | 10.3969 | 1.399 | 0 | 0.0228 | 0 | 0.1455 | 16.0438 | 0 | 0 | 1.5182 | 0
4615 | 193 | 12 | 7 | Saturday | 6 | 0 | 0 | 0 | 9.7887 | 14.454 | 1.224 | 0 | 0.0199 | 0 | 1.3414 | 24.2307 | 0 | 0 | 1.3286 | 0
4616 | 193 | 12 | 7 | Saturday | 7 | 0 | 0 | 0 | 12.3272 | 18.078 | 1.924 | 0 | 0.0313 | 3.84 | 4.9902 | 34.2638 | 0 | 0 | 2.0877 | 0
4617 | 193 | 12 | 7 | Saturday | 8 | 0 | 0 | 0 | 17.2634 | 33.4891 | 2.623 | 0 | 0.0427 | 3.36 | 11.6236 | 54.1305 | 0 | 0 | 2.8468 | 0
4618 | 193 | 12 | 7 | Saturday | 9 | 0 | 0.604 | 0 | 18.3956 | 36.0383 | 3.672 | 0 | 0.0928 | 5.04 | 18.3277 | 60.1226 | 0 | 0 | 3.9857 | 0
4619 | 193 | 12 | 7 | Saturday | 10 | 0 | 5.405 | 0 | 18.086 | 36.8872 | 3.323 | 0 | 0.3542 | 4.32 | 21.1 | 64.7796 | 0 | 0 | 3.606 | 0
4620 | 193 | 12 | 7 | Saturday | 11 | 0 | 7.916 | 0 | 17.5402 | 36.8872 | 4.022 | 0 | 0.4985 | 6 | 20.4466 | 68.4413 | 0 | 0 | 4.3651 | 0
4621 | 193 | 12 | 7 | Saturday | 12 | 0 | 7.909 | 0 | 14.5859 | 26.6109 | 3.497 | 0 | 0.4889 | 5.04 | 18.6993 | 54.2271 | 0 | 0 | 3.7958 | 0
4622 | 193 | 12 | 7 | Saturday | 13 | 0 | 8.703 | 0 | 15.0599 | 26.1571 | 3.323 | 0 | 0.5337 | 3.12 | 16.9662 | 53.1232 | 0 | 0 | 3.606 | 0
4623 | 193 | 12 | 7 | Saturday | 14 | 0 | 8.719 | 0 | 14.8962 | 26.1571 | 2.623 | 0 | 0.5233 | 1.92 | 15.3976 | 51.8295 | 0 | 0 | 2.8468 | 0
4624 | 193 | 12 | 7 | Saturday | 15 | 0 | 8.456 | 0 | 15.2377 | 26.1571 | 2.098 | 0 | 0.5015 | 0.96 | 11.6391 | 50.9968 | 0 | 0 | 2.2775 | 0
4625 | 193 | 12 | 7 | Saturday | 16 | 0 | 9.888 | 0 | 15.522 | 26.1571 | 2.448 | 0 | 0.584 | 1.2 | 8.0362 | 52.9118 | 0 | 0 | 2.6571 | 0
4626 | 193 | 12 | 7 | Saturday | 17 | 0 | 8.286 | 0 | 11.8085 | 19.2871 | 1.224 | 0 | 0.4735 | 1.44 | 6.1832 | 40.8503 | 0 | 0 | 1.3285 | 0
4627 | 193 | 12 | 7 | Saturday | 18 | 0 | 4.114 | 0 | 12.2016 | 19.2871 | 1.224 | 0 | 0.2436 | 0 | 4.5418 | 35.5891 | 0 | 0 | 1.3286 | 0
4628 | 193 | 12 | 7 | Saturday | 19 | 0 | 4.968 | 0 | 12.7312 | 19.2871 | 1.224 | 0 | 0.2884 | 0 | 2.7892 | 36.9765 | 0 | 0 | 1.3286 | 0
4629 | 193 | 12 | 7 | Saturday | 20 | 0 | 2.7 | 0 | 13.522 | 19.2871 | 1.224 | 0 | 0.1657 | 0 | 1.2655 | 35.4879 | 0 | 0 | 1.3286 | 0
4630 | 193 | 12 | 7 | Saturday | 21 | 0 | 0 | 0 | 13.8215 | 19.2871 | 1.574 | 0 | 0.0256 | 0 | 0.4215 | 33.0743 | 0 | 0 | 1.7082 | 0
4631 | 193 | 12 | 7 | Saturday | 22 | 0 | 0 | 0 | 12.5503 | 17.5892 | 0.874 | 0 | 0.0142 | 0 | 0.0767 | 30.1097 | 0 | 0 | 0.9492 | 0
4632 | 193 | 12 | 7 | Saturday | 23 | 0 | 0 | 0 | 6.6175 | 11.0335 | 0.874 | 0 | 0.0142 | 0 | 0 | 17.6213 | 0 | 0 | 0.9493 | 0
4633 | 194 | 13 | 7 | Sunday | 0 | 0 | 0 | 0 | 5.3583 | 10.6091 | 0.699 | 0 | 0.0114 | 0 | 0 | 15.9347 | 0 | 0 | 0.7591 | 0
4634 | 194 | 13 | 7 | Sunday | 1 | 0 | 0 | 0 | 5.2005 | 10.3969 | 0.699 | 0 | 0.0114 | 0 | 0 | 15.5648 | 0 | 0 | 0.7592 | 0
4635 | 194 | 13 | 7 | Sunday | 2 | 0 | 0 | 0 | 5.1909 | 10.3969 | 0.699 | 0 | 0.0114 | 0 | 0 | 15.5648 | 0 | 0 | 0.7592 | 0
4636 | 194 | 13 | 7 | Sunday | 3 | 0 | 0 | 0 | 5.1909 | 10.3969 | 0.699 | 0 | 0.0114 | 0 | 0 | 15.5648 | 0 | 0 | 0.7592 | 0
4637 | 194 | 13 | 7 | Sunday | 4 | 0 | 0 | 0 | 5.1909 | 10.3969 | 0.699 | 0 | 0.0114 | 0 | 0 | 15.5648 | 0 | 0 | 0.7592 | 0
4638 | 194 | 13 | 7 | Sunday | 5 | 0 | 0 | 0 | 5.6607 | 10.3969 | 1.224 | 0 | 0.0199 | 0 | 0.1437 | 16.0431 | 0 | 0 | 1.3286 | 0
4639 | 194 | 13 | 7 | Sunday | 6 | 0 | 0 | 0 | 5.9473 | 11.0335 | 0.699 | 0 | 0.0114 | 0 | 1.273 | 16.9506 | 0 | 0 | 0.7591 | 0
4640 | 194 | 13 | 7 | Sunday | 7 | 0 | 0 | 0 | 8.4046 | 14.6575 | 0.699 | 0 | 0.0114 | 0 | 4.2771 | 23.0319 | 0 | 0 | 0.7592 | 0
4641 | 194 | 13 | 7 | Sunday | 8 | 0 | 0 | 0 | 8.6239 | 15.5065 | 0.699 | 0 | 0.0114 | 0 | 8.903 | 24.0898 | 0 | 0 | 0.7592 | 0
4642 | 194 | 13 | 7 | Sunday | 9 | 0 | 0 | 0 | 8.3236 | 15.5065 | 0.699 | 0 | 0.0114 | 0 | 13.9183 | 23.7895 | 0 | 0 | 0.7592 | 0
4643 | 194 | 13 | 7 | Sunday | 10 | 0 | 2.541 | 0 | 8.5018 | 16.3554 | 0.699 | 0 | 0.1484 | 0 | 20.434 | 27.3849 | 0 | 0 | 0.7592 | 0
4644 | 194 | 13 | 7 | Sunday | 11 | 0 | 3.159 | 0 | 8.0741 | 16.3554 | 1.049 | 0 | 0.1881 | 0 | 28.3228 | 27.6257 | 0.6971 | 0 | 1.1387 | 0
4645 | 194 | 13 | 7 | Sunday | 12 | 0 | 6.659 | 0 | 9.5832 | 20.794 | 1.049 | 0 | 0.3866 | 0 | 33.6098 | 37.3263 | 0 | 0 | 1.1387 | 0
4646 | 194 | 13 | 7 | Sunday | 13 | 0 | 11.418 | 0 | 10.2995 | 20.794 | 1.574 | 0 | 0.6201 | 0 | 32.2186 | 42.0343 | 0 | 0 | 1.7082 | 0
4647 | 194 | 13 | 7 | Sunday | 14 | 0 | 16.418 | 0 | 11.1335 | 20.794 | 1.049 | 0 | 0.9196 | 0 | 29.2474 | 48.4961 | 0 | 0 | 1.1387 | 0
4648 | 194 | 13 | 7 | Sunday | 15 | 0 | 19.523 | 0 | 11.711 | 20.794 | 0.699 | 0 | 0.9577 | 0 | 27.0616 | 49.7667 | 0 | 0 | 0.7591 | 0
4649 | 194 | 13 | 7 | Sunday | 16 | 0 | 17.872 | 0 | 11.7999 | 20.3695 | 0.699 | 0 | 0.8598 | 0 | 23.2347 | 47.6643 | 0 | 0 | 0.7592 | 0
4650 | 194 | 13 | 7 | Sunday | 17 | 0 | 16.193 | 0 | 11.5737 | 19.916 | 0.699 | 0 | 0.862 | 0 | 16.4469 | 47.1829 | 0 | 0 | 0.7592 | 0
4651 | 194 | 13 | 7 | Sunday | 18 | 0 | 13.487 | 0 | 11.7891 | 19.916 | 0.699 | 0 | 0.6858 | 0 | 9.4117 | 44.0449 | 0 | 0 | 0.7592 | 0
4652 | 194 | 13 | 7 | Sunday | 19 | 0 | 14.525 | 0 | 12.0889 | 19.916 | 0.699 | 0 | 0.7666 | 0 | 4.6352 | 45.7987 | 0 | 0 | 0.7592 | 0
4653 | 194 | 13 | 7 | Sunday | 20 | 0 | 6.267 | 0 | 12.245 | 19.916 | 0.699 | 0 | 0.3491 | 0 | 2.2798 | 38.3001 | 0 | 0 | 0.7592 | 0
4654 | 194 | 13 | 7 | Sunday | 21 | 0 | 0 | 0 | 13.5381 | 19.916 | 1.224 | 0 | 0.0199 | 0 | 0.9475 | 33.4235 | 0 | 0 | 1.3286 | 0
4655 | 194 | 13 | 7 | Sunday | 22 | 0 | 0 | 0 | 6.2927 | 11.8825 | 0.699 | 0 | 0.0114 | 0 | 0.1572 | 18.1546 | 0 | 0 | 0.7591 | 0
4656 | 194 | 13 | 7 | Sunday | 23 | 0 | 0 | 0 | 5.6618 | 11.0335 | 0.699 | 0 | 0.0114 | 0 | 0 | 16.6747 | 0 | 0 | 0.7592 | 0
4657 | 195 | 14 | 7 | Monday | 0 | 0 | 0 | 0 | 5.1885 | 10.3969 | 0.874 | 0 | 0.0142 | 0 | 0 | 15.5676 | 0 | 0 | 0.9493 | 0
4658 | 195 | 14 | 7 | Monday | 1 | 0 | 0 | 0 | 5.1829 | 10.3969 | 0.874 | 0 | 0.0142 | 0 | 0 | 15.5676 | 0 | 0 | 0.9493 | 0
4659 | 195 | 14 | 7 | Monday | 2 | 0 | 0 | 0 | 5.1829 | 10.3969 | 0.874 | 0 | 0.0142 | 0 | 0 | 15.5676 | 0 | 0 | 0.9493 | 0
4660 | 195 | 14 | 7 | Monday | 3 | 0 | 0 | 0 | 5.1829 | 10.3969 | 0.874 | 0 | 0.0142 | 0 | 0 | 15.5676 | 0 | 0 | 0.9493 | 0
4661 | 195 | 14 | 7 | Monday | 4 | 0 | 0 | 0 | 5.6548 | 10.3969 | 0.874 | 0 | 0.0142 | 0 | 0 | 16.0395 | 0 | 0 | 0.9493 | 0
4662 | 195 | 14 | 7 | Monday | 5 | 0 | 0 | 0 | 8.8529 | 14.4831 | 1.399 | 0 | 0.0228 | 0 | 0.0996 | 23.3323 | 0 | 0 | 1.5182 | 0
4663 | 195 | 14 | 7 | Monday | 6 | 0 | 0 | 0 | 16.6486 | 21.1313 | 1.224 | 0 | 0.0199 | 0 | 0.9174 | 37.7663 | 0 | 0 | 1.3286 | 0
4664 | 195 | 14 | 7 | Monday | 7 | 0 | 44.017 | 7.9078 | 24.9642 | 37.109 | 3.323 | 0 | 0.95 | 8.4 | 3.6687 | 90.0849 | 0 | 0 | 3.6061 | 0
4665 | 195 | 14 | 7 | Monday | 8 | 0 | 8.174 | 27.1709 | 39.4875 | 79.9326 | 6.12 | 0 | 0.5527 | 16.56 | 9.1949 | 171.507 | 0 | 0 | 6.6425 | 0
4666 | 195 | 14 | 7 | Monday | 9 | 0 | 30.825 | 27.1709 | 39.825 | 84.3871 | 6.645 | 0 | 1.4785 | 10.32 | 14.4428 | 184.9784 | 0 | 0 | 7.2115 | 0
4667 | 195 | 14 | 7 | Monday | 10 | 0 | 22.014 | 27.1709 | 39.2798 | 85.6606 | 6.82 | 0 | 1.1652 | 8.88 | 18.2122 | 179.2654 | 0 | 0 | 7.4013 | 0
4668 | 195 | 14 | 7 | Monday | 11 | 0 | 16.165 | 27.1709 | 37.9045 | 85.6606 | 8.219 | 0 | 1.0345 | 10.32 | 22.2211 | 177.0518 | 0 | 0 | 8.919 | 0
4669 | 195 | 14 | 7 | Monday | 12 | 0 | 18.968 | 27.1709 | 34.5778 | 78.8121 | 9.968 | 0 | 0.9434 | 13.92 | 28.8641 | 167.1832 | 0 | 0 | 10.8157 | 0
4670 | 195 | 14 | 7 | Monday | 13 | 0 | 106.855 | 27.1709 | 37.3078 | 85.6606 | 9.443 | 0 | 1.9629 | 11.52 | 33.6082 | 198.7887 | 0 | 0 | 10.2467 | 0
4671 | 195 | 14 | 7 | Monday | 14 | 0 | 89.187 | 27.1709 | 38.5929 | 85.6606 | 5.946 | 0 | 1.965 | 8.88 | 33.6491 | 196.2477 | 0 | 0 | 6.4524 | 0
4672 | 195 | 14 | 7 | Monday | 15 | 0 | 114.623 | 27.1709 | 39.1461 | 85.6606 | 5.771 | 0 | 2.1071 | 8.88 | 29.8905 | 200.0007 | 0 | 0 | 6.2627 | 0
4673 | 195 | 14 | 7 | Monday | 16 | 0 | 195.881 | 27.1709 | 39.9196 | 85.2073 | 7.694 | 0 | 2.5519 | 11.04 | 24.2054 | 214.0009 | 0 | 0 | 8.3498 | 0
4674 | 195 | 14 | 7 | Monday | 17 | 0 | 152.979 | 27.1709 | 31.6627 | 55.9825 | 4.547 | 0 | 2.1086 | 14.88 | 17.7133 | 174.7132 | 0 | 0 | 4.9344 | 0
4675 | 195 | 14 | 7 | Monday | 18 | 0 | 54.118 | 13.5854 | 23.35 | 40.9205 | 3.672 | 0 | 0.9278 | 4.8 | 10.9265 | 102.2857 | 0 | 0 | 3.9856 | 0
4676 | 195 | 14 | 7 | Monday | 19 | 0 | 0 | 0 | 22.3029 | 40.0131 | 2.623 | 0 | 0.1813 | 2.88 | 5.0561 | 65.3309 | 0 | 0 | 2.8467 | 0
4677 | 195 | 14 | 7 | Monday | 20 | 0 | 0 | 0 | 21.6414 | 33.1724 | 2.973 | 0 | 0.3255 | 0.96 | 2.2158 | 56.0465 | 0 | 0 | 3.2265 | 0
4678 | 195 | 14 | 7 | Monday | 21 | 0 | 0 | 0 | 23.8629 | 32.719 | 1.399 | 0 | 0.0228 | 0.96 | 0.935 | 57.512 | 0 | 0 | 1.5181 | 0
4679 | 195 | 14 | 7 | Monday | 22 | 0 | 0 | 0 | 12.7362 | 17.8393 | 0.874 | 0 | 0.0142 | 0 | 0.1567 | 30.5537 | 0 | 0 | 0.9492 | 0
4680 | 195 | 14 | 7 | Monday | 23 | 0 | 0 | 0 | 6.1377 | 11.0335 | 0.874 | 0 | 0.0142 | 0 | 0 | 17.1494 | 0 | 0 | 0.9493 | 0
4681 | 196 | 15 | 7 | Tuesday | 0 | 0 | 0 | 0 | 5.1885 | 10.3969 | 0.874 | 0 | 0.0142 | 0 | 0 | 15.5676 | 0 | 0 | 0.9493 | 0
4682 | 196 | 15 | 7 | Tuesday | 1 | 0 | 0 | 0 | 5.1829 | 10.3969 | 0.874 | 0 | 0.0142 | 0 | 0 | 15.5676 | 0 | 0 | 0.9493 | 0
4683 | 196 | 15 | 7 | Tuesday | 2 | 0 | 0 | 0 | 5.1829 | 10.3969 | 0.874 | 0 | 0.0142 | 0 | 0 | 15.5676 | 0 | 0 | 0.9493 | 0
4684 | 196 | 15 | 7 | Tuesday | 3 | 0 | 0 | 0 | 5.1829 | 10.3969 | 0.874 | 0 | 0.0142 | 0 | 0 | 15.5676 | 0 | 0 | 0.9493 | 0
4685 | 196 | 15 | 7 | Tuesday | 4 | 0 | 0 | 0 | 5.6548 | 10.3969 | 0.874 | 0 | 0.0142 | 0 | 0 | 16.0395 | 0 | 0 | 0.9493 | 0
4686 | 196 | 15 | 7 | Tuesday | 5 | 0 | 0 | 0 | 8.8538 | 14.4831 | 1.399 | 0 | 0.0228 | 0 | 0.1477 | 23.3333 | 0 | 0 | 1.5182 | 0
4687 | 196 | 15 | 7 | Tuesday | 6 | 0 | 0 | 0 | 16.4708 | 21.1313 | 1.224 | 0 | 0.0199 | 0 | 1.3384 | 37.5884 | 0 | 0 | 1.3286 | 0
4688 | 196 | 15 | 7 | Tuesday | 7 | 0 | 13.297 | 2.3723 | 24.3244 | 37.109 | 3.323 | 0 | 0.546 | 8.4 | 4.9475 | 75.9367 | 0 | 0 | 3.6061 | 0
4689 | 196 | 15 | 7 | Tuesday | 8 | 0 | 31.093 | 27.1709 | 39.6899 | 79.9326 | 6.12 | 0 | 1.709 | 16.56 | 11.8168 | 184.7391 | 0 | 0 | 6.6425 | 0
4690 | 196 | 15 | 7 | Tuesday | 9 | 0 | 84.884 | 27.1709 | 40.5197 | 84.3871 | 6.645 | 0 | 1.8119 | 10.32 | 19.8213 | 194.4108 | 0 | 0 | 7.2115 | 0
4691 | 196 | 15 | 7 | Tuesday | 10 | 0 | 128.852 | 27.1709 | 39.1013 | 85.6606 | 6.82 | 0 | 2.0881 | 8.88 | 27.5979 | 201.9227 | 0 | 0 | 7.4013 | 0
4692 | 196 | 15 | 7 | Tuesday | 11 | 0 | 257.171 | 27.1709 | 37.5631 | 85.6606 | 8.219 | 0 | 3.0449 | 10.32 | 33.365 | 221.7041 | 0 | 0 | 8.919 | 0
4693 | 196 | 15 | 7 | Tuesday | 12 | 0 | 242.987 | 27.1709 | 34.2506 | 78.8121 | 9.968 | 0 | 2.8652 | 13.92 | 33.7894 | 213.0283 | 0 | 0 | 10.8157 | 0
4694 | 196 | 15 | 7 | Tuesday | 13 | 0 | 285.242 | 27.1709 | 37.4552 | 85.6606 | 9.443 | 0 | 3.2407 | 11.52 | 28.9538 | 227.9297 | 0 | 0 | 10.2467 | 0
4695 | 196 | 15 | 7 | Tuesday | 14 | 0 | 287.838 | 27.1709 | 38.9314 | 85.6606 | 5.946 | 0 | 3.1791 | 8.88 | 24.0861 | 227.5879 | 0 | 0 | 6.4524 | 0
4696 | 196 | 15 | 7 | Tuesday | 15 | 0 | 272.54 | 27.1709 | 39.6971 | 85.6606 | 5.771 | 0 | 3.0531 | 8.88 | 20.9375 | 225.2434 | 0 | 0 | 6.2627 | 0
4697 | 196 | 15 | 7 | Tuesday | 16 | 0 | 276.8 | 27.1709 | 40.1926 | 85.2073 | 7.694 | 0 | 3.0963 | 11.04 | 19.4606 | 228.2319 | 0 | 0 | 8.3498 | 0
4698 | 196 | 15 | 7 | Tuesday | 17 | 0 | 163.301 | 27.1709 | 31.7039 | 55.9825 | 4.547 | 0 | 2.1719 | 14.88 | 15.9702 | 176.9983 | 0 | 0 | 4.9344 | 0
4699 | 196 | 15 | 7 | Tuesday | 18 | 0 | 53.898 | 13.5854 | 23.4283 | 40.9205 | 3.672 | 0 | 0.9238 | 4.8 | 10.3715 | 102.4548 | 0 | 0 | 3.9856 | 0
4700 | 196 | 15 | 7 | Tuesday | 19 | 0 | 0 | 0 | 22.2301 | 40.0131 | 2.623 | 0 | 0.0427 | 2.88 | 4.9638 | 65.1196 | 0 | 0 | 2.8467 | 0
4701 | 196 | 15 | 7 | Tuesday | 20 | 0 | 0 | 0 | 21.7259 | 33.1724 | 2.973 | 0 | 0.1418 | 0.96 | 1.9681 | 55.9473 | 0 | 0 | 3.2265 | 0
4702 | 196 | 15 | 7 | Tuesday | 21 | 0 | 0 | 0 | 23.9489 | 32.719 | 1.399 | 0 | 0.0228 | 0.96 | 0.7964 | 57.598 | 0 | 0 | 1.5181 | 0
4703 | 196 | 15 | 7 | Tuesday | 22 | 0 | 0 | 0 | 12.7362 | 17.8393 | 0.874 | 0 | 0.0142 | 0 | 0.1239 | 30.5537 | 0 | 0 | 0.9492 | 0
4704 | 196 | 15 | 7 | Tuesday | 23 | 0 | 0 | 0 | 6.1377 | 11.0335 | 0.874 | 0 | 0.0142 | 0 | 0 | 17.1494 | 0 | 0 | 0.9493 | 0
4705 | 197 | 16 | 7 | Wednesday | 0 | 0 | 0 | 0 | 5.1885 | 10.3969 | 0.874 | 0 | 0.0142 | 0 | 0 | 15.5676 | 0 | 0 | 0.9493 | 0
4706 | 197 | 16 | 7 | Wednesday | 1 | 0 | 0 | 0 | 5.1829 | 10.3969 | 0.874 | 0 | 0.0142 | 0 | 0 | 15.5676 | 0 | 0 | 0.9493 | 0
4707 | 197 | 16 | 7 | Wednesday | 2 | 0 | 0 | 0 | 5.1829 | 10.3969 | 0.874 | 0 | 0.0142 | 0 | 0 | 15.5676 | 0 | 0 | 0.9493 | 0
4708 | 197 | 16 | 7 | Wednesday | 3 | 0 | 0 | 0 | 5.1829 | 10.3969 | 0.874 | 0 | 0.0142 | 0 | 0 | 15.5676 | 0 | 0 | 0.9493 | 0
4709 | 197 | 16 | 7 | Wednesday | 4 | 0 | 0 | 0 | 5.6548 | 10.3969 | 0.874 | 0 | 0.0142 | 0 | 0 | 16.0395 | 0 | 0 | 0.9493 | 0
4710 | 197 | 16 | 7 | Wednesday | 5 | 0 | 0 | 0 | 8.8444 | 14.4831 | 1.399 | 0 | 0.0228 | 0 | 0.1597 | 23.3239 | 0 | 0 | 1.5182 | 0
4711 | 197 | 16 | 7 | Wednesday | 6 | 0 | 0 | 0 | 16.2324 | 21.1313 | 1.224 | 0 | 0.0199 | 0 | 1.3908 | 37.3501 | 0 | 0 | 1.3286 | 0
4712 | 197 | 16 | 7 | Wednesday | 7 | 0 | 12.754 | 3.9539 | 24.2223 | 37.109 | 3.323 | 0 | 0.6199 | 8.4 | 4.9945 | 78.1353 | 0 | 0 | 3.6061 | 0
4713 | 197 | 16 | 7 | Wednesday | 8 | 0 | 10.972 | 27.1709 | 38.1963 | 79.9326 | 6.12 | 0 | 1.4194 | 16.56 | 12.8409 | 173.4491 | 0 | 0 | 6.6425 | 0
4714 | 197 | 16 | 7 | Wednesday | 9 | 0 | 37.404 | 27.1709 | 39.4078 | 84.3871 | 6.645 | 0 | 1.6739 | 10.32 | 21.6718 | 187.5861 | 0 | 0 | 7.2115 | 0
4715 | 197 | 16 | 7 | Wednesday | 10 | 0 | 42.913 | 27.1709 | 38.9733 | 85.6606 | 6.82 | 0 | 1.7042 | 8.88 | 28.9812 | 187.2528 | 0 | 0 | 7.4013 | 0
4716 | 197 | 16 | 7 | Wednesday | 11 | 0 | 58.956 | 27.1709 | 37.6746 | 85.6606 | 8.219 | 0 | 1.8296 | 10.32 | 32.6528 | 188.5113 | 0 | 0 | 8.919 | 0
4717 | 197 | 16 | 7 | Wednesday | 12 | 0 | 75.948 | 27.1709 | 34.2801 | 78.8121 | 9.968 | 0 | 1.7431 | 13.92 | 34.5323 | 188.324 | 0 | 0 | 10.8157 | 0
4718 | 197 | 16 | 7 | Wednesday | 13 | 0 | 97.354 | 27.1709 | 37.0565 | 85.6606 | 9.443 | 0 | 1.9911 | 11.52 | 34.7705 | 198.6801 | 0 | 0 | 10.2467 | 0
4719 | 197 | 16 | 7 | Wednesday | 14 | 0 | 134.066 | 27.1709 | 38.3026 | 85.6606 | 5.946 | 0 | 2.11 | 8.88 | 30.7928 | 201.9851 | 0 | 0 | 6.4524 | 0
4720 | 197 | 16 | 7 | Wednesday | 15 | 0 | 185.944 | 27.1709 | 38.8805 | 85.6606 | 5.771 | 0 | 2.3811 | 8.88 | 26.4501 | 209.8039 | 0 | 0 | 6.2627 | 0
4721 | 197 | 16 | 7 | Wednesday | 16 | 0 | 206.008 | 27.1709 | 39.6425 | 85.2073 | 7.694 | 0 | 2.5545 | 11.04 | 22.8947 | 215.2722 | 0 | 0 | 8.3498 | 0
4722 | 197 | 16 | 7 | Wednesday | 17 | 0 | 88.338 | 27.1709 | 31.4346 | 55.9825 | 4.547 | 0 | 1.7403 | 14.88 | 18.1003 | 165.9524 | 0 | 0 | 4.9344 | 0
4723 | 197 | 16 | 7 | Wednesday | 18 | 0 | 44.04 | 13.5854 | 23.1397 | 40.9205 | 3.672 | 0 | 0.89 | 4.8 | 11.4457 | 100.5538 | 0 | 0 | 3.9856 | 0
4724 | 197 | 16 | 7 | Wednesday | 19 | 0 | 0 | 0 | 21.4539 | 40.0131 | 2.623 | 0 | 0.0427 | 2.88 | 5.4467 | 64.3434 | 0 | 0 | 2.8467 | 0
4725 | 197 | 16 | 7 | Wednesday | 20 | 0 | 0 | 0 | 20.9544 | 33.1724 | 2.973 | 0 | 0.1417 | 0.96 | 2.3462 | 55.1758 | 0 | 0 | 3.2265 | 0
4726 | 197 | 16 | 7 | Wednesday | 21 | 0 | 0 | 0 | 23.8074 | 32.719 | 1.399 | 0 | 0.0228 | 0.96 | 0.979 | 57.4564 | 0 | 0 | 1.5181 | 0
4727 | 197 | 16 | 7 | Wednesday | 22 | 0 | 0 | 0 | 12.7362 | 17.8393 | 0.874 | 0 | 0.0142 | 0 | 0.1621 | 30.5537 | 0 | 0 | 0.9492 | 0
4728 | 197 | 16 | 7 | Wednesday | 23 | 0 | 0 | 0 | 6.1377 | 11.0335 | 0.874 | 0 | 0.0142 | 0 | 0 | 17.1494 | 0 | 0 | 0.9493 | 0
4729 | 198 | 17 | 7 | Thursday | 0 | 0 | 0 | 0 | 5.1885 | 10.3969 | 0.874 | 0 | 0.0142 | 0 | 0 | 15.5676 | 0 | 0 | 0.9493 | 0
4730 | 198 | 17 | 7 | Thursday | 1 | 0 | 0 | 0 | 5.1829 | 10.3969 | 0.874 | 0 | 0.0142 | 0 | 0 | 15.5676 | 0 | 0 | 0.9493 | 0
4731 | 198 | 17 | 7 | Thursday | 2 | 0 | 0 | 0 | 5.1829 | 10.3969 | 0.874 | 0 | 0.0142 | 0 | 0 | 15.5676 | 0 | 0 | 0.9493 | 0
4732 | 198 | 17 | 7 | Thursday | 3 | 0 | 0 | 0 | 5.1829 | 10.3969 | 0.874 | 0 | 0.0142 | 0 | 0 | 15.5676 | 0 | 0 | 0.9493 | 0
4733 | 198 | 17 | 7 | Thursday | 4 | 0 | 0 | 0 | 5.6548 | 10.3969 | 0.874 | 0 | 0.0142 | 0 | 0 | 16.0395 | 0 | 0 | 0.9493 | 0
4734 | 198 | 17 | 7 | Thursday | 5 | 0 | 0 | 0 | 8.8534 | 14.4831 | 1.399 | 0 | 0.0228 | 0 | 0.1761 | 23.3329 | 0 | 0 | 1.5182 | 0
4735 | 198 | 17 | 7 | Thursday | 6 | 0 | 0 | 0 | 16.2733 | 21.1313 | 1.224 | 0 | 0.0199 | 0 | 1.5899 | 37.391 | 0 | 0 | 1.3286 | 0
4736 | 198 | 17 | 7 | Thursday | 7 | 0 | 14.856 | 3.1631 | 22.8601 | 37.109 | 3.323 | 0 | 0.6013 | 8.4 | 5.1804 | 76.1395 | 0 | 0 | 3.6061 | 0
4737 | 198 | 17 | 7 | Thursday | 8 | 0 | 33.37 | 27.1709 | 36.454 | 79.9326 | 6.12 | 0 | 1.7281 | 16.56 | 10.9955 | 182.8241 | 0 | 0 | 6.6425 | 0
4738 | 198 | 17 | 7 | Thursday | 9 | 0 | 87.33 | 27.1709 | 38.8585 | 84.3871 | 6.645 | 0 | 1.8082 | 10.32 | 17.1991 | 193.6134 | 0 | 0 | 7.2115 | 0
4739 | 198 | 17 | 7 | Thursday | 10 | 0 | 84.299 | 27.1709 | 38.0212 | 85.6606 | 6.82 | 0 | 1.8796 | 8.88 | 21.3629 | 195.263 | 0 | 0 | 7.4013 | 0
4740 | 198 | 17 | 7 | Thursday | 11 | 0 | 116.01 | 27.1709 | 36.8645 | 85.6606 | 8.219 | 0 | 2.0148 | 10.32 | 22.4038 | 199.7179 | 0 | 0 | 8.919 | 0
4741 | 198 | 17 | 7 | Thursday | 12 | 0 | 84.499 | 27.1709 | 35.3917 | 78.8121 | 9.968 | 0 | 1.8437 | 13.92 | 20.3536 | 191.2713 | 0 | 0 | 10.8157 | 0
4742 | 198 | 17 | 7 | Thursday | 13 | 0 | 41.75 | 27.1709 | 39.0986 | 85.6606 | 9.443 | 0 | 1.8831 | 11.52 | 14.9817 | 184.5264 | 0 | 0 | 10.2467 | 0
4743 | 198 | 17 | 7 | Thursday | 14 | 0 | 30.948 | 27.1709 | 40.6058 | 85.6606 | 5.946 | 0 | 1.5712 | 8.88 | 9.3322 | 185.1887 | 0 | 0 | 6.4524 | 0
4744 | 198 | 17 | 7 | Thursday | 15 | 0 | 47.755 | 27.1709 | 41.183 | 85.6606 | 5.771 | 0 | 1.718 | 8.88 | 7.6204 | 189.6158 | 0 | 0 | 6.2627 | 0
4745 | 198 | 17 | 7 | Thursday | 16 | 0 | 58.26 | 27.1709 | 41.8151 | 85.2073 | 7.694 | 0 | 1.8146 | 11.04 | 6.8712 | 192.7852 | 0 | 0 | 8.3498 | 0
4746 | 198 | 17 | 7 | Thursday | 17 | 0 | 53.507 | 27.1709 | 32.0191 | 55.9825 | 4.547 | 0 | 1.3867 | 14.88 | 8.504 | 159.8499 | 0 | 0 | 4.9344 | 0
4747 | 198 | 17 | 7 | Thursday | 18 | 0 | 20.391 | 13.5854 | 23.1832 | 40.9205 | 3.672 | 0 | 0.8341 | 4.8 | 9.8015 | 98.4393 | 0 | 0 | 3.9856 | 0
4748 | 198 | 17 | 7 | Thursday | 19 | 0 | 0 | 0 | 22.6992 | 40.0131 | 2.623 | 0 | 0.0427 | 2.88 | 5.8541 | 65.5887 | 0 | 0 | 2.8467 | 0
4749 | 198 | 17 | 7 | Thursday | 20 | 0 | 0 | 0 | 21.801 | 33.1724 | 2.973 | 0 | 0.1418 | 0.96 | 2.5022 | 56.0224 | 0 | 0 | 3.2265 | 0
4750 | 198 | 17 | 7 | Thursday | 21 | 0 | 0 | 0 | 23.8137 | 32.719 | 1.399 | 0 | 0.0228 | 0.96 | 0.9957 | 57.4628 | 0 | 0 | 1.5181 | 0
4751 | 198 | 17 | 7 | Thursday | 22 | 0 | 0 | 0 | 12.7362 | 17.8393 | 0.874 | 0 | 0.0142 | 0 | 0.1459 | 30.5537 | 0 | 0 | 0.9492 | 0
4752 | 198 | 17 | 7 | Thursday | 23 | 0 | 0 | 0 | 6.1377 | 11.0335 | 0.874 | 0 | 0.0142 | 0 | 0 | 17.1494 | 0 | 0 | 0.9493 | 0
4753 | 199 | 18 | 7 | Friday | 0 | 0 | 0 | 0 | 5.1885 | 10.3969 | 0.874 | 0 | 0.0142 | 0 | 0 | 15.5676 | 0 | 0 | 0.9493 | 0
4754 | 199 | 18 | 7 | Friday | 1 | 0 | 0 | 0 | 5.1829 | 10.3969 | 0.874 | 0 | 0.0142 | 0 | 0 | 15.5676 | 0 | 0 | 0.9493 | 0
4755 | 199 | 18 | 7 | Friday | 2 | 0 | 0 | 0 | 5.1829 | 10.3969 | 0.874 | 0 | 0.0142 | 0 | 0 | 15.5676 | 0 | 0 | 0.9493 | 0
4756 | 199 | 18 | 7 | Friday | 3 | 0 | 0 | 0 | 5.1829 | 10.3969 | 0.874 | 0 | 0.0142 | 0 | 0 | 15.5676 | 0 | 0 | 0.9493 | 0
4757 | 199 | 18 | 7 | Friday | 4 | 0 | 0 | 0 | 5.6548 | 10.3969 | 0.874 | 0 | 0.0142 | 0 | 0 | 16.0395 | 0 | 0 | 0.9493 | 0
4758 | 199 | 18 | 7 | Friday | 5 | 0 | 0 | 0 | 8.8552 | 14.4831 | 1.399 | 0 | 0.0228 | 0 | 0.0219 | 23.3347 | 0 | 0 | 1.5182 | 0
4759 | 199 | 18 | 7 | Friday | 6 | 0 | 0 | 0 | 17.0169 | 21.1313 | 1.224 | 0 | 0.0199 | 0 | 0.1921 | 38.1346 | 0 | 0 | 1.3286 | 0
4760 | 199 | 18 | 7 | Friday | 7 | 0 | 8.518 | 3.1631 | 28.3136 | 37.109 | 3.323 | 0 | 0.4741 | 8.4 | 0.5109 | 80.245 | 0 | 0 | 3.6061 | 0
4761 | 199 | 18 | 7 | Friday | 8 | 0 | 8.844 | 27.1709 | 54.3545 | 79.9326 | 6.12 | 0 | 1.2723 | 16.56 | 1.0721 | 187.734 | 0 | 0 | 6.6425 | 0
4762 | 199 | 18 | 7 | Friday | 9 | 0 | 24.692 | 27.1709 | 54.4217 | 84.3871 | 6.645 | 0 | 1.429 | 10.32 | 2.0818 | 198.9474 | 0 | 0 | 7.2115 | 0
4763 | 199 | 18 | 7 | Friday | 10 | 0 | 31.13 | 27.1709 | 48.6483 | 85.6606 | 6.82 | 0 | 1.5304 | 8.88 | 3.6265 | 194.1241 | 0 | 0 | 7.4013 | 0
4764 | 199 | 18 | 7 | Friday | 11 | 0 | 31.589 | 27.1709 | 42.3635 | 85.6606 | 8.219 | 0 | 1.6048 | 10.32 | 6.519 | 190.1477 | 0 | 0 | 8.919 | 0
4765 | 199 | 18 | 7 | Friday | 12 | 0.399 | 3.296 | 27.1709 | 37.6 | 78.8121 | 9.968 | 0 | 0.3256 | 13.92 | 12.4249 | 160.4198 | 0 | 0 | 11.2149 | 0
4766 | 199 | 18 | 7 | Friday | 13 | 0 | 12.171 | 27.1709 | 37.8993 | 85.6606 | 9.443 | 0 | 0.834 | 11.52 | 20.8367 | 174.5011 | 0 | 0 | 10.2467 | 0
4767 | 199 | 18 | 7 | Friday | 14 | 0 | 39.034 | 27.1709 | 38.2816 | 85.6606 | 5.946 | 0 | 1.6208 | 8.88 | 26.0249 | 185.2964 | 0 | 0 | 6.4524 | 0
4768 | 199 | 18 | 7 | Friday | 15 | 0 | 30.612 | 27.1709 | 38.9872 | 85.6606 | 5.771 | 0 | 1.3686 | 8.88 | 23.3934 | 182.5252 | 0 | 0 | 6.2627 | 0
4769 | 199 | 18 | 7 | Friday | 16 | 0 | 36.022 | 27.1709 | 39.7153 | 85.2073 | 7.694 | 0 | 1.6742 | 11.04 | 17.2439 | 189.1753 | 0 | 0 | 8.3498 | 0
4770 | 199 | 18 | 7 | Friday | 17 | 0 | 3.867 | 27.1709 | 31.2719 | 55.9825 | 4.547 | 0 | 0.2727 | 14.88 | 11.5923 | 133.0052 | 0 | 0 | 4.9344 | 0
4771 | 199 | 18 | 7 | Friday | 18 | 0 | 3.591 | 13.5854 | 23.0123 | 40.9205 | 3.672 | 0 | 0.2638 | 4.8 | 7.9112 | 85.9735 | 0 | 0 | 3.9856 | 0
4772 | 199 | 18 | 7 | Friday | 19 | 0 | 0 | 0 | 22.2918 | 40.0131 | 2.623 | 0 | 0.0427 | 2.88 | 5.1043 | 65.1813 | 0 | 0 | 2.8467 | 0
4773 | 199 | 18 | 7 | Friday | 20 | 0 | 0.477 | 0 | 21.9041 | 33.1724 | 2.973 | 0 | 0.0743 | 0.96 | 2.499 | 56.5134 | 0 | 0 | 3.2265 | 0
4774 | 199 | 18 | 7 | Friday | 21 | 0 | 0 | 0 | 23.8537 | 32.719 | 1.399 | 0 | 0.0228 | 0.96 | 0.9642 | 57.5027 | 0 | 0 | 1.5181 | 0
4775 | 199 | 18 | 7 | Friday | 22 | 0 | 0 | 0 | 12.7362 | 17.8393 | 0.874 | 0 | 0.0142 | 0 | 0.142 | 30.5537 | 0 | 0 | 0.9492 | 0
4776 | 199 | 18 | 7 | Friday | 23 | 0 | 0 | 0 | 6.1377 | 11.0335 | 0.874 | 0 | 0.0142 | 0 | 0 | 17.1494 | 0 | 0 | 0.9493 | 0
4777 | 200 | 19 | 7 | Saturday | 0 | 0 | 0 | 0 | 5.3495 | 10.6091 | 0.874 | 0 | 0.0142 | 0 | 0 | 15.9376 | 0 | 0 | 0.9493 | 0
4778 | 200 | 19 | 7 | Saturday | 1 | 0 | 0 | 0 | 5.1845 | 10.3969 | 0.874 | 0 | 0.0142 | 0 | 0 | 15.5676 | 0 | 0 | 0.9493 | 0
4779 | 200 | 19 | 7 | Saturday | 2 | 0 | 0 | 0 | 5.1845 | 10.3969 | 0.874 | 0 | 0.0142 | 0 | 0 | 15.5676 | 0 | 0 | 0.9493 | 0
4780 | 200 | 19 | 7 | Saturday | 3 | 0 | 0 | 0 | 5.1845 | 10.3969 | 0.874 | 0 | 0.0142 | 0 | 0 | 15.5676 | 0 | 0 | 0.9493 | 0
4781 | 200 | 19 | 7 | Saturday | 4 | 0 | 0 | 0 | 5.1845 | 10.3969 | 0.874 | 0 | 0.0142 | 0 | 0 | 15.5676 | 0 | 0 | 0.9493 | 0
4782 | 200 | 19 | 7 | Saturday | 5 | 0 | 0 | 0 | 5.6546 | 10.3969 | 1.399 | 0 | 0.0228 | 0 | 0.1326 | 16.0462 | 0 | 0 | 1.5182 | 0
4783 | 200 | 19 | 7 | Saturday | 6 | 0 | 0 | 0 | 9.8552 | 14.454 | 1.224 | 0 | 0.0199 | 0 | 1.2233 | 24.2972 | 0 | 0 | 1.3286 | 0
4784 | 200 | 19 | 7 | Saturday | 7 | 0 | 0 | 0 | 12.3311 | 18.078 | 1.924 | 0 | 0.0313 | 3.84 | 4.9108 | 34.2677 | 0 | 0 | 2.0877 | 0
4785 | 200 | 19 | 7 | Saturday | 8 | 0 | 0 | 0 | 17.1759 | 33.4891 | 2.623 | 0 | 0.0427 | 3.36 | 11.1715 | 54.0429 | 0 | 0 | 2.8468 | 0
4786 | 200 | 19 | 7 | Saturday | 9 | 0 | 0.876 | 0 | 18.3664 | 36.0383 | 3.672 | 0 | 0.107 | 5.04 | 16.8186 | 60.3671 | 0 | 0 | 3.9857 | 0
4787 | 200 | 19 | 7 | Saturday | 10 | 0 | 6.326 | 0 | 18.0933 | 36.8872 | 3.323 | 0 | 0.3991 | 4.32 | 22.5827 | 65.7089 | 0 | 0 | 3.606 | 0
4788 | 200 | 19 | 7 | Saturday | 11 | 0 | 8.121 | 0 | 17.3277 | 36.8872 | 4.022 | 0 | 0.5079 | 6 | 27.6952 | 68.4332 | 0 | 0 | 4.3651 | 0
4789 | 200 | 19 | 7 | Saturday | 12 | 0 | 9.158 | 0 | 13.7462 | 26.6109 | 3.497 | 0 | 0.5611 | 5.04 | 28.8183 | 54.6505 | 0 | 0 | 3.7958 | 0
4790 | 200 | 19 | 7 | Saturday | 13 | 0 | 8.536 | 0 | 14.3 | 26.1571 | 3.323 | 0 | 0.5219 | 3.12 | 26.9415 | 52.2567 | 0 | 0 | 3.606 | 0
4791 | 200 | 19 | 7 | Saturday | 14 | 0 | 10.394 | 0 | 14.4687 | 26.1571 | 2.623 | 0 | 0.6228 | 1.92 | 23.6884 | 53.1893 | 0 | 0 | 2.8468 | 0
4792 | 200 | 19 | 7 | Saturday | 15 | 0 | 9.376 | 0 | 14.9567 | 26.1571 | 2.098 | 0 | 0.5536 | 0.96 | 17.249 | 51.7346 | 0 | 0 | 2.2775 | 0
4793 | 200 | 19 | 7 | Saturday | 16 | 0 | 10.174 | 0 | 15.1667 | 26.1571 | 2.448 | 0 | 0.6074 | 1.2 | 13.9808 | 53.018 | 0 | 0 | 2.6571 | 0
4794 | 200 | 19 | 7 | Saturday | 17 | 0 | 11.341 | 0 | 11.5408 | 19.2871 | 1.224 | 0 | 0.6489 | 1.44 | 12.6051 | 43.7214 | 0 | 0 | 1.3285 | 0
4795 | 200 | 19 | 7 | Saturday | 18 | 0 | 4.773 | 0 | 11.6943 | 19.2871 | 1.224 | 0 | 0.2804 | 0 | 9.3902 | 35.7463 | 0 | 0 | 1.3286 | 0
4796 | 200 | 19 | 7 | Saturday | 19 | 0 | 5.699 | 0 | 12.0246 | 19.2871 | 1.224 | 0 | 0.3295 | 0 | 5.7152 | 37.0078 | 0 | 0 | 1.3286 | 0
4797 | 200 | 19 | 7 | Saturday | 20 | 0 | 3.505 | 0 | 12.6105 | 19.2871 | 1.224 | 0 | 0.2104 | 0 | 2.8455 | 35.3883 | 0 | 0 | 1.3286 | 0
4798 | 200 | 19 | 7 | Saturday | 21 | 0 | 0 | 0 | 13.6728 | 19.2871 | 1.574 | 0 | 0.0256 | 0 | 0.9906 | 32.9256 | 0 | 0 | 1.7082 | 0
4799 | 200 | 19 | 7 | Saturday | 22 | 0 | 0 | 0 | 12.5503 | 17.5892 | 0.874 | 0 | 0.0142 | 0 | 0.1379 | 30.1097 | 0 | 0 | 0.9492 | 0
4800 | 200 | 19 | 7 | Saturday | 23 | 0 | 0 | 0 | 6.6175 | 11.0335 | 0.874 | 0 | 0.0142 | 0 | 0 | 17.6213 | 0 | 0 | 0.9493 | 0
4801 | 201 | 20 | 7 | Sunday | 0 | 0 | 0 | 0 | 5.3583 | 10.6091 | 0.699 | 0 | 0.0114 | 0 | 0 | 15.9347 | 0 | 0 | 0.7591 | 0
4802 | 201 | 20 | 7 | Sunday | 1 | 0 | 0 | 0 | 5.2005 | 10.3969 | 0.699 | 0 | 0.0114 | 0 | 0 | 15.5648 | 0 | 0 | 0.7592 | 0
4803 | 201 | 20 | 7 | Sunday | 2 | 0 | 0 | 0 | 5.1909 | 10.3969 | 0.699 | 0 | 0.0114 | 0 | 0 | 15.5648 | 0 | 0 | 0.7592 | 0
4804 | 201 | 20 | 7 | Sunday | 3 | 0 | 0 | 0 | 5.1909 | 10.3969 | 0.699 | 0 | 0.0114 | 0 | 0 | 15.5648 | 0 | 0 | 0.7592 | 0
4805 | 201 | 20 | 7 | Sunday | 4 | 0 | 0 | 0 | 5.1909 | 10.3969 | 0.699 | 0 | 0.0114 | 0 | 0 | 15.5648 | 0 | 0 | 0.7592 | 0
4806 | 201 | 20 | 7 | Sunday | 5 | 0 | 0 | 0 | 5.6623 | 10.3969 | 1.224 | 0 | 0.0199 | 0 | 0.1276 | 16.0447 | 0 | 0 | 1.3286 | 0
4807 | 201 | 20 | 7 | Sunday | 6 | 0 | 0 | 0 | 5.9803 | 11.0335 | 0.699 | 0 | 0.0114 | 0 | 1.1869 | 16.9837 | 0 | 0 | 0.7591 | 0
4808 | 201 | 20 | 7 | Sunday | 7 | 0 | 0 | 0 | 8.4991 | 14.6575 | 0.699 | 0 | 0.0114 | 0 | 4.6543 | 23.1264 | 0 | 0 | 0.7592 | 0
4809 | 201 | 20 | 7 | Sunday | 8 | 0 | 0 | 0 | 8.7826 | 15.5065 | 0.699 | 0 | 0.0114 | 0 | 10.1096 | 24.2484 | 0 | 0 | 0.7592 | 0
4810 | 201 | 20 | 7 | Sunday | 9 | 0 | 0 | 0 | 8.403 | 15.5065 | 0.699 | 0 | 0.0114 | 0 | 12.6786 | 23.8689 | 0 | 0 | 0.7592 | 0
4811 | 201 | 20 | 7 | Sunday | 10 | 0 | 2.701 | 0 | 8.674 | 16.3554 | 0.699 | 0 | 0.1581 | 0 | 15.2057 | 27.7193 | 0 | 0 | 0.7592 | 0
4812 | 201 | 20 | 7 | Sunday | 11 | 0 | 3.524 | 0 | 8.202 | 16.3554 | 1.049 | 0 | 0.2074 | 0 | 19.8469 | 28.0746 | 0 | 0 | 1.1387 | 0
4813 | 201 | 20 | 7 | Sunday | 12 | 0 | 6.612 | 0 | 10.3352 | 20.794 | 1.049 | 0 | 0.379 | 0 | 20.8911 | 37.7675 | 0 | 0 | 1.1387 | 0
4814 | 201 | 20 | 7 | Sunday | 13 | 0 | 8.978 | 0 | 10.6727 | 20.794 | 1.574 | 0 | 0.5165 | 0 | 23.1121 | 40.3733 | 0 | 0 | 1.7082 | 0
4815 | 201 | 20 | 7 | Sunday | 14 | 0 | 13.707 | 0 | 11.3253 | 20.794 | 1.049 | 0 | 0.7619 | 0 | 22.4186 | 45.4787 | 0 | 0 | 1.1387 | 0
4816 | 201 | 20 | 7 | Sunday | 15 | 0 | 17.213 | 0 | 11.8755 | 20.794 | 0.699 | 0 | 0.9218 | 0 | 20.6018 | 48.7929 | 0 | 0 | 0.7591 | 0
4817 | 201 | 20 | 7 | Sunday | 16 | 0 | 16.166 | 0 | 11.8588 | 20.3695 | 0.699 | 0 | 0.7913 | 0 | 19.1911 | 46.0335 | 0 | 0 | 0.7592 | 0
4818 | 201 | 20 | 7 | Sunday | 17 | 0 | 14.946 | 0 | 11.6544 | 19.916 | 0.699 | 0 | 0.82 | 0 | 15.247 | 45.9476 | 0 | 0 | 0.7592 | 0
4819 | 201 | 20 | 7 | Sunday | 18 | 0 | 12.642 | 0 | 11.8865 | 19.916 | 0.699 | 0 | 0.6999 | 0 | 10.2159 | 44.127 | 0 | 0 | 0.7592 | 0
4820 | 201 | 20 | 7 | Sunday | 19 | 0 | 11.561 | 0 | 12.1688 | 19.916 | 0.699 | 0 | 0.6108 | 0 | 5.0285 | 42.7004 | 0 | 0 | 0.7592 | 0
4821 | 201 | 20 | 7 | Sunday | 20 | 0 | 6.664 | 0 | 12.3332 | 19.916 | 0.699 | 0 | 0.3566 | 0 | 2.2485 | 38.3458 | 0 | 0 | 0.7592 | 0
4822 | 201 | 20 | 7 | Sunday | 21 | 0 | 0 | 0 | 13.5762 | 19.916 | 1.224 | 0 | 0.0199 | 0 | 0.5445 | 33.4617 | 0 | 0 | 1.3286 | 0
4823 | 201 | 20 | 7 | Sunday | 22 | 0 | 0 | 0 | 6.2927 | 11.8825 | 0.699 | 0 | 0.0114 | 0 | 0 | 18.1546 | 0 | 0 | 0.7591 | 0
4824 | 201 | 20 | 7 | Sunday | 23 | 0 | 0 | 0 | 5.6618 | 11.0335 | 0.699 | 0 | 0.0114 | 0 | 0 | 16.6747 | 0 | 0 | 0.7592 | 0
4825 | 202 | 21 | 7 | Monday | 0 | 0 | 0 | 0 | 5.1885 | 10.3969 | 0.874 | 0 | 0.0142 | 0 | 0 | 15.5676 | 0 | 0 | 0.9493 | 0
4826 | 202 | 21 | 7 | Monday | 1 | 0 | 0 | 0 | 5.1829 | 10.3969 | 0.874 | 0 | 0.0142 | 0 | 0 | 15.5676 | 0 | 0 | 0.9493 | 0
4827 | 202 | 21 | 7 | Monday | 2 | 0 | 0 | 0 | 5.1829 | 10.3969 | 0.874 | 0 | 0.0142 | 0 | 0 | 15.5676 | 0 | 0 | 0.9493 | 0
4828 | 202 | 21 | 7 | Monday | 3 | 0 | 0 | 0 | 5.1829 | 10.3969 | 0.874 | 0 | 0.0142 | 0 | 0 | 15.5676 | 0 | 0 | 0.9493 | 0
4829 | 202 | 21 | 7 | Monday | 4 | 0 | 0 | 0 | 5.6548 | 10.3969 | 0.874 | 0 | 0.0142 | 0 | 0 | 16.0395 | 0 | 0 | 0.9493 | 0
4830 | 202 | 21 | 7 | Monday | 5 | 0 | 0 | 0 | 8.8511 | 14.4831 | 1.399 | 0 | 0.0228 | 0 | 0.1336 | 23.3305 | 0 | 0 | 1.5182 | 0
4831 | 202 | 21 | 7 | Monday | 6 | 0 | 0 | 0 | 16.2516 | 21.1313 | 1.224 | 0 | 0.0199 | 0 | 1.226 | 37.3693 | 0 | 0 | 1.3286 | 0
4832 | 202 | 21 | 7 | Monday | 7 | 0 | 32.451 | 3.1631 | 22.9763 | 37.109 | 3.323 | 0 | 0.6215 | 8.4 | 4.5481 | 78.2403 | 0 | 0 | 3.6061 | 0
4833 | 202 | 21 | 7 | Monday | 8 | 0 | 47.358 | 27.1709 | 36.879 | 79.9326 | 6.12 | 0 | 1.7553 | 16.56 | 10.5301 | 187.2144 | 0 | 0 | 6.6425 | 0
4834 | 202 | 21 | 7 | Monday | 9 | 0.397 | 17.311 | 27.1709 | 39.3326 | 84.3871 | 6.645 | 0 | 1.0564 | 10.32 | 18.0572 | 177.8891 | 0 | 0 | 7.6084 | 0
4835 | 202 | 21 | 7 | Monday | 10 | 0 | 26.643 | 27.1709 | 38.7919 | 85.6606 | 6.82 | 0 | 1.4651 | 8.88 | 24.242 | 183.8363 | 0 | 0 | 7.4013 | 0
4836 | 202 | 21 | 7 | Monday | 11 | 0 | 40.031 | 27.1709 | 37.2932 | 85.6606 | 8.219 | 0 | 1.7153 | 10.32 | 27.7767 | 186.7872 | 0 | 0 | 8.919 | 0
4837 | 202 | 21 | 7 | Monday | 12 | 0 | 13.146 | 27.1709 | 34.0211 | 78.8121 | 9.968 | 0 | 0.8751 | 13.92 | 31.0034 | 166.8158 | 0 | 0 | 10.8157 | 0
4838 | 202 | 21 | 7 | Monday | 13 | 0 | 65.145 | 27.1709 | 36.7956 | 85.6606 | 9.443 | 0 | 1.9102 | 11.52 | 31.3407 | 189.4377 | 0 | 0 | 10.2467 | 0
4839 | 202 | 21 | 7 | Monday | 14 | 0 | 104.291 | 27.1709 | 38.0073 | 85.6606 | 5.946 | 0 | 1.8702 | 8.88 | 29.3074 | 196.4502 | 0 | 0 | 6.4524 | 0
4840 | 202 | 21 | 7 | Monday | 15 | 0 | 74.767 | 27.1709 | 38.4287 | 85.6606 | 5.771 | 0 | 1.8888 | 8.88 | 24.5772 | 194.4852 | 0 | 0 | 6.2627 | 0
4841 | 202 | 21 | 7 | Monday | 16 | 0 | 74.258 | 27.1709 | 38.8464 | 85.2073 | 7.694 | 0 | 1.9204 | 11.04 | 19.4449 | 196.5857 | 0 | 0 | 8.3498 | 0
4842 | 202 | 21 | 7 | Monday | 17 | 0 | 26.315 | 27.1709 | 30.7563 | 55.9825 | 4.547 | 0 | 1.4058 | 14.88 | 15.3348 | 157.2238 | 0 | 0 | 4.9344 | 0
4843 | 202 | 21 | 7 | Monday | 18 | 0 | 23.857 | 13.5854 | 22.8344 | 40.9205 | 3.672 | 0 | 0.8732 | 4.8 | 9.3704 | 98.2544 | 0 | 0 | 3.9856 | 0
4844 | 202 | 21 | 7 | Monday | 19 | 0 | 0 | 0 | 21.4098 | 40.0131 | 2.623 | 0 | 0.1361 | 2.88 | 4.6955 | 64.3926 | 0 | 0 | 2.8467 | 0
4845 | 202 | 21 | 7 | Monday | 20 | 0 | 0 | 0 | 21.2474 | 33.1724 | 2.973 | 0 | 0.4188 | 0.96 | 2.4069 | 55.7458 | 0 | 0 | 3.2265 | 0
4846 | 202 | 21 | 7 | Monday | 21 | 0 | 0 | 0 | 23.8346 | 32.719 | 1.399 | 0 | 0.0228 | 0.96 | 0.6338 | 57.4836 | 0 | 0 | 1.5181 | 0
4847 | 202 | 21 | 7 | Monday | 22 | 0 | 0 | 0 | 12.7362 | 17.8393 | 0.874 | 0 | 0.0142 | 0 | 0 | 30.5537 | 0 | 0 | 0.9492 | 0
4848 | 202 | 21 | 7 | Monday | 23 | 0 | 0 | 0 | 6.1377 | 11.0335 | 0.874 | 0 | 0.0142 | 0 | 0 | 17.1494 | 0 | 0 | 0.9493 | 0
4849 | 203 | 22 | 7 | Tuesday | 0 | 0 | 0 | 0 | 5.1885 | 10.3969 | 0.874 | 0 | 0.0142 | 0 | 0 | 15.5676 | 0 | 0 | 0.9493 | 0
4850 | 203 | 22 | 7 | Tuesday | 1 | 0 | 0 | 0 | 5.1829 | 10.3969 | 0.874 | 0 | 0.0142 | 0 | 0 | 15.5676 | 0 | 0 | 0.9493 | 0
4851 | 203 | 22 | 7 | Tuesday | 2 | 0 | 0 | 0 | 5.1829 | 10.3969 | 0.874 | 0 | 0.0142 | 0 | 0 | 15.5676 | 0 | 0 | 0.9493 | 0
4852 | 203 | 22 | 7 | Tuesday | 3 | 0 | 0 | 0 | 5.1829 | 10.3969 | 0.874 | 0 | 0.0142 | 0 | 0 | 15.5676 | 0 | 0 | 0.9493 | 0
4853 | 203 | 22 | 7 | Tuesday | 4 | 0 | 0 | 0 | 5.6548 | 10.3969 | 0.874 | 0 | 0.0142 | 0 | 0 | 16.0395 | 0 | 0 | 0.9493 | 0
4854 | 203 | 22 | 7 | Tuesday | 5 | 0 | 0 | 0 | 8.8544 | 14.4831 | 1.399 | 0 | 0.0228 | 0 | 0.1581 | 23.3339 | 0 | 0 | 1.5182 | 0
4855 | 203 | 22 | 7 | Tuesday | 6 | 0 | 0 | 0 | 16.4164 | 21.1313 | 1.224 | 0 | 0.0199 | 0 | 1.4154 | 37.5341 | 0 | 0 | 1.3286 | 0
4856 | 203 | 22 | 7 | Tuesday | 7 | 0 | 12.509 | 2.3723 | 23.7666 | 37.109 | 3.323 | 0 | 0.5094 | 8.4 | 4.4875 | 75.2649 | 0 | 0 | 3.6061 | 0
4857 | 203 | 22 | 7 | Tuesday | 8 | 0 | 31.493 | 27.1709 | 37.4527 | 79.9326 | 6.12 | 0 | 1.724 | 16.56 | 8.5076 | 182.7669 | 0 | 0 | 6.6425 | 0
4858 | 203 | 22 | 7 | Tuesday | 9 | 0 | 40.103 | 27.1709 | 39.9629 | 84.3871 | 6.645 | 0 | 1.6887 | 10.32 | 10.4809 | 188.2737 | 0 | 0 | 7.2115 | 0
4859 | 203 | 22 | 7 | Tuesday | 10 | 0 | 45.623 | 27.1709 | 40.053 | 85.6606 | 6.82 | 0 | 1.7254 | 8.88 | 12.0595 | 188.5288 | 0 | 0 | 7.4013 | 0
4860 | 203 | 22 | 7 | Tuesday | 11 | 0 | 63.532 | 27.1709 | 38.996 | 85.6606 | 8.219 | 0 | 1.857 | 10.32 | 14.3733 | 190.1916 | 0 | 0 | 8.919 | 0
4861 | 203 | 22 | 7 | Tuesday | 12 | 0 | 35.571 | 27.1709 | 36.7698 | 78.8121 | 9.968 | 0 | 1.6709 | 13.92 | 15.3361 | 182.6634 | 0 | 0 | 10.8157 | 0
4862 | 203 | 22 | 7 | Tuesday | 13 | 0 | 52.327 | 27.1709 | 39.8751 | 85.6606 | 9.443 | 0 | 1.8224 | 11.52 | 12.3491 | 191.2031 | 0 | 0 | 10.2467 | 0
4863 | 203 | 22 | 7 | Tuesday | 14 | 0 | 41.83 | 27.1709 | 40.7374 | 85.6606 | 5.946 | 0 | 1.6821 | 8.88 | 9.005 | 188.9861 | 0 | 0 | 6.4524 | 0
4864 | 203 | 22 | 7 | Tuesday | 15 | 0 | 51.781 | 27.1709 | 40.1156 | 85.6606 | 5.771 | 0 | 1.7394 | 8.88 | 13.2802 | 188.8072 | 0 | 0 | 6.2627 | 0
4865 | 203 | 22 | 7 | Tuesday | 16 | 0 | 60.699 | 27.1709 | 39.7386 | 85.2073 | 7.694 | 0 | 1.8273 | 11.04 | 18.6074 | 190.9224 | 0 | 0 | 8.3498 | 0
4866 | 203 | 22 | 7 | Tuesday | 17 | 0 | 57.936 | 27.1709 | 31.2653 | 55.9825 | 4.547 | 0 | 1.4838 | 14.88 | 15.8349 | 160.8036 | 0 | 0 | 4.9344 | 0
4867 | 203 | 22 | 7 | Tuesday | 18 | 0 | 25.131 | 13.5854 | 23.0197 | 40.9205 | 3.672 | 0 | 0.8506 | 4.8 | 9.4722 | 98.6334 | 0 | 0 | 3.9856 | 0
4868 | 203 | 22 | 7 | Tuesday | 19 | 0 | 0 | 0 | 21.52 | 40.0131 | 2.623 | 0 | 0.0897 | 2.88 | 4.7178 | 64.4565 | 0 | 0 | 2.8467 | 0
4869 | 203 | 22 | 7 | Tuesday | 20 | 0 | 0 | 0 | 21.1719 | 33.1724 | 2.973 | 0 | 0.1418 | 0.96 | 2.3595 | 55.3934 | 0 | 0 | 3.2265 | 0
4870 | 203 | 22 | 7 | Tuesday | 21 | 0 | 0 | 0 | 23.8737 | 32.719 | 1.399 | 0 | 0.0228 | 0.96 | 0.5853 | 57.5227 | 0 | 0 | 1.5181 | 0
4871 | 203 | 22 | 7 | Tuesday | 22 | 0 | 0 | 0 | 12.7362 | 17.8393 | 0.874 | 0 | 0.0142 | 0 | 0 | 30.5537 | 0 | 0 | 0.9492 | 0
4872 | 203 | 22 | 7 | Tuesday | 23 | 0 | 0 | 0 | 6.1377 | 11.0335 | 0.874 | 0 | 0.0142 | 0 | 0 | 17.1494 | 0 | 0 | 0.9493 | 0
4873 | 204 | 23 | 7 | Wednesday | 0 | 0 | 0 | 0 | 5.1885 | 10.3969 | 0.874 | 0 | 0.0142 | 0 | 0 | 15.5676 | 0 | 0 | 0.9493 | 0
4874 | 204 | 23 | 7 | Wednesday | 1 | 0 | 0 | 0 | 5.1829 | 10.3969 | 0.874 | 0 | 0.0142 | 0 | 0 | 15.5676 | 0 | 0 | 0.9493 | 0
4875 | 204 | 23 | 7 | Wednesday | 2 | 0 | 0 | 0 | 5.1829 | 10.3969 | 0.874 | 0 | 0.0142 | 0 | 0 | 15.5676 | 0 | 0 | 0.9493 | 0
4876 | 204 | 23 | 7 | Wednesday | 3 | 0 | 0 | 0 | 5.1829 | 10.3969 | 0.874 | 0 | 0.0142 | 0 | 0 | 15.5676 | 0 | 0 | 0.9493 | 0
4877 | 204 | 23 | 7 | Wednesday | 4 | 0 | 0 | 0 | 5.6548 | 10.3969 | 0.874 | 0 | 0.0142 | 0 | 0 | 16.0395 | 0 | 0 | 0.9493 | 0
4878 | 204 | 23 | 7 | Wednesday | 5 | 0 | 0 | 0 | 8.8552 | 14.4831 | 1.399 | 0 | 0.0228 | 0 | 0.0596 | 23.3347 | 0 | 0 | 1.5182 | 0
4879 | 204 | 23 | 7 | Wednesday | 6 | 0 | 0 | 0 | 16.947 | 21.1313 | 1.224 | 0 | 0.0199 | 0 | 0.5904 | 38.0646 | 0 | 0 | 1.3286 | 0
4880 | 204 | 23 | 7 | Wednesday | 7 | 0 | 13.411 | 3.1631 | 25.7425 | 37.109 | 3.323 | 0 | 0.5541 | 8.4 | 2.2661 | 78.8901 | 0 | 0 | 3.6061 | 0
4881 | 204 | 23 | 7 | Wednesday | 8 | 0 | 38.783 | 27.1709 | 38.8403 | 79.9326 | 6.12 | 0 | 1.8091 | 16.56 | 5.7515 | 186.7975 | 0 | 0 | 6.6425 | 0
4882 | 204 | 23 | 7 | Wednesday | 9 | 0 | 47.147 | 27.1709 | 40.1748 | 84.3871 | 6.645 | 0 | 1.7347 | 10.32 | 9.0532 | 188.7733 | 0 | 0 | 7.2115 | 0
4883 | 204 | 23 | 7 | Wednesday | 10 | 0 | 44.915 | 27.1709 | 40.1944 | 85.6606 | 6.82 | 0 | 1.7191 | 8.88 | 11.0665 | 188.6026 | 0 | 0 | 7.4013 | 0
4884 | 204 | 23 | 7 | Wednesday | 11 | 0 | 53.144 | 27.1709 | 40.1679 | 85.6606 | 8.219 | 0 | 1.7901 | 10.32 | 10.6971 | 190.3143 | 0 | 0 | 8.919 | 0
4885 | 204 | 23 | 7 | Wednesday | 12 | 0 | 13.06 | 27.1709 | 38.7022 | 78.8121 | 9.968 | 0 | 0.8626 | 13.92 | 8.2196 | 171.533 | 0 | 0 | 10.8157 | 0
4886 | 204 | 23 | 7 | Wednesday | 13 | 0 | 46.056 | 27.1709 | 42.1926 | 85.6606 | 9.443 | 0 | 1.7722 | 11.52 | 5.8813 | 193.0796 | 0 | 0 | 10.2467 | 0
4887 | 204 | 23 | 7 | Wednesday | 14 | 0 | 24.174 | 27.1709 | 46.2534 | 85.6606 | 5.946 | 0 | 1.4233 | 8.88 | 3.9576 | 191.1378 | 0 | 0 | 6.4524 | 0
4888 | 204 | 23 | 7 | Wednesday | 15 | 0 | 23.955 | 27.1709 | 45.4992 | 85.6606 | 5.771 | 0 | 1.3525 | 8.88 | 4.8993 | 188.9842 | 0 | 0 | 6.2627 | 0
4889 | 204 | 23 | 7 | Wednesday | 16 | 0 | 15.326 | 27.1709 | 41.7836 | 85.2073 | 7.694 | 0 | 0.9934 | 11.04 | 9.937 | 180.7304 | 0 | 0 | 8.3498 | 0
4890 | 204 | 23 | 7 | Wednesday | 17 | 0 | 2.197 | 27.1709 | 31.5699 | 55.9825 | 4.547 | 0 | 0.1926 | 14.88 | 13.6336 | 131.8747 | 0 | 0 | 4.9344 | 0
4891 | 204 | 23 | 7 | Wednesday | 18 | 0 | 3.09 | 13.5854 | 23.2675 | 40.9205 | 3.672 | 0 | 0.2351 | 4.8 | 10.6308 | 85.7008 | 0 | 0 | 3.9856 | 0
4892 | 204 | 23 | 7 | Wednesday | 19 | 0 | 0 | 0 | 21.9395 | 40.0131 | 2.623 | 0 | 0.0427 | 2.88 | 5.4968 | 64.8289 | 0 | 0 | 2.8467 | 0
4893 | 204 | 23 | 7 | Wednesday | 20 | 0 | 0.596 | 0 | 21.2687 | 33.1724 | 2.973 | 0 | 0.081 | 0.96 | 2.5227 | 55.9974 | 0 | 0 | 3.2265 | 0
4894 | 204 | 23 | 7 | Wednesday | 21 | 0 | 0 | 0 | 23.8526 | 32.719 | 1.399 | 0 | 0.0228 | 0.96 | 0.6207 | 57.5016 | 0 | 0 | 1.5181 | 0
4895 | 204 | 23 | 7 | Wednesday | 22 | 0 | 0 | 0 | 12.7362 | 17.8393 | 0.874 | 0 | 0.0142 | 0 | 0 | 30.5537 | 0 | 0 | 0.9492 | 0
4896 | 204 | 23 | 7 | Wednesday | 23 | 0 | 0 | 0 | 6.1377 | 11.0335 | 0.874 | 0 | 0.0142 | 0 | 0 | 17.1494 | 0 | 0 | 0.9493 | 0
4897 | 205 | 24 | 7 | Thursday | 0 | 0 | 0 | 0 | 5.1885 | 10.3969 | 0.874 | 0 | 0.0142 | 0 | 0 | 15.5676 | 0 | 0 | 0.9493 | 0
4898 | 205 | 24 | 7 | Thursday | 1 | 0 | 0 | 0 | 5.1829 | 10.3969 | 0.874 | 0 | 0.0142 | 0 | 0 | 15.5676 | 0 | 0 | 0.9493 | 0
4899 | 205 | 24 | 7 | Thursday | 2 | 0 | 0 | 0 | 5.1829 | 10.3969 | 0.874 | 0 | 0.0142 | 0 | 0 | 15.5676 | 0 | 0 | 0.9493 | 0
4900 | 205 | 24 | 7 | Thursday | 3 | 0 | 0 | 0 | 5.1829 | 10.3969 | 0.874 | 0 | 0.0142 | 0 | 0 | 15.5676 | 0 | 0 | 0.9493 | 0
4901 | 205 | 24 | 7 | Thursday | 4 | 0 | 0 | 0 | 5.6548 | 10.3969 | 0.874 | 0 | 0.0142 | 0 | 0 | 16.0395 | 0 | 0 | 0.9493 | 0
4902 | 205 | 24 | 7 | Thursday | 5 | 0 | 0 | 0 | 8.8498 | 14.4831 | 1.399 | 0 | 0.0228 | 0 | 0.1383 | 23.3293 | 0 | 0 | 1.5182 | 0
4903 | 205 | 24 | 7 | Thursday | 6 | 0 | 0 | 0 | 16.1733 | 21.1313 | 1.224 | 0 | 0.0199 | 0 | 1.2136 | 37.291 | 0 | 0 | 1.3286 | 0
4904 | 205 | 24 | 7 | Thursday | 7 | 0 | 17.702 | 2.3723 | 22.5771 | 37.109 | 3.323 | 0 | 0.3761 | 8.4 | 4.1442 | 74.5158 | 0 | 0 | 3.6061 | 0
4905 | 205 | 24 | 7 | Thursday | 8 | 0.433 | 8.186 | 27.1709 | 36.7715 | 79.9326 | 6.12 | 0 | 0.5421 | 16.56 | 9.2317 | 168.2637 | 0 | 0 | 7.0755 | 0
4906 | 205 | 24 | 7 | Thursday | 9 | 0 | 3.724 | 27.1709 | 39.7119 | 84.3871 | 6.645 | 0 | 0.3091 | 10.32 | 12.9352 | 165.4397 | 0 | 0 | 7.2115 | 0
4907 | 205 | 24 | 7 | Thursday | 10 | 0 | 2.841 | 27.1709 | 39.0566 | 85.6606 | 6.82 | 0 | 0.2636 | 8.88 | 17.7403 | 163.7357 | 0 | 0 | 7.4013 | 0
4908 | 205 | 24 | 7 | Thursday | 11 | 0 | 11.517 | 27.1709 | 37.508 | 85.6606 | 8.219 | 0 | 0.7746 | 10.32 | 22.378 | 172.2266 | 0 | 0 | 8.919 | 0
4909 | 205 | 24 | 7 | Thursday | 12 | 0 | 4.46 | 27.1709 | 34.4754 | 78.8121 | 9.968 | 0 | 0.4085 | 13.92 | 26.1526 | 159.0686 | 0 | 0 | 10.8157 | 0
4910 | 205 | 24 | 7 | Thursday | 13 | 0 | 46.608 | 27.1709 | 37.3275 | 85.6606 | 9.443 | 0 | 1.726 | 11.52 | 26.9137 | 187.2654 | 0 | 0 | 10.2467 | 0
4911 | 205 | 24 | 7 | Thursday | 14 | 0 | 51.893 | 27.1709 | 38.6782 | 85.6606 | 5.946 | 0 | 1.759 | 8.88 | 23.3513 | 187.4687 | 0 | 0 | 6.4524 | 0
4912 | 205 | 24 | 7 | Thursday | 15 | 0 | 46.864 | 27.1709 | 39.464 | 85.6606 | 5.771 | 0 | 1.7145 | 8.88 | 19.1085 | 187.9695 | 0 | 0 | 6.2627 | 0
4913 | 205 | 24 | 7 | Thursday | 16 | 0 | 8.391 | 27.1709 | 40.1545 | 85.2073 | 7.694 | 0 | 0.5159 | 11.04 | 17.9293 | 170.5064 | 0 | 0 | 8.3498 | 0
4914 | 205 | 24 | 7 | Thursday | 17 | 0 | 2.513 | 27.1709 | 31.4837 | 55.9825 | 4.547 | 0 | 0.211 | 14.88 | 14.9092 | 132.1078 | 0 | 0 | 4.9344 | 0
4915 | 205 | 24 | 7 | Thursday | 18 | 0 | 1.672 | 13.5854 | 23.525 | 40.9205 | 3.672 | 0 | 0.1501 | 4.8 | 8.0604 | 84.521 | 0 | 0 | 3.9856 | 0
4916 | 205 | 24 | 7 | Thursday | 19 | 0 | 0 | 0 | 23.5235 | 40.0131 | 2.623 | 0 | 0.0427 | 2.88 | 4.0042 | 66.413 | 0 | 0 | 2.8467 | 0
4917 | 205 | 24 | 7 | Thursday | 20 | 0 | 0.599 | 0 | 22.2123 | 33.1724 | 2.973 | 0 | 0.0808 | 0.96 | 2.2528 | 56.9436 | 0 | 0 | 3.2265 | 0
4918 | 205 | 24 | 7 | Thursday | 21 | 0 | 0 | 0 | 23.9758 | 32.719 | 1.399 | 0 | 0.0228 | 0.96 | 0.5051 | 57.6248 | 0 | 0 | 1.5181 | 0
4919 | 205 | 24 | 7 | Thursday | 22 | 0 | 0 | 0 | 12.7362 | 17.8393 | 0.874 | 0 | 0.0142 | 0 | 0 | 30.5537 | 0 | 0 | 0.9492 | 0
4920 | 205 | 24 | 7 | Thursday | 23 | 0 | 0 | 0 | 6.1377 | 11.0335 | 0.874 | 0 | 0.0142 | 0 | 0 | 17.1494 | 0 | 0 | 0.9493 | 0
4921 | 206 | 25 | 7 | Friday | 0 | 0 | 0 | 0 | 5.1885 | 10.3969 | 0.874 | 0 | 0.0142 | 0 | 0 | 15.5676 | 0 | 0 | 0.9493 | 0
4922 | 206 | 25 | 7 | Friday | 1 | 0 | 0 | 0 | 5.1829 | 10.3969 | 0.874 | 0 | 0.0142 | 0 | 0 | 15.5676 | 0 | 0 | 0.9493 | 0
4923 | 206 | 25 | 7 | Friday | 2 | 0 | 0 | 0 | 5.1829 | 10.3969 | 0.874 | 0 | 0.0142 | 0 | 0 | 15.5676 | 0 | 0 | 0.9493 | 0
4924 | 206 | 25 | 7 | Friday | 3 | 0 | 0 | 0 | 5.1829 | 10.3969 | 0.874 | 0 | 0.0142 | 0 | 0 | 15.5676 | 0 | 0 | 0.9493 | 0
4925 | 206 | 25 | 7 | Friday | 4 | 0 | 0 | 0 | 5.6548 | 10.3969 | 0.874 | 0 | 0.0142 | 0 | 0 | 16.0395 | 0 | 0 | 0.9493 | 0
4926 | 206 | 25 | 7 | Friday | 5 | 0 | 0 | 0 | 8.8552 | 14.4831 | 1.399 | 0 | 0.0228 | 0 | 0.083 | 23.3347 | 0 | 0 | 1.5182 | 0
4927 | 206 | 25 | 7 | Friday | 6 | 0 | 0 | 0 | 16.9095 | 21.1313 | 1.224 | 0 | 0.0199 | 0 | 0.7645 | 38.0272 | 0 | 0 | 1.3286 | 0
4928 | 206 | 25 | 7 | Friday | 7 | 0 | 11.805 | 1.5816 | 26.0039 | 37.109 | 3.323 | 0 | 0.2621 | 8.4 | 2.3023 | 75.788 | 0 | 0 | 3.6061 | 0
4929 | 206 | 25 | 7 | Friday | 8 | 0 | 7.29 | 27.1709 | 40.7037 | 79.9326 | 6.12 | 0 | 0.4372 | 16.56 | 4.813 | 170.2831 | 0 | 0 | 6.6425 | 0
4930 | 206 | 25 | 7 | Friday | 9 | 0 | 5.041 | 27.1709 | 40.4247 | 84.3871 | 6.645 | 0 | 0.3859 | 10.32 | 8.4565 | 167.4852 | 0 | 0 | 7.2115 | 0
4931 | 206 | 25 | 7 | Friday | 10 | 0 | 8.01 | 27.1709 | 39.9503 | 85.6606 | 6.82 | 0 | 0.5576 | 8.88 | 12.1629 | 169.8508 | 0 | 0 | 7.4013 | 0
4932 | 206 | 25 | 7 | Friday | 11 | 0 | 12.329 | 27.1709 | 38.8134 | 85.6606 | 8.219 | 0 | 0.8278 | 10.32 | 13.901 | 174.3735 | 0 | 0 | 8.919 | 0
4933 | 206 | 25 | 7 | Friday | 12 | 0.767 | 2.891 | 27.1709 | 35.8474 | 78.8121 | 9.968 | 0 | 0.3344 | 13.92 | 15.8723 | 158.8452 | 0 | 0 | 11.5822 | 0
4934 | 206 | 25 | 7 | Friday | 13 | 0 | 9.262 | 27.1709 | 37.9417 | 85.6606 | 9.443 | 0 | 0.6747 | 11.52 | 18.1377 | 171.7925 | 0 | 0 | 10.2467 | 0
4935 | 206 | 25 | 7 | Friday | 14 | 0 | 3.472 | 27.1709 | 38.6794 | 85.6606 | 5.946 | 0 | 0.2888 | 8.88 | 19.3688 | 163.9774 | 0 | 0 | 6.4524 | 0
4936 | 206 | 25 | 7 | Friday | 15 | 0 | 2.01 | 27.1709 | 39.1876 | 85.6606 | 5.771 | 0 | 0.202 | 8.88 | 21.4339 | 163.0047 | 0 | 0 | 6.2627 | 0
4937 | 206 | 25 | 7 | Friday | 16 | 0 | 2.877 | 27.1709 | 39.6545 | 85.2073 | 7.694 | 0 | 0.2807 | 11.04 | 19.8919 | 166.0812 | 0 | 0 | 8.3498 | 0
4938 | 206 | 25 | 7 | Friday | 17 | 0 | 0.949 | 27.1709 | 31.359 | 55.9825 | 4.547 | 0 | 0.1249 | 14.88 | 13.7754 | 130.4069 | 0 | 0 | 4.9344 | 0
4939 | 206 | 25 | 7 | Friday | 18 | 0 | 0 | 13.5854 | 23.1456 | 40.9205 | 3.672 | 0 | 0.0598 | 4.8 | 8.1235 | 82.4586 | 0 | 0 | 3.9856 | 0
4940 | 206 | 25 | 7 | Friday | 19 | 0 | 0 | 0 | 22.0065 | 40.0131 | 2.623 | 0 | 0.0427 | 2.88 | 4.5104 | 64.8959 | 0 | 0 | 2.8467 | 0
4941 | 206 | 25 | 7 | Friday | 20 | 0 | 0 | 0 | 22.122 | 33.1724 | 2.973 | 0 | 0.0484 | 0.96 | 1.9463 | 56.2501 | 0 | 0 | 3.2265 | 0
4942 | 206 | 25 | 7 | Friday | 21 | 0 | 0 | 0 | 24.0229 | 32.719 | 1.399 | 0 | 0.0228 | 0.96 | 0.4293 | 57.6719 | 0 | 0 | 1.5181 | 0
4943 | 206 | 25 | 7 | Friday | 22 | 0 | 0 | 0 | 12.7362 | 17.8393 | 0.874 | 0 | 0.0142 | 0 | 0 | 30.5537 | 0 | 0 | 0.9492 | 0
4944 | 206 | 25 | 7 | Friday | 23 | 0 | 0 | 0 | 6.1377 | 11.0335 | 0.874 | 0 | 0.0142 | 0 | 0 | 17.1494 | 0 | 0 | 0.9493 | 0
4945 | 207 | 26 | 7 | Saturday | 0 | 0 | 0 | 0 | 5.3495 | 10.6091 | 0.874 | 0 | 0.0142 | 0 | 0 | 15.9376 | 0 | 0 | 0.9493 | 0
4946 | 207 | 26 | 7 | Saturday | 1 | 0 | 0 | 0 | 5.1845 | 10.3969 | 0.874 | 0 | 0.0142 | 0 | 0 | 15.5676 | 0 | 0 | 0.9493 | 0
4947 | 207 | 26 | 7 | Saturday | 2 | 0 | 0 | 0 | 5.1845 | 10.3969 | 0.874 | 0 | 0.0142 | 0 | 0 | 15.5676 | 0 | 0 | 0.9493 | 0
4948 | 207 | 26 | 7 | Saturday | 3 | 0 | 0 | 0 | 5.1845 | 10.3969 | 0.874 | 0 | 0.0142 | 0 | 0 | 15.5676 | 0 | 0 | 0.9493 | 0
4949 | 207 | 26 | 7 | Saturday | 4 | 0 | 0 | 0 | 5.1845 | 10.3969 | 0.874 | 0 | 0.0142 | 0 | 0 | 15.5676 | 0 | 0 | 0.9493 | 0
4950 | 207 | 26 | 7 | Saturday | 5 | 0 | 0 | 0 | 5.6564 | 10.3969 | 1.399 | 0 | 0.0228 | 0 | 0.1055 | 16.048 | 0 | 0 | 1.5182 | 0
4951 | 207 | 26 | 7 | Saturday | 6 | 0 | 0 | 0 | 10.0085 | 14.454 | 1.224 | 0 | 0.0199 | 0 | 0.9838 | 24.4504 | 0 | 0 | 1.3286 | 0
4952 | 207 | 26 | 7 | Saturday | 7 | 0 | 0 | 0 | 12.4396 | 18.078 | 1.924 | 0 | 0.0313 | 3.84 | 3.7112 | 34.3762 | 0 | 0 | 2.0877 | 0
4953 | 207 | 26 | 7 | Saturday | 8 | 0 | 0 | 0 | 17.2213 | 33.4891 | 2.623 | 0 | 0.0427 | 3.36 | 8.9315 | 54.0883 | 0 | 0 | 2.8468 | 0
4954 | 207 | 26 | 7 | Saturday | 9 | 0 | 0.189 | 0 | 18.3244 | 36.0383 | 3.672 | 0 | 0.07 | 5.04 | 16.1865 | 59.6339 | 0 | 0 | 3.9857 | 0
4955 | 207 | 26 | 7 | Saturday | 10 | 0 | 5.216 | 0 | 18.1257 | 36.8872 | 3.323 | 0 | 0.3364 | 4.32 | 21.0711 | 64.6208 | 0 | 0 | 3.606 | 0
4956 | 207 | 26 | 7 | Saturday | 11 | 0 | 6.84 | 0 | 17.4144 | 36.8872 | 4.022 | 0 | 0.4381 | 6 | 24.7219 | 67.2301 | 0 | 0 | 4.3651 | 0
4957 | 207 | 26 | 7 | Saturday | 12 | 0 | 7.735 | 0 | 13.7816 | 26.6109 | 3.497 | 0 | 0.4784 | 5.04 | 27.8939 | 53.2465 | 0 | 0 | 3.7958 | 0
4958 | 207 | 26 | 7 | Saturday | 13 | 0 | 8.469 | 0 | 14.3296 | 26.1571 | 3.323 | 0 | 0.5196 | 3.12 | 25.6502 | 52.1929 | 0 | 0 | 3.606 | 0
4959 | 207 | 26 | 7 | Saturday | 14 | 0 | 8.136 | 0 | 14.485 | 26.1571 | 2.623 | 0 | 0.4924 | 1.92 | 26.2265 | 50.8878 | 0 | 0 | 2.8468 | 0
4960 | 207 | 26 | 7 | Saturday | 15 | 0 | 8.412 | 0 | 14.9494 | 26.1571 | 2.098 | 0 | 0.4996 | 0.96 | 27.1683 | 50.728 | 0 | 0 | 2.2775 | 0
4961 | 207 | 26 | 7 | Saturday | 16 | 0 | 9.367 | 0 | 15.291 | 26.1571 | 2.448 | 0 | 0.562 | 1.2 | 21.0804 | 52.3805 | 0 | 0 | 2.6571 | 0
4962 | 207 | 26 | 7 | Saturday | 17 | 0 | 7.964 | 0 | 11.6733 | 19.2871 | 1.224 | 0 | 0.4626 | 1.44 | 13.467 | 40.6448 | 0 | 0 | 1.3285 | 0
4963 | 207 | 26 | 7 | Saturday | 18 | 0 | 3.417 | 0 | 11.7111 | 19.2871 | 1.224 | 0 | 0.2065 | 0 | 7.9808 | 34.4746 | 0 | 0 | 1.3286 | 0
4964 | 207 | 26 | 7 | Saturday | 19 | 0 | 4.868 | 0 | 11.9882 | 19.2871 | 1.224 | 0 | 0.285 | 0 | 4.8445 | 36.2103 | 0 | 0 | 1.3286 | 0
4965 | 207 | 26 | 7 | Saturday | 20 | 0 | 2.088 | 0 | 12.7881 | 19.2871 | 1.224 | 0 | 0.1329 | 0 | 2.5808 | 34.1627 | 0 | 0 | 1.3286 | 0
4966 | 207 | 26 | 7 | Saturday | 21 | 0 | 0 | 0 | 13.7186 | 19.2871 | 1.574 | 0 | 0.0256 | 0 | 0.5808 | 32.9714 | 0 | 0 | 1.7082 | 0
4967 | 207 | 26 | 7 | Saturday | 22 | 0 | 0 | 0 | 12.5503 | 17.5892 | 0.874 | 0 | 0.0142 | 0 | 0 | 30.1097 | 0 | 0 | 0.9492 | 0
4968 | 207 | 26 | 7 | Saturday | 23 | 0 | 0 | 0 | 6.6175 | 11.0335 | 0.874 | 0 | 0.0142 | 0 | 0 | 17.6213 | 0 | 0 | 0.9493 | 0
4969 | 208 | 27 | 7 | Sunday | 0 | 0 | 0 | 0 | 5.3583 | 10.6091 | 0.699 | 0 | 0.0114 | 0 | 0 | 15.9347 | 0 | 0 | 0.7591 | 0
4970 | 208 | 27 | 7 | Sunday | 1 | 0 | 0 | 0 | 5.2005 | 10.3969 | 0.699 | 0 | 0.0114 | 0 | 0 | 15.5648 | 0 | 0 | 0.7592 | 0
4971 | 208 | 27 | 7 | Sunday | 2 | 0 | 0 | 0 | 5.1909 | 10.3969 | 0.699 | 0 | 0.0114 | 0 | 0 | 15.5648 | 0 | 0 | 0.7592 | 0
4972 | 208 | 27 | 7 | Sunday | 3 | 0 | 0 | 0 | 5.1909 | 10.3969 | 0.699 | 0 | 0.0114 | 0 | 0 | 15.5648 | 0 | 0 | 0.7592 | 0
4973 | 208 | 27 | 7 | Sunday | 4 | 0 | 0 | 0 | 5.1909 | 10.3969 | 0.699 | 0 | 0.0114 | 0 | 0 | 15.5648 | 0 | 0 | 0.7592 | 0
4974 | 208 | 27 | 7 | Sunday | 5 | 0 | 0 | 0 | 5.6628 | 10.3969 | 1.224 | 0 | 0.0199 | 0 | 0.0767 | 16.0452 | 0 | 0 | 1.3286 | 0
4975 | 208 | 27 | 7 | Sunday | 6 | 0 | 0 | 0 | 6.0875 | 11.0335 | 0.699 | 0 | 0.0114 | 0 | 0.8081 | 17.0909 | 0 | 0 | 0.7591 | 0
4976 | 208 | 27 | 7 | Sunday | 7 | 0 | 0 | 0 | 8.5101 | 14.6575 | 0.699 | 0 | 0.0114 | 0 | 3.165 | 23.1374 | 0 | 0 | 0.7592 | 0
4977 | 208 | 27 | 7 | Sunday | 8 | 0 | 0 | 0 | 8.6074 | 15.5065 | 0.699 | 0 | 0.0114 | 0 | 7.5057 | 24.0733 | 0 | 0 | 0.7592 | 0
4978 | 208 | 27 | 7 | Sunday | 9 | 0 | 0 | 0 | 8.3002 | 15.5065 | 0.699 | 0 | 0.0114 | 0 | 13.2539 | 23.766 | 0 | 0 | 0.7592 | 0
4979 | 208 | 27 | 7 | Sunday | 10 | 0 | 2.46 | 0 | 8.5066 | 16.3554 | 0.699 | 0 | 0.1464 | 0 | 20.6179 | 27.4095 | 0 | 0 | 0.7592 | 0
4980 | 208 | 27 | 7 | Sunday | 11 | 0 | 3.697 | 0 | 8.0644 | 16.3554 | 1.049 | 0 | 0.2235 | 0 | 28.3999 | 28.3784 | 0.0215 | 0 | 1.1387 | 0
4981 | 208 | 27 | 7 | Sunday | 12 | 0 | 6.764 | 0 | 9.5224 | 20.794 | 1.049 | 0 | 0.4031 | 0 | 34.6703 | 37.7175 | 0 | 0 | 1.1387 | 0
4982 | 208 | 27 | 7 | Sunday | 13 | 0 | 8.998 | 0 | 10.1005 | 20.794 | 1.574 | 0 | 0.5298 | 0 | 37.8973 | 40.5581 | 0 | 0 | 1.7082 | 0
4983 | 208 | 27 | 7 | Sunday | 14 | 0 | 15.686 | 0 | 11.0498 | 20.794 | 1.049 | 0 | 0.9163 | 0 | 36.957 | 48.8015 | 0 | 0 | 1.1387 | 0
4984 | 208 | 27 | 7 | Sunday | 15 | 0 | 18.731 | 0 | 11.663 | 20.794 | 0.699 | 0 | 1.0741 | 0 | 33.3018 | 52.4711 | 0 | 0 | 0.7591 | 0
4985 | 208 | 27 | 7 | Sunday | 16 | 0 | 18.945 | 0 | 11.7482 | 20.3695 | 0.699 | 0 | 1.0453 | 0 | 27.8097 | 51.5166 | 0 | 0 | 0.7592 | 0
4986 | 208 | 27 | 7 | Sunday | 17 | 0 | 13.971 | 0 | 11.6965 | 19.916 | 0.699 | 0 | 0.7538 | 0 | 20.5672 | 45.6015 | 0 | 0 | 0.7592 | 0
4987 | 208 | 27 | 7 | Sunday | 18 | 0 | 15.718 | 0 | 11.7715 | 19.916 | 0.699 | 0 | 0.8974 | 0 | 12.109 | 48.4076 | 0 | 0 | 0.7592 | 0
4988 | 208 | 27 | 7 | Sunday | 19 | 0 | 13.197 | 0 | 12.0798 | 19.916 | 0.699 | 0 | 0.7148 | 0 | 5.1396 | 45.2449 | 0 | 0 | 0.7592 | 0
4989 | 208 | 27 | 7 | Sunday | 20 | 0 | 7.557 | 0 | 12.5171 | 19.916 | 0.699 | 0 | 0.4217 | 0 | 1.8451 | 40.0485 | 0 | 0 | 0.7592 | 0
4990 | 208 | 27 | 7 | Sunday | 21 | 0 | 0 | 0 | 13.6313 | 19.916 | 1.224 | 0 | 0.0199 | 0 | 0.4153 | 33.5168 | 0 | 0 | 1.3286 | 0
4991 | 208 | 27 | 7 | Sunday | 22 | 0 | 0 | 0 | 6.2927 | 11.8825 | 0.699 | 0 | 0.0114 | 0 | 0 | 18.1546 | 0 | 0 | 0.7591 | 0
4992 | 208 | 27 | 7 | Sunday | 23 | 0 | 0 | 0 | 5.6618 | 11.0335 | 0.699 | 0 | 0.0114 | 0 | 0 | 16.6747 | 0 | 0 | 0.7592 | 0
4993 | 209 | 28 | 7 | Monday | 0 | 0 | 0 | 0 | 5.1885 | 10.3969 | 0.874 | 0 | 0.0142 | 0 | 0 | 15.5676 | 0 | 0 | 0.9493 | 0
4994 | 209 | 28 | 7 | Monday | 1 | 0 | 0 | 0 | 5.1829 | 10.3969 | 0.874 | 0 | 0.0142 | 0 | 0 | 15.5676 | 0 | 0 | 0.9493 | 0
4995 | 209 | 28 | 7 | Monday | 2 | 0 | 0 | 0 | 5.1829 | 10.3969 | 0.874 | 0 | 0.0142 | 0 | 0 | 15.5676 | 0 | 0 | 0.9493 | 0
4996 | 209 | 28 | 7 | Monday | 3 | 0 | 0 | 0 | 5.1829 | 10.3969 | 0.874 | 0 | 0.0142 | 0 | 0 | 15.5676 | 0 | 0 | 0.9493 | 0
4997 | 209 | 28 | 7 | Monday | 4 | 0 | 0 | 0 | 5.6548 | 10.3969 | 0.874 | 0 | 0.0142 | 0 | 0 | 16.0395 | 0 | 0 | 0.9493 | 0
4998 | 209 | 28 | 7 | Monday | 5 | 0 | 0 | 0 | 8.8538 | 14.4831 | 1.399 | 0 | 0.0228 | 0 | 0.1047 | 23.3332 | 0 | 0 | 1.5182 | 0
4999 | 209 | 28 | 7 | Monday | 6 | 0 | 0 | 0 | 16.4713 | 21.1313 | 1.224 | 0 | 0.0199 | 0 | 0.9552 | 37.589 | 0 | 0 | 1.3286 | 0
5000 | 209 | 28 | 7 | Monday | 7 | 0 | 37.591 | 5.5354 | 23.7615 | 37.109 | 3.323 | 0 | 0.7856 | 8.4 | 3.8312 | 83.9984 | 0 | 0 | 3.6061 | 0
5001 | 209 | 28 | 7 | Monday | 8 | 0 | 36.401 | 27.1709 | 38.0806 | 79.9326 | 6.12 | 0 | 1.6445 | 16.56 | 9.4944 | 187.4826 | 0 | 0 | 6.6425 | 0
5002 | 209 | 28 | 7 | Monday | 9 | 0.394 | 9.086 | 27.1709 | 40.1206 | 84.3871 | 6.645 | 0 | 0.6213 | 10.32 | 14.8193 | 171.2717 | 0 | 0 | 7.6058 | 0
5003 | 209 | 28 | 7 | Monday | 10 | 0 | 7.141 | 27.1709 | 39.9295 | 85.6606 | 6.82 | 0 | 0.5042 | 8.88 | 19.0636 | 168.9481 | 0 | 0 | 7.4013 | 0
5004 | 209 | 28 | 7 | Monday | 11 | 0 | 16.489 | 27.1709 | 38.1903 | 85.6606 | 8.219 | 0 | 1.0666 | 10.32 | 24.9015 | 178.0283 | 0 | 0 | 8.919 | 0
5005 | 209 | 28 | 7 | Monday | 12 | 0 | 6.27 | 27.1709 | 34.6451 | 78.8121 | 9.968 | 0 | 0.5059 | 13.92 | 29.4152 | 161.059 | 0 | 0 | 10.8157 | 0
5006 | 209 | 28 | 7 | Monday | 13 | 0 | 45.305 | 27.1709 | 37.4228 | 85.6606 | 9.443 | 0 | 1.7634 | 11.52 | 30.072 | 188.1649 | 0 | 0 | 10.2467 | 0
5007 | 209 | 28 | 7 | Monday | 14 | 0 | 48.353 | 27.1709 | 38.7003 | 85.6606 | 5.946 | 0 | 1.7179 | 8.88 | 30.6153 | 187.0498 | 0 | 0 | 6.4524 | 0
5008 | 209 | 28 | 7 | Monday | 15 | 0 | 55.888 | 27.1709 | 39.4809 | 85.6606 | 5.771 | 0 | 1.7632 | 8.88 | 29.5272 | 188.3654 | 0 | 0 | 6.2627 | 0
5009 | 209 | 28 | 7 | Monday | 16 | 0 | 60.397 | 27.1709 | 40.2839 | 85.2073 | 7.694 | 0 | 1.8255 | 11.04 | 23.4566 | 191.4409 | 0 | 0 | 8.3498 | 0
5010 | 209 | 28 | 7 | Monday | 17 | 0 | 14.224 | 27.1709 | 31.7676 | 55.9825 | 4.547 | 0 | 0.8253 | 14.88 | 16.6984 | 143.5852 | 0 | 0 | 4.9344 | 0
5011 | 209 | 28 | 7 | Monday | 18 | 0 | 15.613 | 13.5854 | 23.6764 | 40.9205 | 3.672 | 0 | 0.7717 | 4.8 | 9.7058 | 95.05 | 0 | 0 | 3.9856 | 0
5012 | 209 | 28 | 7 | Monday | 19 | 0 | 0.581 | 0 | 22.817 | 40.0131 | 2.623 | 0 | 0.0745 | 2.88 | 4.332 | 66.2922 | 0 | 0 | 2.8467 | 0
5013 | 209 | 28 | 7 | Monday | 20 | 0 | 1.597 | 0 | 22.375 | 33.1724 | 2.973 | 0 | 0.1354 | 0.96 | 1.72 | 58.1118 | 0 | 0 | 3.2265 | 0
5014 | 209 | 28 | 7 | Monday | 21 | 0 | 0 | 0 | 24.0336 | 32.719 | 1.399 | 0 | 0.0228 | 0.96 | 0.4089 | 57.6827 | 0 | 0 | 1.5181 | 0
5015 | 209 | 28 | 7 | Monday | 22 | 0 | 0 | 0 | 12.7362 | 17.8393 | 0.874 | 0 | 0.0142 | 0 | 0 | 30.5537 | 0 | 0 | 0.9492 | 0
5016 | 209 | 28 | 7 | Monday | 23 | 0 | 0 | 0 | 6.1377 | 11.0335 | 0.874 | 0 | 0.0142 | 0 | 0 | 17.1494 | 0 | 0 | 0.9493 | 0
5017 | 210 | 29 | 7 | Tuesday | 0 | 0 | 0 | 0 | 5.1885 | 10.3969 | 0.874 | 0 | 0.0142 | 0 | 0 | 15.5676 | 0 | 0 | 0.9493 | 0
5018 | 210 | 29 | 7 | Tuesday | 1 | 0 | 0 | 0 | 5.1829 | 10.3969 | 0.874 | 0 | 0.0142 | 0 | 0 | 15.5676 | 0 | 0 | 0.9493 | 0
5019 | 210 | 29 | 7 | Tuesday | 2 | 0 | 0 | 0 | 5.1829 | 10.3969 | 0.874 | 0 | 0.0142 | 0 | 0 | 15.5676 | 0 | 0 | 0.9493 | 0
5020 | 210 | 29 | 7 | Tuesday | 3 | 0 | 0 | 0 | 5.1829 | 10.3969 | 0.874 | 0 | 0.0142 | 0 | 0 | 15.5676 | 0 | 0 | 0.9493 | 0
5021 | 210 | 29 | 7 | Tuesday | 4 | 0 | 0 | 0 | 5.6548 | 10.3969 | 0.874 | 0 | 0.0142 | 0 | 0 | 16.0395 | 0 | 0 | 0.9493 | 0
5022 | 210 | 29 | 7 | Tuesday | 5 | 0 | 0 | 0 | 8.8511 | 14.4831 | 1.399 | 0 | 0.0228 | 0 | 0.1332 | 23.3305 | 0 | 0 | 1.5182 | 0
5023 | 210 | 29 | 7 | Tuesday | 6 | 0 | 0 | 0 | 16.5037 | 21.1313 | 1.224 | 0 | 0.0199 | 0 | 1.1883 | 37.6213 | 0 | 0 | 1.3286 | 0
5024 | 210 | 29 | 7 | Tuesday | 7 | 0 | 18.472 | 2.3723 | 24.3266 | 37.109 | 3.323 | 0 | 0.3937 | 8.4 | 3.3254 | 76.3536 | 0 | 0 | 3.6061 | 0
5025 | 210 | 29 | 7 | Tuesday | 8 | 0 | 14.653 | 27.1709 | 37.5537 | 79.9326 | 6.12 | 0 | 0.82 | 16.56 | 5.9611 | 173.8646 | 0 | 0 | 6.6425 | 0
5026 | 210 | 29 | 7 | Tuesday | 9 | 0 | 12.939 | 27.1709 | 39.691 | 84.3871 | 6.645 | 0 | 0.8318 | 10.32 | 9.3225 | 174.6545 | 0 | 0 | 7.2115 | 0
5027 | 210 | 29 | 7 | Tuesday | 10 | 0 | 29.925 | 27.1709 | 38.7914 | 85.6606 | 6.82 | 0 | 1.5471 | 8.88 | 17.2751 | 185.0494 | 0 | 0 | 7.4013 | 0
5028 | 210 | 29 | 7 | Tuesday | 11 | 0 | 50.509 | 27.1709 | 37.2648 | 85.6606 | 8.219 | 0 | 1.778 | 10.32 | 28.1655 | 187.3704 | 0 | 0 | 8.919 | 0
5029 | 210 | 29 | 7 | Tuesday | 12 | 0 | 78.916 | 27.1709 | 34.1642 | 78.8121 | 9.968 | 0 | 1.7395 | 13.92 | 34.7035 | 188.4894 | 0 | 0 | 10.8157 | 0
5030 | 210 | 29 | 7 | Tuesday | 13 | 0 | 112.732 | 27.1709 | 37.1343 | 85.6606 | 9.443 | 0 | 2.0537 | 11.52 | 36.1989 | 200.8631 | 0 | 0 | 10.2467 | 0
5031 | 210 | 29 | 7 | Tuesday | 14 | 0 | 163.626 | 27.1709 | 38.5846 | 85.6606 | 5.946 | 0 | 2.2331 | 8.88 | 34.4607 | 206.3376 | 0 | 0 | 6.4524 | 0
5032 | 210 | 29 | 7 | Tuesday | 15 | 0 | 129.726 | 27.1709 | 39.2099 | 85.6606 | 5.771 | 0 | 2.0013 | 8.88 | 30.9387 | 202.2564 | 0 | 0 | 6.2627 | 0
5033 | 210 | 29 | 7 | Tuesday | 16 | 0 | 183.934 | 27.1709 | 39.8256 | 85.2073 | 7.694 | 0 | 2.4873 | 11.04 | 24.7966 | 213.0239 | 0 | 0 | 8.3498 | 0
5034 | 210 | 29 | 7 | Tuesday | 17 | 0 | 128.98 | 27.1709 | 31.3212 | 55.9825 | 4.547 | 0 | 1.9378 | 14.88 | 17.9659 | 171.3104 | 0 | 0 | 4.9344 | 0
5035 | 210 | 29 | 7 | Tuesday | 18 | 0 | 41.873 | 13.5854 | 22.8631 | 40.9205 | 3.672 | 0 | 0.8388 | 4.8 | 11.0431 | 100.0315 | 0 | 0 | 3.9856 | 0
5036 | 210 | 29 | 7 | Tuesday | 19 | 0 | 0 | 0 | 20.9181 | 40.0131 | 2.623 | 0 | 0.0427 | 2.88 | 5.8079 | 63.8075 | 0 | 0 | 2.8467 | 0
5037 | 210 | 29 | 7 | Tuesday | 20 | 0 | 0 | 0 | 20.2721 | 33.1724 | 2.973 | 0 | 0.1417 | 0.96 | 2.9438 | 54.4935 | 0 | 0 | 3.2265 | 0
5038 | 210 | 29 | 7 | Tuesday | 21 | 0 | 0 | 0 | 23.7431 | 32.719 | 1.399 | 0 | 0.0228 | 0.96 | 0.688 | 57.3922 | 0 | 0 | 1.5181 | 0
5039 | 210 | 29 | 7 | Tuesday | 22 | 0 | 0 | 0 | 12.7362 | 17.8393 | 0.874 | 0 | 0.0142 | 0 | 0 | 30.5537 | 0 | 0 | 0.9492 | 0
5040 | 210 | 29 | 7 | Tuesday | 23 | 0 | 0 | 0 | 6.1377 | 11.0335 | 0.874 | 0 | 0.0142 | 0 | 0 | 17.1494 | 0 | 0 | 0.9493 | 0
5041 | 211 | 30 | 7 | Wednesday | 0 | 0 | 0 | 0 | 5.1885 | 10.3969 | 0.874 | 0 | 0.0142 | 0 | 0 | 15.5676 | 0 | 0 | 0.9493 | 0
5042 | 211 | 30 | 7 | Wednesday | 1 | 0 | 0 | 0 | 5.1829 | 10.3969 | 0.874 | 0 | 0.0142 | 0 | 0 | 15.5676 | 0 | 0 | 0.9493 | 0
5043 | 211 | 30 | 7 | Wednesday | 2 | 0 | 0 | 0 | 5.1829 | 10.3969 | 0.874 | 0 | 0.0142 | 0 | 0 | 15.5676 | 0 | 0 | 0.9493 | 0
5044 | 211 | 30 | 7 | Wednesday | 3 | 0 | 0 | 0 | 5.1829 | 10.3969 | 0.874 | 0 | 0.0142 | 0 | 0 | 15.5676 | 0 | 0 | 0.9493 | 0
5045 | 211 | 30 | 7 | Wednesday | 4 | 0 | 0 | 0 | 5.6548 | 10.3969 | 0.874 | 0 | 0.0142 | 0 | 0 | 16.0395 | 0 | 0 | 0.9493 | 0
5046 | 211 | 30 | 7 | Wednesday | 5 | 0 | 0 | 0 | 8.8552 | 14.4831 | 1.399 | 0 | 0.0228 | 0 | 0.0654 | 23.3347 | 0 | 0 | 1.5182 | 0
5047 | 211 | 30 | 7 | Wednesday | 6 | 0 | 0 | 0 | 16.9498 | 21.1313 | 1.224 | 0 | 0.0199 | 0 | 0.6284 | 38.0674 | 0 | 0 | 1.3286 | 0
5048 | 211 | 30 | 7 | Wednesday | 7 | 0 | 8.751 | 3.9539 | 26.2323 | 37.109 | 3.323 | 0 | 0.4874 | 8.4 | 2.1022 | 79.2382 | 0 | 0 | 3.6061 | 0
5049 | 211 | 30 | 7 | Wednesday | 8 | 0 | 1.074 | 27.1709 | 39.7358 | 79.9326 | 6.12 | 0 | 1.2189 | 16.56 | 5.1607 | 165.6548 | 0 | 0 | 6.6425 | 0
5050 | 211 | 30 | 7 | Wednesday | 9 | 0 | 21.937 | 27.1709 | 39.6819 | 84.3871 | 6.645 | 0 | 1.3226 | 10.32 | 12.1576 | 182.7307 | 0 | 0 | 7.2115 | 0
5051 | 211 | 30 | 7 | Wednesday | 10 | 0 | 33.037 | 27.1709 | 38.9221 | 85.6606 | 6.82 | 0 | 1.6491 | 8.88 | 20.7155 | 186.8305 | 0 | 0 | 7.4013 | 0
5052 | 211 | 30 | 7 | Wednesday | 11 | 0 | 28.417 | 27.1709 | 37.7746 | 85.6606 | 8.219 | 0 | 1.5614 | 10.32 | 26.0875 | 185.5441 | 0 | 0 | 8.919 | 0
5053 | 211 | 30 | 7 | Wednesday | 12 | 0 | 5.318 | 27.1709 | 34.7142 | 78.8121 | 9.968 | 0 | 0.4555 | 13.92 | 28.1494 | 160.1909 | 0 | 0 | 10.8157 | 0
5054 | 211 | 30 | 7 | Wednesday | 13 | 0 | 39.874 | 27.1709 | 37.6253 | 85.6606 | 9.443 | 0 | 1.7008 | 11.52 | 30.0042 | 187.7371 | 0 | 0 | 10.2467 | 0
5055 | 211 | 30 | 7 | Wednesday | 14 | 0 | 43.583 | 27.1709 | 38.8614 | 85.6606 | 5.946 | 0 | 1.6935 | 8.88 | 31.2049 | 187.1267 | 0 | 0 | 6.4524 | 0
5056 | 211 | 30 | 7 | Wednesday | 15 | 0 | 15.046 | 27.1709 | 39.5541 | 85.6606 | 5.771 | 0 | 0.731 | 8.88 | 29.1401 | 172.3559 | 0 | 0 | 6.2627 | 0
5057 | 211 | 30 | 7 | Wednesday | 16 | 0 | 15.639 | 27.1709 | 40.1624 | 85.2073 | 7.694 | 0 | 0.9944 | 11.04 | 24.0651 | 178.6799 | 0 | 0 | 8.3498 | 0
5058 | 211 | 30 | 7 | Wednesday | 17 | 0 | 4.04 | 27.1709 | 31.6765 | 55.9825 | 4.547 | 0 | 0.3341 | 14.88 | 17.453 | 133.702 | 0 | 0 | 4.9344 | 0
5059 | 211 | 30 | 7 | Wednesday | 18 | 0 | 3.275 | 13.5854 | 23.4958 | 40.9205 | 3.672 | 0 | 0.2447 | 4.8 | 10.7787 | 86.1347 | 0 | 0 | 3.9856 | 0
5060 | 211 | 30 | 7 | Wednesday | 19 | 0 | 0 | 0 | 22.508 | 40.0131 | 2.623 | 0 | 0.0427 | 2.88 | 4.716 | 65.3975 | 0 | 0 | 2.8467 | 0
5061 | 211 | 30 | 7 | Wednesday | 20 | 0 | 0.479 | 0 | 21.9409 | 33.1724 | 2.973 | 0 | 0.0744 | 0.96 | 1.8717 | 56.551 | 0 | 0 | 3.2265 | 0
5062 | 211 | 30 | 7 | Wednesday | 21 | 0 | 0 | 0 | 24.0106 | 32.719 | 1.399 | 0 | 0.0228 | 0.96 | 0.432 | 57.6596 | 0 | 0 | 1.5181 | 0
5063 | 211 | 30 | 7 | Wednesday | 22 | 0 | 0 | 0 | 12.7362 | 17.8393 | 0.874 | 0 | 0.0142 | 0 | 0 | 30.5537 | 0 | 0 | 0.9492 | 0
5064 | 211 | 30 | 7 | Wednesday | 23 | 0 | 0 | 0 | 6.1377 | 11.0335 | 0.874 | 0 | 0.0142 | 0 | 0 | 17.1494 | 0 | 0 | 0.9493 | 0
5065 | 212 | 31 | 7 | Thursday | 0 | 0 | 0 | 0 | 5.1885 | 10.3969 | 0.874 | 0 | 0.0142 | 0 | 0 | 15.5676 | 0 | 0 | 0.9493 | 0
5066 | 212 | 31 | 7 | Thursday | 1 | 0 | 0 | 0 | 5.1829 | 10.3969 | 0.874 | 0 | 0.0142 | 0 | 0 | 15.5676 | 0 | 0 | 0.9493 | 0
5067 | 212 | 31 | 7 | Thursday | 2 | 0 | 0 | 0 | 5.1829 | 10.3969 | 0.874 | 0 | 0.0142 | 0 | 0 | 15.5676 | 0 | 0 | 0.9493 | 0
5068 | 212 | 31 | 7 | Thursday | 3 | 0 | 0 | 0 | 5.1829 | 10.3969 | 0.874 | 0 | 0.0142 | 0 | 0 | 15.5676 | 0 | 0 | 0.9493 | 0
5069 | 212 | 31 | 7 | Thursday | 4 | 0 | 0 | 0 | 5.6548 | 10.3969 | 0.874 | 0 | 0.0142 | 0 | 0 | 16.0395 | 0 | 0 | 0.9493 | 0
5070 | 212 | 31 | 7 | Thursday | 5 | 0 | 0 | 0 | 8.8543 | 14.4831 | 1.399 | 0 | 0.0228 | 0 | 0.1062 | 23.3338 | 0 | 0 | 1.5182 | 0
5071 | 212 | 31 | 7 | Thursday | 6 | 0 | 0 | 0 | 16.4781 | 21.1313 | 1.224 | 0 | 0.0199 | 0 | 0.9731 | 37.5957 | 0 | 0 | 1.3286 | 0
5072 | 212 | 31 | 7 | Thursday | 7 | 0 | 15.891 | 2.3723 | 23.4214 | 37.109 | 3.323 | 0 | 0.3498 | 8.4 | 3.9989 | 75.1392 | 0 | 0 | 3.6061 | 0
5073 | 212 | 31 | 7 | Thursday | 8 | 0 | 10.201 | 27.1709 | 37.2968 | 79.9326 | 6.12 | 0 | 0.6675 | 16.56 | 10.7742 | 171.2535 | 0 | 0 | 6.6425 | 0
5074 | 212 | 31 | 7 | Thursday | 9 | 0 | 10.748 | 27.1709 | 39.4441 | 84.3871 | 6.645 | 0 | 0.7106 | 10.32 | 18.7326 | 172.2688 | 0 | 0 | 7.2115 | 0
5075 | 212 | 31 | 7 | Thursday | 10 | 0.638 | 13.441 | 27.1709 | 38.9559 | 85.6606 | 6.82 | 0 | 0.7917 | 8.88 | 25.2562 | 172.3744 | 0 | 0 | 8.0387 | 0
5076 | 212 | 31 | 7 | Thursday | 11 | 0 | 19.371 | 27.1709 | 37.8027 | 85.6606 | 8.219 | 0 | 1.2008 | 10.32 | 28.6802 | 179.7312 | 0 | 0 | 8.919 | 0
5077 | 212 | 31 | 7 | Thursday | 12 | 0 | 4.668 | 27.1709 | 34.6445 | 78.8121 | 9.968 | 0 | 0.4196 | 13.92 | 29.6601 | 159.3948 | 0 | 0 | 10.8157 | 0
5078 | 212 | 31 | 7 | Thursday | 13 | 0 | 23.403 | 27.1709 | 37.5534 | 85.6606 | 9.443 | 0 | 1.3599 | 11.52 | 30.2944 | 182.678 | 0 | 0 | 10.2467 | 0
5079 | 212 | 31 | 7 | Thursday | 14 | 0 | 32.523 | 27.1709 | 38.8144 | 85.6606 | 5.946 | 0 | 1.5733 | 8.88 | 26.926 | 185.5963 | 0 | 0 | 6.4524 | 0
5080 | 212 | 31 | 7 | Thursday | 15 | 0 | 33.036 | 27.1709 | 39.2844 | 85.6606 | 5.771 | 0 | 1.6302 | 8.88 | 21.0215 | 187.2635 | 0 | 0 | 6.2627 | 0
5081 | 212 | 31 | 7 | Thursday | 16 | 0 | 33.141 | 27.1709 | 39.7933 | 85.2073 | 7.694 | 0 | 1.6532 | 11.04 | 16.3742 | 189.349 | 0 | 0 | 8.3498 | 0
5082 | 212 | 31 | 7 | Thursday | 17 | 0 | 5.72 | 27.1709 | 31.251 | 55.9825 | 4.547 | 0 | 0.3797 | 14.88 | 12.9745 | 135.0403 | 0 | 0 | 4.9344 | 0
5083 | 212 | 31 | 7 | Thursday | 18 | 0 | 7.969 | 13.5854 | 22.9345 | 40.9205 | 3.672 | 0 | 0.5195 | 4.8 | 9.318 | 90.5192 | 0 | 0 | 3.9856 | 0
5084 | 212 | 31 | 7 | Thursday | 19 | 0 | 0 | 0 | 21.4643 | 40.0131 | 2.623 | 0 | 0.0427 | 2.88 | 5.0817 | 64.3537 | 0 | 0 | 2.8467 | 0
5085 | 212 | 31 | 7 | Thursday | 20 | 0 | 0.564 | 0 | 21.5648 | 33.1724 | 2.973 | 0 | 0.0787 | 0.96 | 2.1226 | 56.2611 | 0 | 0 | 3.2265 | 0
5086 | 212 | 31 | 7 | Thursday | 21 | 0 | 0 | 0 | 23.9704 | 32.719 | 1.399 | 0 | 0.0228 | 0.96 | 0.488 | 57.6194 | 0 | 0 | 1.5181 | 0
5087 | 212 | 31 | 7 | Thursday | 22 | 0 | 0 | 0 | 12.7362 | 17.8393 | 0.874 | 0 | 0.0142 | 0 | 0 | 30.5537 | 0 | 0 | 0.9492 | 0
5088 | 212 | 31 | 7 | Thursday | 23 | 0 | 0 | 0 | 6.1377 | 11.0335 | 0.874 | 0 | 0.0142 | 0 | 0 | 17.1494 | 0 | 0 | 0.9493 | 0
5089 | 213 | 1 | 8 | Friday | 0 | 0 | 0 | 0 | 5.1885 | 10.3969 | 0.863 | 0 | 0.0141 | 0 | 0 | 15.5675 | 0 | 0 | 0.9368 | 0
5090 | 213 | 1 | 8 | Friday | 1 | 0 | 0 | 0 | 5.1829 | 10.3969 | 0.863 | 0 | 0.0141 | 0 | 0 | 15.5675 | 0 | 0 | 0.9368 | 0
5091 | 213 | 1 | 8 | Friday | 2 | 0 | 0 | 0 | 5.1829 | 10.3969 | 0.863 | 0 | 0.0141 | 0 | 0 | 15.5675 | 0 | 0 | 0.9368 | 0
5092 | 213 | 1 | 8 | Friday | 3 | 0 | 0 | 0 | 5.1829 | 10.3969 | 0.863 | 0 | 0.0141 | 0 | 0 | 15.5675 | 0 | 0 | 0.9368 | 0
5093 | 213 | 1 | 8 | Friday | 4 | 0 | 0 | 0 | 5.6548 | 10.3969 | 0.863 | 0 | 0.0141 | 0 | 0 | 16.0394 | 0 | 0 | 0.9368 | 0
5094 | 213 | 1 | 8 | Friday | 5 | 0 | 0 | 0 | 8.8552 | 14.4831 | 1.381 | 0 | 0.0225 | 0 | 0.0274 | 23.3344 | 0 | 0 | 1.4989 | 0
5095 | 213 | 1 | 8 | Friday | 6 | 0 | 0 | 0 | 17.0165 | 21.1313 | 1.208 | 0 | 0.0197 | 0 | 0.2681 | 38.1339 | 0 | 0 | 1.3114 | 0
5096 | 213 | 1 | 8 | Friday | 7 | 0 | 12.596 | 1.5816 | 27.5924 | 37.109 | 3.28 | 0 | 0.2757 | 8.4 | 1.2806 | 77.4769 | 0 | 0 | 3.5598 | 0
5097 | 213 | 1 | 8 | Friday | 8 | 0 | 13.362 | 27.1709 | 43.702 | 79.9326 | 6.042 | 0 | 0.7424 | 16.56 | 5.1622 | 178.6627 | 0 | 0 | 6.5572 | 0
5098 | 213 | 1 | 8 | Friday | 9 | 0 | 9.915 | 27.1709 | 41.4712 | 84.3871 | 6.56 | 0 | 0.6581 | 10.32 | 9.8179 | 173.4496 | 0 | 0 | 7.119 | 0
5099 | 213 | 1 | 8 | Friday | 10 | 0 | 17.492 | 27.1709 | 40.7161 | 85.6606 | 6.733 | 0 | 1.1014 | 8.88 | 12.8401 | 180.054 | 0 | 0 | 7.3063 | 0
5100 | 213 | 1 | 8 | Friday | 11 | 0 | 32.932 | 27.1709 | 39.0951 | 85.6606 | 8.114 | 0 | 1.6654 | 10.32 | 16.5786 | 188.3107 | 0 | 0 | 8.8044 | 0
5101 | 213 | 1 | 8 | Friday | 12 | 0 | 18.675 | 27.1709 | 36.0967 | 78.8121 | 9.84 | 0 | 1.0447 | 13.92 | 19.4047 | 171.5618 | 0 | 0 | 10.677 | 0
5102 | 213 | 1 | 8 | Friday | 13 | 0 | 113.753 | 27.1709 | 38.0851 | 85.6606 | 9.322 | 0 | 1.9389 | 11.52 | 23.6162 | 200.7909 | 0 | 0 | 10.1152 | 0
5103 | 213 | 1 | 8 | Friday | 14 | 0 | 155.746 | 27.1709 | 38.5814 | 85.6606 | 5.869 | 0 | 2.2017 | 8.88 | 26.3664 | 205.5259 | 0 | 0 | 6.3696 | 0
5104 | 213 | 1 | 8 | Friday | 15 | 0 | 264.685 | 27.1709 | 38.8684 | 85.6606 | 5.697 | 0 | 3.0258 | 8.88 | 24.8315 | 223.4897 | 0 | 0 | 6.1824 | 0
5105 | 213 | 1 | 8 | Friday | 16 | 0 | 268.887 | 27.1709 | 39.8602 | 85.2073 | 7.596 | 0 | 3.0621 | 11.04 | 19.9131 | 227.7894 | 0 | 0 | 8.2429 | 0
5106 | 213 | 1 | 8 | Friday | 17 | 0 | 137.073 | 27.1709 | 31.5751 | 55.9825 | 4.488 | 0 | 1.9845 | 14.88 | 14.3157 | 173.4756 | 0 | 0 | 4.871 | 0
5107 | 213 | 1 | 8 | Friday | 18 | 0 | 47.955 | 13.5854 | 23.1076 | 40.9205 | 3.625 | 0 | 0.8704 | 4.8 | 9.5975 | 101.5948 | 0 | 0 | 3.9344 | 0
5108 | 213 | 1 | 8 | Friday | 19 | 0 | 0 | 0 | 22.383 | 40.0131 | 2.589 | 0 | 0.0422 | 2.88 | 4.7044 | 65.2719 | 0 | 0 | 2.8103 | 0
5109 | 213 | 1 | 8 | Friday | 20 | 0 | 0 | 0 | 23.0782 | 33.1724 | 2.935 | 0 | 0.2315 | 0.96 | 1.7614 | 57.3894 | 0 | 0 | 3.1851 | 0
5110 | 213 | 1 | 8 | Friday | 21 | 0 | 0 | 0 | 24.1068 | 32.719 | 1.381 | 0 | 0.0225 | 0.96 | 0.4082 | 57.7555 | 0 | 0 | 1.4988 | 0
5111 | 213 | 1 | 8 | Friday | 22 | 0 | 0 | 0 | 12.7362 | 17.8393 | 0.863 | 0 | 0.0141 | 0 | 0 | 30.5535 | 0 | 0 | 0.9368 | 0
5112 | 213 | 1 | 8 | Friday | 23 | 0 | 0 | 0 | 6.1377 | 11.0335 | 0.863 | 0 | 0.0141 | 0 | 0 | 17.1493 | 0 | 0 | 0.9368 | 0
5113 | 214 | 2 | 8 | Saturday | 0 | 0 | 0 | 0 | 5.3495 | 10.6091 | 0.863 | 0 | 0.0141 | 0 | 0 | 15.9374 | 0 | 0 | 0.9368 | 0
5114 | 214 | 2 | 8 | Saturday | 1 | 0 | 0 | 0 | 5.1845 | 10.3969 | 0.863 | 0 | 0.0141 | 0 | 0 | 15.5675 | 0 | 0 | 0.9368 | 0
5115 | 214 | 2 | 8 | Saturday | 2 | 0 | 0 | 0 | 5.1845 | 10.3969 | 0.863 | 0 | 0.0141 | 0 | 0 | 15.5675 | 0 | 0 | 0.9368 | 0
5116 | 214 | 2 | 8 | Saturday | 3 | 0 | 0 | 0 | 5.1845 | 10.3969 | 0.863 | 0 | 0.0141 | 0 | 0 | 15.5675 | 0 | 0 | 0.9368 | 0
5117 | 214 | 2 | 8 | Saturday | 4 | 0 | 0 | 0 | 5.1845 | 10.3969 | 0.863 | 0 | 0.0141 | 0 | 0 | 15.5675 | 0 | 0 | 0.9368 | 0
5118 | 214 | 2 | 8 | Saturday | 5 | 0 | 0 | 0 | 5.6564 | 10.3969 | 1.381 | 0 | 0.0225 | 0 | 0.0815 | 16.0478 | 0 | 0 | 1.4989 | 0
5119 | 214 | 2 | 8 | Saturday | 6 | 0 | 0 | 0 | 10.0887 | 14.454 | 1.208 | 0 | 0.0197 | 0 | 0.7792 | 24.5304 | 0 | 0 | 1.3114 | 0
5120 | 214 | 2 | 8 | Saturday | 7 | 0 | 0 | 0 | 12.4716 | 18.078 | 1.899 | 0 | 0.0309 | 3.84 | 3.8897 | 34.4077 | 0 | 0 | 2.061 | 0
5121 | 214 | 2 | 8 | Saturday | 8 | 0 | 0 | 0 | 17.3003 | 33.4891 | 2.589 | 0 | 0.0422 | 3.36 | 11.0665 | 54.1668 | 0 | 0 | 2.8104 | 0
5122 | 214 | 2 | 8 | Saturday | 9 | 0 | 0 | 0 | 18.367 | 36.0383 | 3.625 | 0 | 0.6544 | 5.04 | 19.6019 | 60.0805 | 0 | 0 | 3.9345 | 0
5123 | 214 | 2 | 8 | Saturday | 10 | 0 | 0 | 0 | 18.4035 | 36.8872 | 3.28 | 0 | 1.3074 | 4.32 | 27.2252 | 60.8988 | 0 | 0 | 3.5597 | 0
5124 | 214 | 2 | 8 | Saturday | 11 | 0 | 0 | 0 | 17.8063 | 36.8872 | 3.97 | 0 | 1.4639 | 6 | 32.9973 | 62.1294 | 0 | 0 | 4.3092 | 0
5125 | 214 | 2 | 8 | Saturday | 12 | 0 | 0 | 0 | 14.0506 | 26.6109 | 3.453 | 0 | 1.4596 | 5.04 | 36.4881 | 47.1258 | 0 | 0 | 3.7471 | 0
5126 | 214 | 2 | 8 | Saturday | 13 | 0 | 7.791 | 0 | 14.1732 | 26.1571 | 3.28 | 0 | 0.7753 | 3.12 | 37.7159 | 53.4274 | 0 | 0 | 3.5597 | 0
5127 | 214 | 2 | 8 | Saturday | 14 | 0 | 15.51 | 0 | 14.2931 | 26.1571 | 2.589 | 0 | 0.9117 | 1.92 | 36.6043 | 59.3459 | 0 | 0 | 2.8103 | 0
5128 | 214 | 2 | 8 | Saturday | 15 | 0 | 16.447 | 0 | 14.5553 | 26.1571 | 2.072 | 0 | 1.0132 | 0.96 | 33.0191 | 60.8146 | 0 | 0 | 2.2483 | 0
5129 | 214 | 2 | 8 | Saturday | 16 | 0 | 19.43 | 0 | 15.0803 | 26.1571 | 2.417 | 0 | 1.1585 | 1.2 | 27.1428 | 64.1585 | 0 | 0 | 2.623 | 0
5130 | 214 | 2 | 8 | Saturday | 17 | 0 | 16.765 | 0 | 11.5221 | 19.2871 | 1.208 | 0 | 0.9778 | 1.44 | 19.8884 | 50.889 | 0 | 0 | 1.3114 | 0
5131 | 214 | 2 | 8 | Saturday | 18 | 0 | 11.878 | 0 | 11.6245 | 19.2871 | 1.208 | 0 | 0.7317 | 0 | 11.7081 | 44.9091 | 0 | 0 | 1.3114 | 0
5132 | 214 | 2 | 8 | Saturday | 19 | 0 | 14.026 | 0 | 12.2226 | 19.2871 | 1.208 | 0 | 0.882 | 0 | 4.6293 | 48.3996 | 0 | 0 | 1.3114 | 0
5133 | 214 | 2 | 8 | Saturday | 20 | 0 | 6.45 | 0 | 13.4011 | 19.2871 | 1.208 | 0 | 0.4088 | 0 | 1.6101 | 40.2725 | 0 | 0 | 1.3114 | 0
5134 | 214 | 2 | 8 | Saturday | 21 | 0 | 0 | 0 | 13.8282 | 19.2871 | 1.554 | 0 | 0.0253 | 0 | 0.389 | 33.0807 | 0 | 0 | 1.6862 | 0
5135 | 214 | 2 | 8 | Saturday | 22 | 0 | 0 | 0 | 12.5503 | 17.5892 | 0.863 | 0 | 0.0141 | 0 | 0 | 30.1095 | 0 | 0 | 0.9368 | 0
5136 | 214 | 2 | 8 | Saturday | 23 | 0 | 0 | 0 | 6.6175 | 11.0335 | 0.863 | 0 | 0.0141 | 0 | 0 | 17.6211 | 0 | 0 | 0.9368 | 0
5137 | 215 | 3 | 8 | Sunday | 0 | 0 | 0 | 0 | 5.3583 | 10.6091 | 0.691 | 0 | 0.0112 | 0 | 0 | 15.9346 | 0 | 0 | 0.7494 | 0
5138 | 215 | 3 | 8 | Sunday | 1 | 0 | 0 | 0 | 5.2005 | 10.3969 | 0.691 | 0 | 0.0112 | 0 | 0 | 15.5647 | 0 | 0 | 0.7494 | 0
5139 | 215 | 3 | 8 | Sunday | 2 | 0 | 0 | 0 | 5.1909 | 10.3969 | 0.691 | 0 | 0.0112 | 0 | 0 | 15.5647 | 0 | 0 | 0.7494 | 0
5140 | 215 | 3 | 8 | Sunday | 3 | 0 | 0 | 0 | 5.1909 | 10.3969 | 0.691 | 0 | 0.0112 | 0 | 0 | 15.5647 | 0 | 0 | 0.7494 | 0
5141 | 215 | 3 | 8 | Sunday | 4 | 0 | 0 | 0 | 5.1909 | 10.3969 | 0.691 | 0 | 0.0112 | 0 | 0 | 15.5647 | 0 | 0 | 0.7494 | 0
5142 | 215 | 3 | 8 | Sunday | 5 | 0 | 0 | 0 | 5.6628 | 10.3969 | 1.208 | 0 | 0.0197 | 0 | 0.0806 | 16.045 | 0 | 0 | 1.3115 | 0
5143 | 215 | 3 | 8 | Sunday | 6 | 0 | 0 | 0 | 6.0943 | 11.0335 | 0.691 | 0 | 0.0112 | 0 | 0.7683 | 17.0975 | 0 | 0 | 0.7494 | 0
5144 | 215 | 3 | 8 | Sunday | 7 | 0 | 0 | 0 | 8.628 | 14.6575 | 0.691 | 0 | 0.0112 | 0 | 3.7054 | 23.2552 | 0 | 0 | 0.7494 | 0
5145 | 215 | 3 | 8 | Sunday | 8 | 0 | 0 | 0 | 8.5877 | 15.5065 | 0.691 | 0 | 0.0112 | 0 | 9.5808 | 24.0534 | 0 | 0 | 0.7494 | 0
5146 | 215 | 3 | 8 | Sunday | 9 | 0 | 1.116 | 0 | 8.2676 | 15.5065 | 0.691 | 0 | 0.0737 | 0 | 15.4539 | 24.9542 | 0 | 0 | 0.7494 | 0
5147 | 215 | 3 | 8 | Sunday | 10 | 0 | 5.648 | 0 | 8.6682 | 16.3554 | 0.691 | 0 | 0.3304 | 0 | 18.8809 | 31.1439 | 0 | 0 | 0.7494 | 0
5148 | 215 | 3 | 8 | Sunday | 11 | 0 | 5.209 | 0 | 8.3771 | 16.3554 | 1.036 | 0 | 0.3101 | 0 | 17.1836 | 30.3738 | 0 | 0 | 1.1241 | 0
5149 | 215 | 3 | 8 | Sunday | 12 | 0 | 7.929 | 0 | 10.2875 | 20.794 | 1.036 | 0 | 0.4669 | 0 | 23.3138 | 39.6274 | 0 | 0 | 1.1241 | 0
5150 | 215 | 3 | 8 | Sunday | 13 | 0 | 21.216 | 0 | 10.3304 | 20.794 | 1.554 | 0 | 1.0824 | 0 | 30.3701 | 50.4616 | 0 | 0 | 1.6862 | 0
5151 | 215 | 3 | 8 | Sunday | 14 | 0 | 22.375 | 0 | 11.0224 | 20.794 | 1.036 | 0 | 1.095 | 0 | 28.7963 | 51.6411 | 0 | 0 | 1.1241 | 0
5152 | 215 | 3 | 8 | Sunday | 15 | 0 | 25.098 | 0 | 11.5388 | 20.794 | 0.691 | 0 | 1.2395 | 0 | 24.2951 | 54.9674 | 0 | 0 | 0.7494 | 0
5153 | 215 | 3 | 8 | Sunday | 16 | 0 | 23.299 | 0 | 11.7528 | 20.3695 | 0.691 | 0 | 1.1371 | 0 | 16.8794 | 52.9645 | 0 | 0 | 0.7494 | 0
5154 | 215 | 3 | 8 | Sunday | 17 | 0 | 20.355 | 0 | 11.4791 | 19.916 | 0.691 | 0 | 1.0932 | 0 | 12.5076 | 51.4996 | 0 | 0 | 0.7494 | 0
5155 | 215 | 3 | 8 | Sunday | 18 | 0 | 18.652 | 0 | 11.6442 | 19.916 | 0.691 | 0 | 0.9597 | 0 | 8.6443 | 48.7103 | 0 | 0 | 0.7494 | 0
5156 | 215 | 3 | 8 | Sunday | 19 | 0 | 18.403 | 0 | 12.2841 | 19.916 | 0.691 | 0 | 0.9424 | 0 | 4.1798 | 48.8949 | 0 | 0 | 0.7494 | 0
5157 | 215 | 3 | 8 | Sunday | 20 | 0 | 9.129 | 0 | 13.0626 | 19.916 | 0.691 | 0 | 0.4815 | 0 | 1.7679 | 41.351 | 0 | 0 | 0.7494 | 0
5158 | 215 | 3 | 8 | Sunday | 21 | 0 | 0 | 0 | 13.688 | 19.916 | 1.208 | 0 | 0.0197 | 0 | 0.3951 | 33.5732 | 0 | 0 | 1.3115 | 0
5159 | 215 | 3 | 8 | Sunday | 22 | 0 | 0 | 0 | 6.2927 | 11.8825 | 0.691 | 0 | 0.0112 | 0 | 0 | 18.1545 | 0 | 0 | 0.7494 | 0
5160 | 215 | 3 | 8 | Sunday | 23 | 0 | 0 | 0 | 5.6618 | 11.0335 | 0.691 | 0 | 0.0112 | 0 | 0 | 16.6746 | 0 | 0 | 0.7494 | 0
5161 | 216 | 4 | 8 | Monday | 0 | 0 | 0 | 0 | 5.1885 | 10.3969 | 0.863 | 0 | 0.0141 | 0 | 0 | 15.5675 | 0 | 0 | 0.9368 | 0
5162 | 216 | 4 | 8 | Monday | 1 | 0 | 0 | 0 | 5.1829 | 10.3969 | 0.863 | 0 | 0.0141 | 0 | 0 | 15.5675 | 0 | 0 | 0.9368 | 0
5163 | 216 | 4 | 8 | Monday | 2 | 0 | 0 | 0 | 5.1829 | 10.3969 | 0.863 | 0 | 0.0141 | 0 | 0 | 15.5675 | 0 | 0 | 0.9368 | 0
5164 | 216 | 4 | 8 | Monday | 3 | 0 | 0 | 0 | 5.1829 | 10.3969 | 0.863 | 0 | 0.0141 | 0 | 0 | 15.5675 | 0 | 0 | 0.9368 | 0
5165 | 216 | 4 | 8 | Monday | 4 | 0 | 0 | 0 | 5.6548 | 10.3969 | 0.863 | 0 | 0.0141 | 0 | 0 | 16.0394 | 0 | 0 | 0.9368 | 0
5166 | 216 | 4 | 8 | Monday | 5 | 0 | 0 | 0 | 8.8552 | 14.4831 | 1.381 | 0 | 0.0225 | 0 | 0.0832 | 23.3344 | 0 | 0 | 1.4989 | 0
5167 | 216 | 4 | 8 | Monday | 6 | 0 | 0 | 0 | 16.9115 | 21.1313 | 1.208 | 0 | 0.0197 | 0 | 0.7794 | 38.029 | 0 | 0 | 1.3114 | 0
5168 | 216 | 4 | 8 | Monday | 7 | 0 | 71.589 | 13.4432 | 25.7274 | 37.109 | 3.28 | 0 | 1.5483 | 8.4 | 3.5391 | 103.8317 | 0 | 0 | 3.5598 | 0
5169 | 216 | 4 | 8 | Monday | 8 | 0 | 29.969 | 27.1709 | 42.3306 | 79.9326 | 6.042 | 0 | 1.3294 | 16.56 | 9.3976 | 186.537 | 0 | 0 | 6.5572 | 0
5170 | 216 | 4 | 8 | Monday | 9 | 0 | 49.914 | 27.1709 | 41.4837 | 84.3871 | 6.56 | 0 | 1.7455 | 10.32 | 16.0758 | 189.8813 | 0 | 0 | 7.119 | 0
5171 | 216 | 4 | 8 | Monday | 10 | 0 | 68.386 | 27.1709 | 39.8123 | 85.6606 | 6.733 | 0 | 1.8781 | 8.88 | 22.0356 | 190.0169 | 0 | 0 | 7.3063 | 0
5172 | 216 | 4 | 8 | Monday | 11 | 0 | 114.859 | 27.1709 | 38.5176 | 85.6606 | 8.114 | 0 | 1.9972 | 10.32 | 25.2277 | 199.692 | 0 | 0 | 8.8044 | 0
5173 | 216 | 4 | 8 | Monday | 12 | 0 | 94.781 | 27.1709 | 35.5444 | 78.8121 | 9.84 | 0 | 2.012 | 13.92 | 26.1084 | 192.293 | 0 | 0 | 10.677 | 0
5174 | 216 | 4 | 8 | Monday | 13 | 0 | 112.47 | 27.1709 | 37.8883 | 85.6606 | 9.322 | 0 | 2.1231 | 11.52 | 26.91 | 201.2321 | 0 | 0 | 10.1152 | 0
5175 | 216 | 4 | 8 | Monday | 14 | 0 | 126.99 | 27.1709 | 38.7445 | 85.6606 | 5.869 | 0 | 2.149 | 8.88 | 25.5713 | 201.5438 | 0 | 0 | 6.3696 | 0
5176 | 216 | 4 | 8 | Monday | 15 | 0 | 211.67 | 27.1709 | 39.2917 | 85.6606 | 5.697 | 0 | 2.6024 | 8.88 | 23.2627 | 214.0689 | 0 | 0 | 6.1824 | 0
5177 | 216 | 4 | 8 | Monday | 16 | 0 | 206.442 | 27.1709 | 40.2347 | 85.2073 | 7.596 | 0 | 2.5687 | 11.04 | 21.0718 | 215.9264 | 0 | 0 | 8.2429 | 0
5178 | 216 | 4 | 8 | Monday | 17 | 0 | 113.37 | 27.1709 | 31.6446 | 55.9825 | 4.488 | 0 | 1.8276 | 14.88 | 15.6766 | 169.0896 | 0 | 0 | 4.871 | 0
5179 | 216 | 4 | 8 | Monday | 18 | 0 | 67.178 | 13.5854 | 23.2264 | 40.9205 | 3.625 | 0 | 1.0349 | 4.8 | 8.8588 | 103.6163 | 0 | 0 | 3.9344 | 0
5180 | 216 | 4 | 8 | Monday | 19 | 0 | 0 | 0 | 22.8067 | 40.0131 | 2.589 | 0 | 0.1355 | 2.88 | 3.7241 | 65.789 | 0 | 0 | 2.8103 | 0
5181 | 216 | 4 | 8 | Monday | 20 | 0 | 0 | 0 | 23.3056 | 33.1724 | 2.935 | 0 | 0.5103 | 0.96 | 1.588 | 57.8955 | 0 | 0 | 3.1851 | 0
5182 | 216 | 4 | 8 | Monday | 21 | 0 | 0 | 0 | 24.1068 | 32.719 | 1.381 | 0 | 0.0225 | 0.96 | 0.3769 | 57.7555 | 0 | 0 | 1.4988 | 0
5183 | 216 | 4 | 8 | Monday | 22 | 0 | 0 | 0 | 12.7362 | 17.8393 | 0.863 | 0 | 0.0141 | 0 | 0 | 30.5535 | 0 | 0 | 0.9368 | 0
5184 | 216 | 4 | 8 | Monday | 23 | 0 | 0 | 0 | 6.1377 | 11.0335 | 0.863 | 0 | 0.0141 | 0 | 0 | 17.1493 | 0 | 0 | 0.9368 | 0
5185 | 217 | 5 | 8 | Tuesday | 0 | 0 | 0 | 0 | 5.1885 | 10.3969 | 0.863 | 0 | 0.0141 | 0 | 0 | 15.5675 | 0 | 0 | 0.9368 | 0
5186 | 217 | 5 | 8 | Tuesday | 1 | 0 | 0 | 0 | 5.1829 | 10.3969 | 0.863 | 0 | 0.0141 | 0 | 0 | 15.5675 | 0 | 0 | 0.9368 | 0
5187 | 217 | 5 | 8 | Tuesday | 2 | 0 | 0 | 0 | 5.1829 | 10.3969 | 0.863 | 0 | 0.0141 | 0 | 0 | 15.5675 | 0 | 0 | 0.9368 | 0
5188 | 217 | 5 | 8 | Tuesday | 3 | 0 | 0 | 0 | 5.1829 | 10.3969 | 0.863 | 0 | 0.0141 | 0 | 0 | 15.5675 | 0 | 0 | 0.9368 | 0
5189 | 217 | 5 | 8 | Tuesday | 4 | 0 | 0 | 0 | 5.6548 | 10.3969 | 0.863 | 0 | 0.0141 | 0 | 0 | 16.0394 | 0 | 0 | 0.9368 | 0
5190 | 217 | 5 | 8 | Tuesday | 5 | 0 | 0 | 0 | 8.8552 | 14.4831 | 1.381 | 0 | 0.0225 | 0 | 0 | 23.3344 | 0 | 0 | 1.4989 | 0
5191 | 217 | 5 | 8 | Tuesday | 6 | 0 | 0 | 0 | 16.9784 | 21.1313 | 1.208 | 0 | 0.0197 | 0 | 0.3048 | 38.0959 | 0 | 0 | 1.3114 | 0
5192 | 217 | 5 | 8 | Tuesday | 7 | 0 | 20.968 | 3.1631 | 25.1821 | 37.109 | 3.28 | 0 | 0.8192 | 8.4 | 3.5406 | 79.2565 | 0 | 0 | 3.5598 | 0
5193 | 217 | 5 | 8 | Tuesday | 8 | 0 | 34.613 | 27.1709 | 38.7177 | 79.9326 | 6.042 | 0 | 1.6954 | 16.56 | 10.0061 | 184.4956 | 0 | 0 | 6.5572 | 0
5194 | 217 | 5 | 8 | Tuesday | 9 | 0 | 51.859 | 27.1709 | 39.5866 | 84.3871 | 6.56 | 0 | 1.7691 | 10.32 | 18.5007 | 188.3162 | 0 | 0 | 7.119 | 0
5195 | 217 | 5 | 8 | Tuesday | 10 | 0 | 108.345 | 27.1709 | 39.4197 | 85.6606 | 6.733 | 0 | 1.8942 | 8.88 | 26.8786 | 198.8621 | 0 | 0 | 7.3063 | 0
5196 | 217 | 5 | 8 | Tuesday | 11 | 0 | 126.229 | 27.1709 | 38.4285 | 85.6606 | 8.114 | 0 | 2.0878 | 10.32 | 33.154 | 202.5779 | 0 | 0 | 8.8044 | 0
5197 | 217 | 5 | 8 | Tuesday | 12 | 0 | 196.542 | 27.1709 | 35.4131 | 78.8121 | 9.84 | 0 | 2.5822 | 13.92 | 36.8952 | 207.104 | 0 | 0 | 10.677 | 0
5198 | 217 | 5 | 8 | Tuesday | 13 | 0 | 306.289 | 27.1709 | 37.7135 | 85.6606 | 9.322 | 0 | 3.4855 | 11.52 | 37.9821 | 232.0523 | 0 | 0 | 10.1152 | 0
5199 | 217 | 5 | 8 | Tuesday | 14 | 0 | 305.893 | 27.1709 | 38.7336 | 85.6606 | 5.869 | 0 | 3.3999 | 8.88 | 35.8982 | 230.7927 | 0 | 0 | 6.3696 | 0
5200 | 217 | 5 | 8 | Tuesday | 15 | 0 | 310.814 | 27.1709 | 38.9376 | 85.6606 | 5.697 | 0 | 3.4599 | 8.88 | 29.5454 | 232.946 | 0 | 0 | 6.1824 | 0
5201 | 217 | 5 | 8 | Tuesday | 16 | 0 | 313.822 | 27.1709 | 39.4158 | 85.2073 | 7.596 | 0 | 3.5145 | 11.04 | 21.2835 | 236.7915 | 0 | 0 | 8.2429 | 0
5202 | 217 | 5 | 8 | Tuesday | 17 | 0 | 215.949 | 27.1709 | 31.0799 | 55.9825 | 4.488 | 0 | 2.5692 | 14.88 | 15.8328 | 185.8291 | 0 | 0 | 4.871 | 0
5203 | 217 | 5 | 8 | Tuesday | 18 | 0 | 61.478 | 13.5854 | 22.7982 | 40.9205 | 3.625 | 0 | 0.9701 | 4.8 | 10.2826 | 103.244 | 0 | 0 | 3.9344 | 0
5204 | 217 | 5 | 8 | Tuesday | 19 | 0 | 0 | 0 | 21.3907 | 40.0131 | 2.589 | 0 | 0.1355 | 2.88 | 5.0549 | 64.373 | 0 | 0 | 2.8103 | 0
5205 | 217 | 5 | 8 | Tuesday | 20 | 0 | 0 | 0 | 22.7039 | 33.1724 | 2.935 | 0 | 0.1879 | 0.96 | 2.1938 | 56.9714 | 0 | 0 | 3.1851 | 0
5206 | 217 | 5 | 8 | Tuesday | 21 | 0 | 0 | 0 | 24.1068 | 32.719 | 1.381 | 0 | 0.0225 | 0.96 | 0.4449 | 57.7555 | 0 | 0 | 1.4988 | 0
5207 | 217 | 5 | 8 | Tuesday | 22 | 0 | 0 | 0 | 12.7362 | 17.8393 | 0.863 | 0 | 0.0141 | 0 | 0 | 30.5535 | 0 | 0 | 0.9368 | 0
5208 | 217 | 5 | 8 | Tuesday | 23 | 0 | 0 | 0 | 6.1377 | 11.0335 | 0.863 | 0 | 0.0141 | 0 | 0 | 17.1493 | 0 | 0 | 0.9368 | 0
5209 | 218 | 6 | 8 | Wednesday | 0 | 0 | 0 | 0 | 5.1885 | 10.3969 | 0.863 | 0 | 0.0141 | 0 | 0 | 15.5675 | 0 | 0 | 0.9368 | 0
5210 | 218 | 6 | 8 | Wednesday | 1 | 0 | 0 | 0 | 5.1829 | 10.3969 | 0.863 | 0 | 0.0141 | 0 | 0 | 15.5675 | 0 | 0 | 0.9368 | 0
5211 | 218 | 6 | 8 | Wednesday | 2 | 0 | 0 | 0 | 5.1829 | 10.3969 | 0.863 | 0 | 0.0141 | 0 | 0 | 15.5675 | 0 | 0 | 0.9368 | 0
5212 | 218 | 6 | 8 | Wednesday | 3 | 0 | 0 | 0 | 5.1829 | 10.3969 | 0.863 | 0 | 0.0141 | 0 | 0 | 15.5675 | 0 | 0 | 0.9368 | 0
5213 | 218 | 6 | 8 | Wednesday | 4 | 0 | 0 | 0 | 5.6548 | 10.3969 | 0.863 | 0 | 0.0141 | 0 | 0 | 16.0394 | 0 | 0 | 0.9368 | 0
5214 | 218 | 6 | 8 | Wednesday | 5 | 0 | 0 | 0 | 8.8552 | 14.4831 | 1.381 | 0 | 0.0225 | 0 | 0 | 23.3344 | 0 | 0 | 1.4989 | 0
5215 | 218 | 6 | 8 | Wednesday | 6 | 0 | 0 | 0 | 16.9755 | 21.1313 | 1.208 | 0 | 0.0197 | 0 | 0.2767 | 38.0929 | 0 | 0 | 1.3114 | 0
5216 | 218 | 6 | 8 | Wednesday | 7 | 0 | 81.627 | 5.5354 | 25.3277 | 37.109 | 3.28 | 0 | 1.2817 | 8.4 | 3.3037 | 94.363 | 0 | 0 | 3.5598 | 0
5217 | 218 | 6 | 8 | Wednesday | 8 | 0 | 125.576 | 27.1709 | 40.9845 | 79.9326 | 6.042 | 0 | 2.1473 | 16.56 | 9.9231 | 205.1337 | 0 | 0 | 6.5572 | 0
5218 | 218 | 6 | 8 | Wednesday | 9 | 0 | 98.031 | 27.1709 | 40.1957 | 84.3871 | 6.56 | 0 | 1.9763 | 10.32 | 18.7182 | 199.2761 | 0 | 0 | 7.119 | 0
5219 | 218 | 6 | 8 | Wednesday | 10 | 0 | 75.1 | 27.1709 | 39.4459 | 85.6606 | 6.733 | 0 | 1.915 | 8.88 | 26.5724 | 195.5717 | 0 | 0 | 7.3063 | 0
5220 | 218 | 6 | 8 | Wednesday | 11 | 0 | 74.849 | 27.1709 | 38.3345 | 85.6606 | 8.114 | 0 | 1.9332 | 10.32 | 31.7598 | 195.8876 | 0 | 0 | 8.8044 | 0
5221 | 218 | 6 | 8 | Wednesday | 12 | 0 | 48.8 | 27.1709 | 35.2838 | 78.8121 | 9.84 | 0 | 1.7788 | 13.92 | 32.9776 | 187.3248 | 0 | 0 | 10.677 | 0
5222 | 218 | 6 | 8 | Wednesday | 13 | 0 | 70.422 | 27.1709 | 37.6597 | 85.6606 | 9.322 | 0 | 1.9335 | 11.52 | 31.9366 | 195.9998 | 0 | 0 | 10.1152 | 0
5223 | 218 | 6 | 8 | Wednesday | 14 | 0 | 85.933 | 27.1709 | 38.4223 | 85.6606 | 5.869 | 0 | 1.9026 | 8.88 | 29.7479 | 195.8739 | 0 | 0 | 6.3696 | 0
5224 | 218 | 6 | 8 | Wednesday | 15 | 0 | 145.93 | 27.1709 | 38.8378 | 85.6606 | 5.697 | 0 | 2.1479 | 8.88 | 24.156 | 204.0757 | 0 | 0 | 6.1824 | 0
5225 | 218 | 6 | 8 | Wednesday | 16 | 0 | 94.173 | 27.1709 | 39.8713 | 85.2073 | 7.596 | 0 | 1.9752 | 11.04 | 18.781 | 198.6693 | 0 | 0 | 8.2429 | 0
5226 | 218 | 6 | 8 | Wednesday | 17 | 0 | 0 | 27.1709 | 31.4075 | 55.9825 | 4.488 | 0 | 1.4802 | 14.88 | 14.4363 | 130.9066 | 0 | 0 | 4.871 | 0
5227 | 218 | 6 | 8 | Wednesday | 18 | 0 | 0 | 13.5854 | 22.9931 | 40.9205 | 3.625 | 0 | 0.788 | 4.8 | 9.6244 | 83.0342 | 0 | 0 | 3.9344 | 0
5228 | 218 | 6 | 8 | Wednesday | 19 | 0 | 0 | 0 | 22.5992 | 40.0131 | 2.589 | 0 | 0.0422 | 2.88 | 4.6558 | 65.4881 | 0 | 0 | 2.8103 | 0
5229 | 218 | 6 | 8 | Wednesday | 20 | 0 | 0 | 0 | 23.0227 | 33.1724 | 2.935 | 0 | 0.1864 | 0.96 | 1.8189 | 57.2887 | 0 | 0 | 3.1851 | 0
5230 | 218 | 6 | 8 | Wednesday | 21 | 0 | 0 | 0 | 24.1049 | 32.719 | 1.381 | 0 | 0.0225 | 0.96 | 0.3858 | 57.7536 | 0 | 0 | 1.4988 | 0
5231 | 218 | 6 | 8 | Wednesday | 22 | 0 | 0 | 0 | 12.7362 | 17.8393 | 0.863 | 0 | 0.0141 | 0 | 0 | 30.5535 | 0 | 0 | 0.9368 | 0
5232 | 218 | 6 | 8 | Wednesday | 23 | 0 | 0 | 0 | 6.1377 | 11.0335 | 0.863 | 0 | 0.0141 | 0 | 0 | 17.1493 | 0 | 0 | 0.9368 | 0
5233 | 219 | 7 | 8 | Thursday | 0 | 0 | 0 | 0 | 5.1885 | 10.3969 | 0.863 | 0 | 0.0141 | 0 | 0 | 15.5675 | 0 | 0 | 0.9368 | 0
5234 | 219 | 7 | 8 | Thursday | 1 | 0 | 0 | 0 | 5.1829 | 10.3969 | 0.863 | 0 | 0.0141 | 0 | 0 | 15.5675 | 0 | 0 | 0.9368 | 0
5235 | 219 | 7 | 8 | Thursday | 2 | 0 | 0 | 0 | 5.1829 | 10.3969 | 0.863 | 0 | 0.0141 | 0 | 0 | 15.5675 | 0 | 0 | 0.9368 | 0
5236 | 219 | 7 | 8 | Thursday | 3 | 0 | 0 | 0 | 5.1829 | 10.3969 | 0.863 | 0 | 0.0141 | 0 | 0 | 15.5675 | 0 | 0 | 0.9368 | 0
5237 | 219 | 7 | 8 | Thursday | 4 | 0 | 0 | 0 | 5.6548 | 10.3969 | 0.863 | 0 | 0.0141 | 0 | 0 | 16.0394 | 0 | 0 | 0.9368 | 0
5238 | 219 | 7 | 8 | Thursday | 5 | 0 | 0 | 0 | 8.8552 | 14.4831 | 1.381 | 0 | 0.0225 | 0 | 0 | 23.3344 | 0 | 0 | 1.4989 | 0
5239 | 219 | 7 | 8 | Thursday | 6 | 0 | 0 | 0 | 16.9543 | 21.1313 | 1.208 | 0 | 0.0197 | 0 | 0.2894 | 38.0717 | 0 | 0 | 1.3114 | 0
5240 | 219 | 7 | 8 | Thursday | 7 | 0 | 19.881 | 3.9539 | 24.8306 | 37.109 | 3.28 | 0 | 0.5673 | 8.4 | 3.4045 | 79.7593 | 0 | 0 | 3.5598 | 0
5241 | 219 | 7 | 8 | Thursday | 8 | 0 | 16.385 | 27.1709 | 40.3262 | 79.9326 | 6.042 | 0 | 1.122 | 16.56 | 9.9983 | 176.7652 | 0 | 0 | 6.5572 | 0
5242 | 219 | 7 | 8 | Thursday | 9 | 0 | 17.334 | 27.1709 | 39.5612 | 84.3871 | 6.56 | 0 | 1.0749 | 10.32 | 17.8451 | 178.6109 | 0 | 0 | 7.119 | 0
5243 | 219 | 7 | 8 | Thursday | 10 | 0 | 26.517 | 27.1709 | 39.1252 | 85.6606 | 6.733 | 0 | 1.4845 | 8.88 | 23.7775 | 184.5178 | 0 | 0 | 7.3063 | 0
5244 | 219 | 7 | 8 | Thursday | 11 | 0 | 39.301 | 27.1709 | 37.7786 | 85.6606 | 8.114 | 0 | 1.7101 | 10.32 | 27.5661 | 187.2677 | 0 | 0 | 8.8044 | 0
5245 | 219 | 7 | 8 | Thursday | 12 | 0 | 15.235 | 27.1709 | 35.0004 | 78.8121 | 9.84 | 0 | 0.9694 | 13.92 | 32.3005 | 169.4429 | 0 | 0 | 10.677 | 0
5246 | 219 | 7 | 8 | Thursday | 13 | 0 | 66.953 | 27.1709 | 37.498 | 85.6606 | 9.322 | 0 | 1.9199 | 11.52 | 34.9019 | 190.2943 | 0 | 0 | 10.1152 | 0
5247 | 219 | 7 | 8 | Thursday | 14 | 0 | 67.277 | 27.1709 | 38.5557 | 85.6606 | 5.869 | 0 | 1.8541 | 8.88 | 32.561 | 188.7653 | 0 | 0 | 6.3696 | 0
5248 | 219 | 7 | 8 | Thursday | 15 | 0 | 109.093 | 27.1709 | 39.0722 | 85.6606 | 5.697 | 0 | 1.8847 | 8.88 | 26.7481 | 198.554 | 0 | 0 | 6.1824 | 0
5249 | 219 | 7 | 8 | Thursday | 16 | 0 | 88.322 | 27.1709 | 40.089 | 85.2073 | 7.596 | 0 | 1.926 | 11.04 | 16.0355 | 199.6928 | 0 | 0 | 8.2429 | 0
5250 | 219 | 7 | 8 | Thursday | 17 | 0 | 34.685 | 27.1709 | 31.728 | 55.9825 | 4.488 | 0 | 1.4874 | 14.88 | 7.4885 | 160.8244 | 0 | 0 | 4.871 | 0
5251 | 219 | 7 | 8 | Thursday | 18 | 0 | 17.767 | 13.5854 | 23.7639 | 40.9205 | 3.625 | 0 | 0.7498 | 4.8 | 4.0985 | 96.918 | 0 | 0 | 3.9344 | 0
5252 | 219 | 7 | 8 | Thursday | 19 | 0 | 0 | 0 | 24.0504 | 40.0131 | 2.589 | 0 | 0.0422 | 2.88 | 2.4575 | 66.9394 | 0 | 0 | 2.8103 | 0
5253 | 219 | 7 | 8 | Thursday | 20 | 0 | 0 | 0 | 23.7482 | 33.1724 | 2.935 | 0 | 0.1863 | 0.96 | 1.0692 | 58.0142 | 0 | 0 | 3.1851 | 0
5254 | 219 | 7 | 8 | Thursday | 21 | 0 | 0 | 0 | 24.1068 | 32.719 | 1.381 | 0 | 0.0225 | 0.96 | 0.1734 | 57.7555 | 0 | 0 | 1.4988 | 0
5255 | 219 | 7 | 8 | Thursday | 22 | 0 | 0 | 0 | 12.7362 | 17.8393 | 0.863 | 0 | 0.0141 | 0 | 0 | 30.5535 | 0 | 0 | 0.9368 | 0
5256 | 219 | 7 | 8 | Thursday | 23 | 0 | 0 | 0 | 6.1377 | 11.0335 | 0.863 | 0 | 0.0141 | 0 | 0 | 17.1493 | 0 | 0 | 0.9368 | 0
5257 | 220 | 8 | 8 | Friday | 0 | 0 | 0 | 0 | 5.1885 | 10.3969 | 0.863 | 0 | 0.0141 | 0 | 0 | 15.5675 | 0 | 0 | 0.9368 | 0
5258 | 220 | 8 | 8 | Friday | 1 | 0 | 0 | 0 | 5.1829 | 10.3969 | 0.863 | 0 | 0.0141 | 0 | 0 | 15.5675 | 0 | 0 | 0.9368 | 0
5259 | 220 | 8 | 8 | Friday | 2 | 0 | 0 | 0 | 5.1829 | 10.3969 | 0.863 | 0 | 0.0141 | 0 | 0 | 15.5675 | 0 | 0 | 0.9368 | 0
5260 | 220 | 8 | 8 | Friday | 3 | 0 | 0 | 0 | 5.1829 | 10.3969 | 0.863 | 0 | 0.0141 | 0 | 0 | 15.5675 | 0 | 0 | 0.9368 | 0
5261 | 220 | 8 | 8 | Friday | 4 | 0 | 0 | 0 | 5.6548 | 10.3969 | 0.863 | 0 | 0.0141 | 0 | 0 | 16.0394 | 0 | 0 | 0.9368 | 0
5262 | 220 | 8 | 8 | Friday | 5 | 0 | 0 | 0 | 8.8552 | 14.4831 | 1.381 | 0 | 0.0225 | 0 | 0 | 23.3344 | 0 | 0 | 1.4989 | 0
5263 | 220 | 8 | 8 | Friday | 6 | 0 | 0 | 0 | 17.0169 | 21.1313 | 1.208 | 0 | 0.0197 | 0 | 0.0871 | 38.1343 | 0 | 0 | 1.3114 | 0
5264 | 220 | 8 | 8 | Friday | 7 | 0 | 12.292 | 3.1631 | 28.1999 | 37.109 | 3.28 | 0 | 0.5395 | 8.4 | 0.8097 | 81.1645 | 0 | 0 | 3.5598 | 0
5265 | 220 | 8 | 8 | Friday | 8 | 0 | 15.44 | 27.1709 | 50.6078 | 79.9326 | 6.042 | 0 | 1.2461 | 16.56 | 2.394 | 189.3705 | 0 | 0 | 6.5572 | 0
5266 | 220 | 8 | 8 | Friday | 9 | 0 | 9.17 | 27.1709 | 46.6326 | 84.3871 | 6.56 | 0 | 0.6196 | 10.32 | 4.738 | 177.8622 | 0 | 0 | 7.119 | 0
5267 | 220 | 8 | 8 | Friday | 10 | 0 | 1.441 | 27.1709 | 43.2966 | 85.6606 | 6.733 | 0 | 0.1868 | 8.88 | 6.676 | 166.5651 | 0 | 0 | 7.3063 | 0
5268 | 220 | 8 | 8 | Friday | 11 | 0 | 5.483 | 27.1709 | 40.7966 | 85.6606 | 8.114 | 0 | 0.431 | 10.32 | 9.1295 | 169.5972 | 0 | 0 | 8.8044 | 0
5269 | 220 | 8 | 8 | Friday | 12 | 0 | 3.814 | 27.1709 | 36.7521 | 78.8121 | 9.84 | 0 | 0.3737 | 13.92 | 15.4193 | 160.6691 | 0 | 0 | 10.677 | 0
5270 | 220 | 8 | 8 | Friday | 13 | 0 | 10.777 | 27.1709 | 38.3703 | 85.6606 | 9.322 | 0 | 0.7632 | 11.52 | 20.7618 | 173.7549 | 0 | 0 | 10.1152 | 0
5271 | 220 | 8 | 8 | Friday | 14 | 0 | 16.71 | 27.1709 | 39.1656 | 85.6606 | 5.869 | 0 | 1.0421 | 8.88 | 19.4377 | 177.7284 | 0 | 0 | 6.3696 | 0
5272 | 220 | 8 | 8 | Friday | 15 | 0 | 9.066 | 27.1709 | 40.1124 | 85.6606 | 5.697 | 0 | 0.599 | 8.88 | 14.9044 | 171.0517 | 0 | 0 | 6.1824 | 0
5273 | 220 | 8 | 8 | Friday | 16 | 0 | 21.339 | 27.1709 | 40.591 | 85.2073 | 7.596 | 0 | 1.2922 | 11.04 | 12.2065 | 184.2913 | 0 | 0 | 8.2429 | 0
5274 | 220 | 8 | 8 | Friday | 17 | 0 | 4.101 | 27.1709 | 31.5657 | 55.9825 | 4.488 | 0 | 0.2834 | 14.88 | 12.8122 | 133.4914 | 0 | 0 | 4.871 | 0
5275 | 220 | 8 | 8 | Friday | 18 | 0 | 1.197 | 13.5854 | 23.1826 | 40.9205 | 3.625 | 0 | 0.1248 | 4.8 | 9.7391 | 83.7016 | 0 | 0 | 3.9344 | 0
5276 | 220 | 8 | 8 | Friday | 19 | 0 | 0 | 0 | 22.6825 | 40.0131 | 2.589 | 0 | 0.0422 | 2.88 | 4.4139 | 65.5714 | 0 | 0 | 2.8103 | 0
5277 | 220 | 8 | 8 | Friday | 20 | 0 | 0 | 0 | 23.0064 | 33.1724 | 2.935 | 0 | 0.0478 | 0.96 | 1.8815 | 57.1339 | 0 | 0 | 3.1851 | 0
5278 | 220 | 8 | 8 | Friday | 21 | 0 | 0 | 0 | 24.1044 | 32.719 | 1.381 | 0 | 0.0225 | 0.96 | 0.3833 | 57.7531 | 0 | 0 | 1.4988 | 0
5279 | 220 | 8 | 8 | Friday | 22 | 0 | 0 | 0 | 12.7362 | 17.8393 | 0.863 | 0 | 0.0141 | 0 | 0 | 30.5535 | 0 | 0 | 0.9368 | 0
5280 | 220 | 8 | 8 | Friday | 23 | 0 | 0 | 0 | 6.1377 | 11.0335 | 0.863 | 0 | 0.0141 | 0 | 0 | 17.1493 | 0 | 0 | 0.9368 | 0
5281 | 221 | 9 | 8 | Saturday | 0 | 0 | 0 | 0 | 5.3495 | 10.6091 | 0.863 | 0 | 0.0141 | 0 | 0 | 15.9374 | 0 | 0 | 0.9368 | 0
5282 | 221 | 9 | 8 | Saturday | 1 | 0 | 0 | 0 | 5.1845 | 10.3969 | 0.863 | 0 | 0.0141 | 0 | 0 | 15.5675 | 0 | 0 | 0.9368 | 0
5283 | 221 | 9 | 8 | Saturday | 2 | 0 | 0 | 0 | 5.1845 | 10.3969 | 0.863 | 0 | 0.0141 | 0 | 0 | 15.5675 | 0 | 0 | 0.9368 | 0
5284 | 221 | 9 | 8 | Saturday | 3 | 0 | 0 | 0 | 5.1845 | 10.3969 | 0.863 | 0 | 0.0141 | 0 | 0 | 15.5675 | 0 | 0 | 0.9368 | 0
5285 | 221 | 9 | 8 | Saturday | 4 | 0 | 0 | 0 | 5.1845 | 10.3969 | 0.863 | 0 | 0.0141 | 0 | 0 | 15.5675 | 0 | 0 | 0.9368 | 0
5286 | 221 | 9 | 8 | Saturday | 5 | 0 | 0 | 0 | 5.6564 | 10.3969 | 1.381 | 0 | 0.0225 | 0 | 0 | 16.0478 | 0 | 0 | 1.4989 | 0
5287 | 221 | 9 | 8 | Saturday | 6 | 0 | 0 | 0 | 10.207 | 14.454 | 1.208 | 0 | 0.0197 | 0 | 0.2598 | 24.6487 | 0 | 0 | 1.3114 | 0
5288 | 221 | 9 | 8 | Saturday | 7 | 0 | 0 | 0 | 13.1481 | 18.078 | 1.899 | 0 | 0.0309 | 3.84 | 2.7999 | 35.0843 | 0 | 0 | 2.061 | 0
5289 | 221 | 9 | 8 | Saturday | 8 | 0 | 0 | 0 | 18.573 | 33.4891 | 2.589 | 0 | 0.0422 | 3.36 | 7.9095 | 55.4395 | 0 | 0 | 2.8104 | 0
5290 | 221 | 9 | 8 | Saturday | 9 | 0 | 0.905 | 0 | 18.8069 | 36.0383 | 3.625 | 0 | 0.1079 | 5.04 | 14.7105 | 60.8366 | 0 | 0 | 3.9345 | 0
5291 | 221 | 9 | 8 | Saturday | 10 | 0 | 4.889 | 0 | 18.5493 | 36.8872 | 3.28 | 0 | 0.3223 | 4.32 | 19.5562 | 64.7193 | 0 | 0 | 3.5597 | 0
5292 | 221 | 9 | 8 | Saturday | 11 | 0 | 8.413 | 0 | 17.8226 | 36.8872 | 3.97 | 0 | 0.5239 | 6 | 21.4316 | 69.223 | 0 | 0 | 4.3092 | 0
5293 | 221 | 9 | 8 | Saturday | 12 | 0 | 8.032 | 0 | 14.4119 | 26.6109 | 3.453 | 0 | 0.4964 | 5.04 | 19.6173 | 54.2414 | 0 | 0 | 3.7471 | 0
5294 | 221 | 9 | 8 | Saturday | 13 | 0 | 8.801 | 0 | 14.6913 | 26.1571 | 3.28 | 0 | 0.542 | 3.12 | 18.4429 | 52.9922 | 0 | 0 | 3.5597 | 0
5295 | 221 | 9 | 8 | Saturday | 14 | 0 | 9.448 | 0 | 14.4554 | 26.1571 | 2.589 | 0 | 0.5682 | 1.92 | 20.2976 | 52.2796 | 0 | 0 | 2.8103 | 0
5296 | 221 | 9 | 8 | Saturday | 15 | 0 | 9.315 | 0 | 14.696 | 26.1571 | 2.072 | 0 | 0.5497 | 0.96 | 20.983 | 51.4062 | 0 | 0 | 2.2483 | 0
5297 | 221 | 9 | 8 | Saturday | 16 | 0 | 9.76 | 0 | 15.1382 | 26.1571 | 2.417 | 0 | 0.5827 | 1.2 | 19.0908 | 52.6377 | 0 | 0 | 2.623 | 0
5298 | 221 | 9 | 8 | Saturday | 17 | 0 | 8.591 | 0 | 11.5964 | 19.2871 | 1.208 | 0 | 0.5009 | 1.44 | 13.5233 | 41.36 | 0 | 0 | 1.3114 | 0
5299 | 221 | 9 | 8 | Saturday | 18 | 0 | 6.487 | 0 | 11.7063 | 19.2871 | 1.208 | 0 | 0.3808 | 0 | 8.1605 | 37.7965 | 0 | 0 | 1.3114 | 0
5300 | 221 | 9 | 8 | Saturday | 19 | 0 | 5.158 | 0 | 12.1809 | 19.2871 | 1.208 | 0 | 0.3032 | 0 | 3.8907 | 36.8192 | 0 | 0 | 1.3114 | 0
5301 | 221 | 9 | 8 | Saturday | 20 | 0 | 2.319 | 0 | 13.512 | 19.2871 | 1.208 | 0 | 0.1459 | 0 | 1.4611 | 35.1376 | 0 | 0 | 1.3114 | 0
5302 | 221 | 9 | 8 | Saturday | 21 | 0 | 0 | 0 | 13.8282 | 19.2871 | 1.554 | 0 | 0.0253 | 0 | 0.2731 | 33.0807 | 0 | 0 | 1.6862 | 0
5303 | 221 | 9 | 8 | Saturday | 22 | 0 | 0 | 0 | 12.5503 | 17.5892 | 0.863 | 0 | 0.0141 | 0 | 0 | 30.1095 | 0 | 0 | 0.9368 | 0
5304 | 221 | 9 | 8 | Saturday | 23 | 0 | 0 | 0 | 6.6175 | 11.0335 | 0.863 | 0 | 0.0141 | 0 | 0 | 17.6211 | 0 | 0 | 0.9368 | 0
5305 | 222 | 10 | 8 | Sunday | 0 | 0 | 0 | 0 | 5.3583 | 10.6091 | 0.691 | 0 | 0.0112 | 0 | 0 | 15.9346 | 0 | 0 | 0.7494 | 0
5306 | 222 | 10 | 8 | Sunday | 1 | 0 | 0 | 0 | 5.2005 | 10.3969 | 0.691 | 0 | 0.0112 | 0 | 0 | 15.5647 | 0 | 0 | 0.7494 | 0
5307 | 222 | 10 | 8 | Sunday | 2 | 0 | 0 | 0 | 5.1909 | 10.3969 | 0.691 | 0 | 0.0112 | 0 | 0 | 15.5647 | 0 | 0 | 0.7494 | 0
5308 | 222 | 10 | 8 | Sunday | 3 | 0 | 0 | 0 | 5.1909 | 10.3969 | 0.691 | 0 | 0.0112 | 0 | 0 | 15.5647 | 0 | 0 | 0.7494 | 0
5309 | 222 | 10 | 8 | Sunday | 4 | 0 | 0 | 0 | 5.1909 | 10.3969 | 0.691 | 0 | 0.0112 | 0 | 0 | 15.5647 | 0 | 0 | 0.7494 | 0
5310 | 222 | 10 | 8 | Sunday | 5 | 0 | 0 | 0 | 5.6628 | 10.3969 | 1.208 | 0 | 0.0197 | 0 | 0 | 16.045 | 0 | 0 | 1.3115 | 0
5311 | 222 | 10 | 8 | Sunday | 6 | 0 | 0 | 0 | 6.1355 | 11.0335 | 0.691 | 0 | 0.0112 | 0 | 0.23 | 17.1387 | 0 | 0 | 0.7494 | 0
5312 | 222 | 10 | 8 | Sunday | 7 | 0 | 0 | 0 | 8.86 | 14.6575 | 0.691 | 0 | 0.0112 | 0 | 2.5942 | 23.4871 | 0 | 0 | 0.7494 | 0
5313 | 222 | 10 | 8 | Sunday | 8 | 0 | 0 | 0 | 8.8582 | 15.5065 | 0.691 | 0 | 0.0112 | 0 | 7.3322 | 24.3239 | 0 | 0 | 0.7494 | 0
5314 | 222 | 10 | 8 | Sunday | 9 | 0 | 0 | 0 | 8.3739 | 15.5065 | 0.691 | 0 | 0.0112 | 0 | 13.9988 | 23.8396 | 0 | 0 | 0.7494 | 0
5315 | 222 | 10 | 8 | Sunday | 10 | 0 | 3.012 | 0 | 8.718 | 16.3554 | 0.691 | 0 | 0.1745 | 0 | 20.6623 | 28.0821 | 0 | 0 | 0.7494 | 0
5316 | 222 | 10 | 8 | Sunday | 11 | 0 | 3.497 | 0 | 8.349 | 16.3554 | 1.036 | 0 | 0.2059 | 0 | 24.5311 | 28.1947 | 0 | 0 | 1.1241 | 0
5317 | 222 | 10 | 8 | Sunday | 12 | 0 | 6.69 | 0 | 10.3065 | 20.794 | 1.036 | 0 | 0.3847 | 0 | 25.7935 | 37.9174 | 0 | 0 | 1.1241 | 0
5318 | 222 | 10 | 8 | Sunday | 13 | 0 | 10.144 | 0 | 10.5297 | 20.794 | 1.554 | 0 | 0.5897 | 0 | 25.875 | 41.6557 | 0 | 0 | 1.6862 | 0
5319 | 222 | 10 | 8 | Sunday | 14 | 0 | 12.229 | 0 | 11.0895 | 20.794 | 1.036 | 0 | 0.6872 | 0 | 25.5368 | 43.9421 | 0 | 0 | 1.1241 | 0
5320 | 222 | 10 | 8 | Sunday | 15 | 0 | 17.526 | 0 | 11.6 | 20.794 | 0.691 | 0 | 0.8924 | 0 | 23.3562 | 48.0016 | 0 | 0 | 0.7494 | 0
5321 | 222 | 10 | 8 | Sunday | 16 | 0 | 14.667 | 0 | 11.8374 | 20.3695 | 0.691 | 0 | 0.8112 | 0 | 18.488 | 46.5367 | 0 | 0 | 0.7494 | 0
5322 | 222 | 10 | 8 | Sunday | 17 | 0 | 14.986 | 0 | 11.6416 | 19.916 | 0.691 | 0 | 0.837 | 0 | 12.884 | 46.2767 | 0 | 0 | 0.7494 | 0
5323 | 222 | 10 | 8 | Sunday | 18 | 0 | 12.851 | 0 | 11.8196 | 19.916 | 0.691 | 0 | 0.6846 | 0 | 8.1609 | 43.7134 | 0 | 0 | 0.7494 | 0
5324 | 222 | 10 | 8 | Sunday | 19 | 0 | 12.073 | 0 | 12.4073 | 19.916 | 0.691 | 0 | 0.6815 | 0 | 3.7328 | 44.3932 | 0 | 0 | 0.7494 | 0
5325 | 222 | 10 | 8 | Sunday | 20 | 0 | 5.318 | 0 | 13.3209 | 19.916 | 0.691 | 0 | 0.3053 | 0 | 1.3937 | 38.4647 | 0 | 0 | 0.7494 | 0
5326 | 222 | 10 | 8 | Sunday | 21 | 0 | 0 | 0 | 13.6956 | 19.916 | 1.208 | 0 | 0.0197 | 0 | 0.2786 | 33.5809 | 0 | 0 | 1.3115 | 0
5327 | 222 | 10 | 8 | Sunday | 22 | 0 | 0 | 0 | 6.2927 | 11.8825 | 0.691 | 0 | 0.0112 | 0 | 0 | 18.1545 | 0 | 0 | 0.7494 | 0
5328 | 222 | 10 | 8 | Sunday | 23 | 0 | 0 | 0 | 5.6618 | 11.0335 | 0.691 | 0 | 0.0112 | 0 | 0 | 16.6746 | 0 | 0 | 0.7494 | 0
5329 | 223 | 11 | 8 | Monday | 0 | 0 | 0 | 0 | 5.1885 | 10.3969 | 0.863 | 0 | 0.0141 | 0 | 0 | 15.5675 | 0 | 0 | 0.9368 | 0
5330 | 223 | 11 | 8 | Monday | 1 | 0 | 0 | 0 | 5.1829 | 10.3969 | 0.863 | 0 | 0.0141 | 0 | 0 | 15.5675 | 0 | 0 | 0.9368 | 0
5331 | 223 | 11 | 8 | Monday | 2 | 0 | 0 | 0 | 5.1829 | 10.3969 | 0.863 | 0 | 0.0141 | 0 | 0 | 15.5675 | 0 | 0 | 0.9368 | 0
5332 | 223 | 11 | 8 | Monday | 3 | 0 | 0 | 0 | 5.1829 | 10.3969 | 0.863 | 0 | 0.0141 | 0 | 0 | 15.5675 | 0 | 0 | 0.9368 | 0
5333 | 223 | 11 | 8 | Monday | 4 | 0 | 0 | 0 | 5.6548 | 10.3969 | 0.863 | 0 | 0.0141 | 0 | 0 | 16.0394 | 0 | 0 | 0.9368 | 0
5334 | 223 | 11 | 8 | Monday | 5 | 0 | 0 | 0 | 8.8552 | 14.4831 | 1.381 | 0 | 0.0225 | 0 | 0 | 23.3344 | 0 | 0 | 1.4989 | 0
5335 | 223 | 11 | 8 | Monday | 6 | 0 | 0 | 0 | 17.0167 | 21.1313 | 1.208 | 0 | 0.0197 | 0 | 0.1358 | 38.1341 | 0 | 0 | 1.3114 | 0
5336 | 223 | 11 | 8 | Monday | 7 | 0 | 32.602 | 3.9539 | 27.486 | 37.109 | 3.28 | 0 | 0.6468 | 8.4 | 1.4148 | 84.1488 | 0 | 0 | 3.5598 | 0
5337 | 223 | 11 | 8 | Monday | 8 | 0 | 34.384 | 27.1709 | 45.0531 | 79.9326 | 6.042 | 0 | 1.57 | 16.56 | 4.5409 | 193.189 | 0 | 0 | 6.5572 | 0
5338 | 223 | 11 | 8 | Monday | 9 | 0 | 30.346 | 27.1709 | 43.5305 | 84.3871 | 6.56 | 0 | 1.5107 | 10.32 | 9.3681 | 189.0051 | 0 | 0 | 7.119 | 0
5339 | 223 | 11 | 8 | Monday | 10 | 0 | 33.382 | 27.1709 | 41.8559 | 85.6606 | 6.733 | 0 | 1.5363 | 8.88 | 13.0858 | 187.2509 | 0 | 0 | 7.3063 | 0
5340 | 223 | 11 | 8 | Monday | 11 | 0.45 | 35.672 | 27.1709 | 39.0941 | 85.6606 | 8.114 | 0 | 1.588 | 10.32 | 16.7924 | 186.567 | 0 | 0 | 9.2545 | 0
5341 | 223 | 11 | 8 | Monday | 12 | 0 | 5.122 | 27.1709 | 35.6882 | 78.8121 | 9.84 | 0 | 0.4383 | 13.92 | 23.8253 | 160.8207 | 0 | 0 | 10.677 | 0
5342 | 223 | 11 | 8 | Monday | 13 | 0 | 19.231 | 27.1709 | 37.9749 | 85.6606 | 9.322 | 0 | 1.204 | 11.52 | 27.7275 | 180.7178 | 0 | 0 | 10.1152 | 0
5343 | 223 | 11 | 8 | Monday | 14 | 0 | 11.428 | 27.1709 | 38.8162 | 85.6606 | 5.869 | 0 | 0.7362 | 8.88 | 26.4036 | 172.1448 | 0 | 0 | 6.3696 | 0
5344 | 223 | 11 | 8 | Monday | 15 | 0 | 9.743 | 27.1709 | 39.1989 | 85.6606 | 5.697 | 0 | 0.6356 | 8.88 | 24.1798 | 170.8197 | 0 | 0 | 6.1824 | 0
5345 | 223 | 11 | 8 | Monday | 16 | 0 | 16.177 | 27.1709 | 40.0377 | 85.2073 | 7.596 | 0 | 1.0269 | 11.04 | 20.4125 | 179.5403 | 0 | 0 | 8.2429 | 0
5346 | 223 | 11 | 8 | Monday | 17 | 0 | 4.145 | 27.1709 | 31.6547 | 55.9825 | 4.488 | 0 | 0.3011 | 14.88 | 15.1141 | 133.9244 | 0 | 0 | 4.871 | 0
5347 | 223 | 11 | 8 | Monday | 18 | 0 | 4.13 | 13.5854 | 23.5653 | 40.9205 | 3.625 | 0 | 0.292 | 4.8 | 8.0171 | 87.0469 | 0 | 0 | 3.9344 | 0
5348 | 223 | 11 | 8 | Monday | 19 | 0 | 0.481 | 0 | 23.2969 | 40.0131 | 2.589 | 0 | 0.0683 | 2.88 | 3.3455 | 66.6707 | 0 | 0 | 2.8103 | 0
5349 | 223 | 11 | 8 | Monday | 20 | 0 | 0.842 | 0 | 23.4221 | 33.1724 | 2.935 | 0 | 0.0934 | 0.96 | 1.4906 | 58.3976 | 0 | 0 | 3.1851 | 0
5350 | 223 | 11 | 8 | Monday | 21 | 0 | 0 | 0 | 24.1068 | 32.719 | 1.381 | 0 | 0.0225 | 0.96 | 0.2846 | 57.7555 | 0 | 0 | 1.4988 | 0
5351 | 223 | 11 | 8 | Monday | 22 | 0 | 0 | 0 | 12.7362 | 17.8393 | 0.863 | 0 | 0.0141 | 0 | 0 | 30.5535 | 0 | 0 | 0.9368 | 0
5352 | 223 | 11 | 8 | Monday | 23 | 0 | 0 | 0 | 6.1377 | 11.0335 | 0.863 | 0 | 0.0141 | 0 | 0 | 17.1493 | 0 | 0 | 0.9368 | 0
5353 | 224 | 12 | 8 | Tuesday | 0 | 0 | 0 | 0 | 5.1885 | 10.3969 | 0.863 | 0 | 0.0141 | 0 | 0 | 15.5675 | 0 | 0 | 0.9368 | 0
5354 | 224 | 12 | 8 | Tuesday | 1 | 0 | 0 | 0 | 5.1829 | 10.3969 | 0.863 | 0 | 0.0141 | 0 | 0 | 15.5675 | 0 | 0 | 0.9368 | 0
5355 | 224 | 12 | 8 | Tuesday | 2 | 0 | 0 | 0 | 5.1829 | 10.3969 | 0.863 | 0 | 0.0141 | 0 | 0 | 15.5675 | 0 | 0 | 0.9368 | 0
5356 | 224 | 12 | 8 | Tuesday | 3 | 0 | 0 | 0 | 5.1829 | 10.3969 | 0.863 | 0 | 0.0141 | 0 | 0 | 15.5675 | 0 | 0 | 0.9368 | 0
5357 | 224 | 12 | 8 | Tuesday | 4 | 0 | 0 | 0 | 5.6548 | 10.3969 | 0.863 | 0 | 0.0141 | 0 | 0 | 16.0394 | 0 | 0 | 0.9368 | 0
5358 | 224 | 12 | 8 | Tuesday | 5 | 0 | 0 | 0 | 8.8552 | 14.4831 | 1.381 | 0 | 0.0225 | 0 | 0 | 23.3344 | 0 | 0 | 1.4989 | 0
5359 | 224 | 12 | 8 | Tuesday | 6 | 0 | 0 | 0 | 17.0106 | 21.1313 | 1.208 | 0 | 0.0197 | 0 | 0.1903 | 38.128 | 0 | 0 | 1.3114 | 0
5360 | 224 | 12 | 8 | Tuesday | 7 | 0 | 17.965 | 2.3723 | 26.6432 | 37.109 | 3.28 | 0 | 0.3847 | 8.4 | 2.2338 | 78.6092 | 0 | 0 | 3.5598 | 0
5361 | 224 | 12 | 8 | Tuesday | 8 | 0 | 15.564 | 27.1709 | 42.8168 | 79.9326 | 6.042 | 0 | 0.8667 | 16.56 | 7.5271 | 179.9031 | 0 | 0 | 6.5572 | 0
5362 | 224 | 12 | 8 | Tuesday | 9 | 0.779 | 15.075 | 27.1709 | 40.6846 | 84.3871 | 6.56 | 0 | 0.8957 | 10.32 | 14.4276 | 176.2455 | 0 | 0 | 7.8979 | 0
5363 | 224 | 12 | 8 | Tuesday | 10 | 0 | 5.348 | 27.1709 | 39.5129 | 85.6606 | 6.733 | 0 | 0.4 | 8.88 | 17.7579 | 166.7182 | 0 | 0 | 7.3063 | 0
5364 | 224 | 12 | 8 | Tuesday | 11 | 0 | 23.06 | 27.1709 | 38.1731 | 85.6606 | 8.114 | 0 | 1.3532 | 10.32 | 20.713 | 182.5619 | 0 | 0 | 8.8044 | 0
5365 | 224 | 12 | 8 | Tuesday | 12 | 0 | 5.594 | 27.1709 | 35.3071 | 78.8121 | 9.84 | 0 | 0.4456 | 13.92 | 22.4102 | 160.4973 | 0 | 0 | 10.677 | 0
5366 | 224 | 12 | 8 | Tuesday | 13 | 0 | 26.726 | 27.1709 | 37.9699 | 85.6606 | 9.322 | 0 | 1.4773 | 11.52 | 21.431 | 184.9992 | 0 | 0 | 10.1152 | 0
5367 | 224 | 12 | 8 | Tuesday | 14 | 0 | 36.197 | 27.1709 | 38.6002 | 85.6606 | 5.869 | 0 | 1.655 | 8.88 | 19.2147 | 186.589 | 0 | 0 | 6.3696 | 0
5368 | 224 | 12 | 8 | Tuesday | 15 | 0 | 37.201 | 27.1709 | 39.0133 | 85.6606 | 5.697 | 0 | 1.6532 | 8.88 | 16.5695 | 187.1181 | 0 | 0 | 6.1824 | 0
5369 | 224 | 12 | 8 | Tuesday | 16 | 0 | 36.232 | 27.1709 | 39.9326 | 85.2073 | 7.596 | 0 | 1.6819 | 11.04 | 13.545 | 189.7705 | 0 | 0 | 8.2429 | 0
5370 | 224 | 12 | 8 | Tuesday | 17 | 0 | 3.325 | 27.1709 | 31.6405 | 55.9825 | 4.488 | 0 | 0.2369 | 14.88 | 9.3491 | 132.7056 | 0 | 0 | 4.871 | 0
5371 | 224 | 12 | 8 | Tuesday | 18 | 0 | 1.863 | 13.5854 | 23.3519 | 40.9205 | 3.625 | 0 | 0.1616 | 4.8 | 6.284 | 84.5419 | 0 | 0 | 3.9344 | 0
5372 | 224 | 12 | 8 | Tuesday | 19 | 0 | 0 | 0 | 22.873 | 40.0131 | 2.589 | 0 | 0.0422 | 2.88 | 3.6192 | 65.7619 | 0 | 0 | 2.8103 | 0
5373 | 224 | 12 | 8 | Tuesday | 20 | 0 | 0.587 | 0 | 23.4659 | 33.1724 | 2.935 | 0 | 0.0793 | 0.96 | 1.3898 | 58.1841 | 0 | 0 | 3.1851 | 0
5374 | 224 | 12 | 8 | Tuesday | 21 | 0 | 0 | 0 | 24.1068 | 32.719 | 1.381 | 0 | 0.0225 | 0.96 | 0.2412 | 57.7555 | 0 | 0 | 1.4988 | 0
5375 | 224 | 12 | 8 | Tuesday | 22 | 0 | 0 | 0 | 12.7362 | 17.8393 | 0.863 | 0 | 0.0141 | 0 | 0 | 30.5535 | 0 | 0 | 0.9368 | 0
5376 | 224 | 12 | 8 | Tuesday | 23 | 0 | 0 | 0 | 6.1377 | 11.0335 | 0.863 | 0 | 0.0141 | 0 | 0 | 17.1493 | 0 | 0 | 0.9368 | 0
5377 | 225 | 13 | 8 | Wednesday | 0 | 0 | 0 | 0 | 5.1885 | 10.3969 | 0.863 | 0 | 0.0141 | 0 | 0 | 15.5675 | 0 | 0 | 0.9368 | 0
5378 | 225 | 13 | 8 | Wednesday | 1 | 0 | 0 | 0 | 5.1829 | 10.3969 | 0.863 | 0 | 0.0141 | 0 | 0 | 15.5675 | 0 | 0 | 0.9368 | 0
5379 | 225 | 13 | 8 | Wednesday | 2 | 0 | 0 | 0 | 5.1829 | 10.3969 | 0.863 | 0 | 0.0141 | 0 | 0 | 15.5675 | 0 | 0 | 0.9368 | 0
5380 | 225 | 13 | 8 | Wednesday | 3 | 0 | 0 | 0 | 5.1829 | 10.3969 | 0.863 | 0 | 0.0141 | 0 | 0 | 15.5675 | 0 | 0 | 0.9368 | 0
5381 | 225 | 13 | 8 | Wednesday | 4 | 0 | 0 | 0 | 5.6548 | 10.3969 | 0.863 | 0 | 0.0141 | 0 | 0 | 16.0394 | 0 | 0 | 0.9368 | 0
5382 | 225 | 13 | 8 | Wednesday | 5 | 0 | 0 | 0 | 8.8552 | 14.4831 | 1.381 | 0 | 0.0225 | 0 | 0 | 23.3344 | 0 | 0 | 1.4989 | 0
5383 | 225 | 13 | 8 | Wednesday | 6 | 0 | 0 | 0 | 17.0071 | 21.1313 | 1.208 | 0 | 0.0197 | 0 | 0.2181 | 38.1245 | 0 | 0 | 1.3114 | 0
5384 | 225 | 13 | 8 | Wednesday | 7 | 0 | 14.497 | 2.3723 | 26.3768 | 37.109 | 3.28 | 0 | 0.3308 | 8.4 | 2.3587 | 77.9233 | 0 | 0 | 3.5598 | 0
5385 | 225 | 13 | 8 | Wednesday | 8 | 0 | 5.33 | 27.1709 | 41.405 | 79.9326 | 6.042 | 0 | 0.3934 | 16.56 | 6.2947 | 170.4685 | 0 | 0 | 6.5572 | 0
5386 | 225 | 13 | 8 | Wednesday | 9 | 0 | 3.554 | 27.1709 | 40.6453 | 84.3871 | 6.56 | 0 | 0.2994 | 10.32 | 12.2705 | 166.2014 | 0 | 0 | 7.119 | 0
5387 | 225 | 13 | 8 | Wednesday | 10 | 0 | 11.224 | 27.1709 | 39.6946 | 85.6606 | 6.733 | 0 | 0.7441 | 8.88 | 18.9592 | 172.8329 | 0 | 0 | 7.3063 | 0
5388 | 225 | 13 | 8 | Wednesday | 11 | 1.162 | 17.409 | 27.1709 | 38.2714 | 85.6606 | 8.114 | 0 | 1.0613 | 10.32 | 23.7967 | 177.4171 | 0 | 0 | 9.9665 | 0
5389 | 225 | 13 | 8 | Wednesday | 12 | 0 | 3.324 | 27.1709 | 35.3533 | 78.8121 | 9.84 | 0 | 0.3313 | 13.92 | 27.4855 | 158.4683 | 0 | 0 | 10.677 | 0
5390 | 225 | 13 | 8 | Wednesday | 13 | 0 | 6.842 | 27.1709 | 37.7419 | 85.6606 | 9.322 | 0 | 0.5317 | 11.52 | 28.5689 | 169.1428 | 0 | 0 | 10.1152 | 0
5391 | 225 | 13 | 8 | Wednesday | 14 | 0 | 2.444 | 27.1709 | 38.5578 | 85.6606 | 5.869 | 0 | 0.2282 | 8.88 | 28.101 | 162.8153 | 0 | 0 | 6.3696 | 0
5392 | 225 | 13 | 8 | Wednesday | 15 | 0 | 6.193 | 27.1709 | 39.2533 | 85.6606 | 5.697 | 0 | 0.4331 | 8.88 | 24.609 | 167.2884 | 0 | 0 | 6.1824 | 0
5393 | 225 | 13 | 8 | Wednesday | 16 | 0 | 10.824 | 27.1709 | 40.4159 | 85.2073 | 7.596 | 0 | 0.7333 | 11.04 | 17.9847 | 174.8703 | 0 | 0 | 8.2429 | 0
5394 | 225 | 13 | 8 | Wednesday | 17 | 0 | 2.612 | 27.1709 | 31.9716 | 55.9825 | 4.488 | 0 | 0.2145 | 14.88 | 12.2905 | 132.6943 | 0 | 0 | 4.871 | 0
5395 | 225 | 13 | 8 | Wednesday | 18 | 0 | 1.806 | 13.5854 | 23.9221 | 40.9205 | 3.625 | 0 | 0.157 | 4.8 | 7.9903 | 85.0527 | 0 | 0 | 3.9344 | 0
5396 | 225 | 13 | 8 | Wednesday | 19 | 0 | 0 | 0 | 23.8454 | 40.0131 | 2.589 | 0 | 0.0422 | 2.88 | 3.7401 | 66.7344 | 0 | 0 | 2.8103 | 0
5397 | 225 | 13 | 8 | Wednesday | 20 | 0 | 0.296 | 0 | 23.3858 | 33.1724 | 2.935 | 0 | 0.0637 | 0.96 | 1.5113 | 57.8111 | 0 | 0 | 3.1851 | 0
5398 | 225 | 13 | 8 | Wednesday | 21 | 0 | 0 | 0 | 24.1068 | 32.719 | 1.381 | 0 | 0.0225 | 0.96 | 0.2649 | 57.7555 | 0 | 0 | 1.4988 | 0
5399 | 225 | 13 | 8 | Wednesday | 22 | 0 | 0 | 0 | 12.7362 | 17.8393 | 0.863 | 0 | 0.0141 | 0 | 0 | 30.5535 | 0 | 0 | 0.9368 | 0
5400 | 225 | 13 | 8 | Wednesday | 23 | 0 | 0 | 0 | 6.1377 | 11.0335 | 0.863 | 0 | 0.0141 | 0 | 0 | 17.1493 | 0 | 0 | 0.9368 | 0
5401 | 226 | 14 | 8 | Thursday | 0 | 0 | 0 | 0 | 5.1885 | 10.3969 | 0.863 | 0 | 0.0141 | 0 | 0 | 15.5675 | 0 | 0 | 0.9368 | 0
5402 | 226 | 14 | 8 | Thursday | 1 | 0 | 0 | 0 | 5.1829 | 10.3969 | 0.863 | 0 | 0.0141 | 0 | 0 | 15.5675 | 0 | 0 | 0.9368 | 0
5403 | 226 | 14 | 8 | Thursday | 2 | 0 | 0 | 0 | 5.1829 | 10.3969 | 0.863 | 0 | 0.0141 | 0 | 0 | 15.5675 | 0 | 0 | 0.9368 | 0
5404 | 226 | 14 | 8 | Thursday | 3 | 0 | 0 | 0 | 5.1829 | 10.3969 | 0.863 | 0 | 0.0141 | 0 | 0 | 15.5675 | 0 | 0 | 0.9368 | 0
5405 | 226 | 14 | 8 | Thursday | 4 | 0 | 0 | 0 | 5.6548 | 10.3969 | 0.863 | 0 | 0.0141 | 0 | 0 | 16.0394 | 0 | 0 | 0.9368 | 0
5406 | 226 | 14 | 8 | Thursday | 5 | 0 | 0 | 0 | 8.8552 | 14.4831 | 1.381 | 0 | 0.0225 | 0 | 0 | 23.3344 | 0 | 0 | 1.4989 | 0
5407 | 226 | 14 | 8 | Thursday | 6 | 0 | 0 | 0 | 17.0082 | 21.1313 | 1.208 | 0 | 0.0197 | 0 | 0.2162 | 38.1256 | 0 | 0 | 1.3114 | 0
5408 | 226 | 14 | 8 | Thursday | 7 | 0 | 10.759 | 1.5816 | 26.5587 | 37.109 | 3.28 | 0 | 0.2495 | 8.4 | 2.2896 | 76.216 | 0 | 0 | 3.5598 | 0
5409 | 226 | 14 | 8 | Thursday | 8 | 0 | 7.437 | 27.1709 | 42.765 | 79.9326 | 6.042 | 0 | 0.4408 | 16.56 | 6.4831 | 172.4555 | 0 | 0 | 6.5572 | 0
5410 | 226 | 14 | 8 | Thursday | 9 | 0 | 2.936 | 27.1709 | 41.7112 | 84.3871 | 6.56 | 0 | 0.268 | 10.32 | 12.5423 | 166.6473 | 0 | 0 | 7.119 | 0
5411 | 226 | 14 | 8 | Thursday | 10 | 0 | 9.337 | 27.1709 | 40.0452 | 85.6606 | 6.733 | 0 | 0.619 | 8.88 | 18.8685 | 170.8709 | 0 | 0 | 7.3063 | 0
5412 | 226 | 14 | 8 | Thursday | 11 | 0 | 12.538 | 27.1709 | 38.7211 | 85.6606 | 8.114 | 0 | 0.8367 | 10.32 | 23.9193 | 174.6522 | 0 | 0 | 8.8044 | 0
5413 | 226 | 14 | 8 | Thursday | 12 | 0 | 7.593 | 27.1709 | 36.1331 | 78.8121 | 9.84 | 0 | 0.5798 | 13.92 | 28.4882 | 163.8575 | 0 | 0 | 10.677 | 0
5414 | 226 | 14 | 8 | Thursday | 13 | 0 | 19.211 | 27.1709 | 38.3512 | 85.6606 | 9.322 | 0 | 1.1846 | 11.52 | 30.3213 | 180.6725 | 0 | 0 | 10.1152 | 0
5415 | 226 | 14 | 8 | Thursday | 14 | 0.547 | 17.179 | 27.1709 | 38.8962 | 85.6606 | 5.869 | 0 | 1.0379 | 8.88 | 28.0182 | 176.9405 | 0 | 0 | 6.916 | 0
5416 | 226 | 14 | 8 | Thursday | 15 | 0 | 3.287 | 27.1709 | 39.3949 | 85.6606 | 5.697 | 0 | 0.2758 | 8.88 | 26.1782 | 164.5031 | 0 | 0 | 6.1824 | 0
5417 | 226 | 14 | 8 | Thursday | 16 | 1.175 | 15.07 | 27.1709 | 40.4302 | 85.2073 | 7.596 | 0 | 0.8389 | 11.04 | 21.827 | 175.8729 | 0 | 0 | 9.4177 | 0
5418 | 226 | 14 | 8 | Thursday | 17 | 0 | 3.806 | 27.1709 | 31.8729 | 55.9825 | 4.488 | 0 | 0.2654 | 14.88 | 13.9528 | 133.4509 | 0 | 0 | 4.871 | 0
5419 | 226 | 14 | 8 | Thursday | 18 | 0 | 1.04 | 13.5854 | 23.8068 | 40.9205 | 3.625 | 0 | 0.1159 | 4.8 | 7.5471 | 84.1663 | 0 | 0 | 3.9344 | 0
5420 | 226 | 14 | 8 | Thursday | 19 | 0 | 0 | 0 | 23.6928 | 40.0131 | 2.589 | 0 | 0.0422 | 2.88 | 3.439 | 66.5817 | 0 | 0 | 2.8103 | 0
5421 | 226 | 14 | 8 | Thursday | 20 | 0 | 0 | 0 | 23.5662 | 33.1724 | 2.935 | 0 | 0.0478 | 0.96 | 1.3278 | 57.6937 | 0 | 0 | 3.1851 | 0
5422 | 226 | 14 | 8 | Thursday | 21 | 0 | 0 | 0 | 24.1068 | 32.719 | 1.381 | 0 | 0.0225 | 0.96 | 0.2586 | 57.7555 | 0 | 0 | 1.4988 | 0
5423 | 226 | 14 | 8 | Thursday | 22 | 0 | 0 | 0 | 12.7362 | 17.8393 | 0.863 | 0 | 0.0141 | 0 | 0 | 30.5535 | 0 | 0 | 0.9368 | 0
5424 | 226 | 14 | 8 | Thursday | 23 | 0 | 0 | 0 | 6.1377 | 11.0335 | 0.863 | 0 | 0.0141 | 0 | 0 | 17.1493 | 0 | 0 | 0.9368 | 0
5425 | 227 | 15 | 8 | Friday | 0 | 0 | 0 | 0 | 5.1885 | 10.3969 | 0.863 | 0 | 0.0141 | 0 | 0 | 15.5675 | 0 | 0 | 0.9368 | 0
5426 | 227 | 15 | 8 | Friday | 1 | 0 | 0 | 0 | 5.1829 | 10.3969 | 0.863 | 0 | 0.0141 | 0 | 0 | 15.5675 | 0 | 0 | 0.9368 | 0
5427 | 227 | 15 | 8 | Friday | 2 | 0 | 0 | 0 | 5.1829 | 10.3969 | 0.863 | 0 | 0.0141 | 0 | 0 | 15.5675 | 0 | 0 | 0.9368 | 0
5428 | 227 | 15 | 8 | Friday | 3 | 0 | 0 | 0 | 5.1829 | 10.3969 | 0.863 | 0 | 0.0141 | 0 | 0 | 15.5675 | 0 | 0 | 0.9368 | 0
5429 | 227 | 15 | 8 | Friday | 4 | 0 | 0 | 0 | 5.6548 | 10.3969 | 0.863 | 0 | 0.0141 | 0 | 0 | 16.0394 | 0 | 0 | 0.9368 | 0
5430 | 227 | 15 | 8 | Friday | 5 | 0 | 0 | 0 | 8.8552 | 14.4831 | 1.381 | 0 | 0.0225 | 0 | 0 | 23.3344 | 0 | 0 | 1.4989 | 0
5431 | 227 | 15 | 8 | Friday | 6 | 0 | 0 | 0 | 16.986 | 21.1313 | 1.208 | 0 | 0.0197 | 0 | 0.1997 | 38.1034 | 0 | 0 | 1.3114 | 0
5432 | 227 | 15 | 8 | Friday | 7 | 0 | 9.535 | 1.5816 | 25.6971 | 37.109 | 3.28 | 0 | 0.2329 | 8.4 | 2.7073 | 75.2103 | 0 | 0 | 3.5598 | 0
5433 | 227 | 15 | 8 | Friday | 8 | 0 | 9.274 | 27.1709 | 42.596 | 79.9326 | 6.042 | 0 | 0.581 | 16.56 | 9.0391 | 174.8948 | 0 | 0 | 6.5572 | 0
5434 | 227 | 15 | 8 | Friday | 9 | 0 | 7.3 | 27.1709 | 41.3078 | 84.3871 | 6.56 | 0 | 0.513 | 10.32 | 17.2603 | 170.6483 | 0 | 0 | 7.119 | 0
5435 | 227 | 15 | 8 | Friday | 10 | 0 | 1.772 | 27.1709 | 39.6729 | 85.6606 | 6.733 | 0 | 0.2057 | 8.88 | 25.0835 | 163.2762 | 0 | 0 | 7.3063 | 0
5436 | 227 | 15 | 8 | Friday | 11 | 0 | 15.933 | 27.1709 | 38.3876 | 85.6606 | 8.114 | 0 | 1.0028 | 10.32 | 30.8221 | 176.9989 | 0 | 0 | 8.8044 | 0
5437 | 227 | 15 | 8 | Friday | 12 | 0 | 4.036 | 27.1709 | 35.2455 | 78.8121 | 9.84 | 0 | 0.3847 | 13.92 | 32.9171 | 159.3845 | 0 | 0 | 10.677 | 0
5438 | 227 | 15 | 8 | Friday | 13 | 0 | 35.997 | 27.1709 | 37.3825 | 85.6606 | 9.322 | 0 | 1.5488 | 11.52 | 28.5077 | 185.0169 | 0 | 0 | 10.1152 | 0
5439 | 227 | 15 | 8 | Friday | 14 | 0 | 49.06 | 27.1709 | 38.2051 | 85.6606 | 5.869 | 0 | 1.7282 | 8.88 | 20.2213 | 186.7966 | 0 | 0 | 6.3696 | 0
5440 | 227 | 15 | 8 | Friday | 15 | 0 | 54.163 | 27.1709 | 38.8606 | 85.6606 | 5.697 | 0 | 1.763 | 8.88 | 15.0393 | 187.8461 | 0 | 0 | 6.1824 | 0
5441 | 227 | 15 | 8 | Friday | 16 | 0 | 50.92 | 27.1709 | 39.7353 | 85.2073 | 7.596 | 0 | 1.7748 | 11.04 | 11.463 | 190.1977 | 0 | 0 | 8.2429 | 0
5442 | 227 | 15 | 8 | Friday | 17 | 0 | 6.773 | 27.1709 | 31.5549 | 55.9825 | 4.488 | 0 | 0.4031 | 14.88 | 7.4334 | 135.8064 | 0 | 0 | 4.871 | 0
5443 | 227 | 15 | 8 | Friday | 18 | 0 | 8.836 | 13.5854 | 23.6812 | 40.9205 | 3.625 | 0 | 0.566 | 4.8 | 4.0773 | 92.124 | 0 | 0 | 3.9344 | 0
5444 | 227 | 15 | 8 | Friday | 19 | 0 | 0 | 0 | 24.6026 | 40.0131 | 2.589 | 0 | 0.0422 | 2.88 | 2.1484 | 67.4915 | 0 | 0 | 2.8103 | 0
5445 | 227 | 15 | 8 | Friday | 20 | 0 | 0 | 0 | 23.8853 | 33.1724 | 2.935 | 0 | 0.0478 | 0.96 | 0.8885 | 58.0127 | 0 | 0 | 3.1851 | 0
5446 | 227 | 15 | 8 | Friday | 21 | 0 | 0 | 0 | 24.1068 | 32.719 | 1.381 | 0 | 0.0225 | 0.96 | 0.1201 | 57.7555 | 0 | 0 | 1.4988 | 0
5447 | 227 | 15 | 8 | Friday | 22 | 0 | 0 | 0 | 12.7362 | 17.8393 | 0.863 | 0 | 0.0141 | 0 | 0 | 30.5535 | 0 | 0 | 0.9368 | 0
5448 | 227 | 15 | 8 | Friday | 23 | 0 | 0 | 0 | 6.1377 | 11.0335 | 0.863 | 0 | 0.0141 | 0 | 0 | 17.1493 | 0 | 0 | 0.9368 | 0
5449 | 228 | 16 | 8 | Saturday | 0 | 0 | 0 | 0 | 5.3495 | 10.6091 | 0.863 | 0 | 0.0141 | 0 | 0 | 15.9374 | 0 | 0 | 0.9368 | 0
5450 | 228 | 16 | 8 | Saturday | 1 | 0 | 0 | 0 | 5.1845 | 10.3969 | 0.863 | 0 | 0.0141 | 0 | 0 | 15.5675 | 0 | 0 | 0.9368 | 0
5451 | 228 | 16 | 8 | Saturday | 2 | 0 | 0 | 0 | 5.1845 | 10.3969 | 0.863 | 0 | 0.0141 | 0 | 0 | 15.5675 | 0 | 0 | 0.9368 | 0
5452 | 228 | 16 | 8 | Saturday | 3 | 0 | 0 | 0 | 5.1845 | 10.3969 | 0.863 | 0 | 0.0141 | 0 | 0 | 15.5675 | 0 | 0 | 0.9368 | 0
5453 | 228 | 16 | 8 | Saturday | 4 | 0 | 0 | 0 | 5.1845 | 10.3969 | 0.863 | 0 | 0.0141 | 0 | 0 | 15.5675 | 0 | 0 | 0.9368 | 0
5454 | 228 | 16 | 8 | Saturday | 5 | 0 | 0 | 0 | 5.6564 | 10.3969 | 1.381 | 0 | 0.0225 | 0 | 0 | 16.0478 | 0 | 0 | 1.4989 | 0
5455 | 228 | 16 | 8 | Saturday | 6 | 0 | 0 | 0 | 10.1803 | 14.454 | 1.208 | 0 | 0.0197 | 0 | 0.2597 | 24.622 | 0 | 0 | 1.3114 | 0
5456 | 228 | 16 | 8 | Saturday | 7 | 0 | 0 | 0 | 12.4895 | 18.078 | 1.899 | 0 | 0.0309 | 3.84 | 2.3698 | 34.4256 | 0 | 0 | 2.061 | 0
5457 | 228 | 16 | 8 | Saturday | 8 | 0 | 0 | 0 | 17.0927 | 33.4891 | 2.589 | 0 | 0.0422 | 3.36 | 5.8746 | 53.9592 | 0 | 0 | 2.8104 | 0
5458 | 228 | 16 | 8 | Saturday | 9 | 0 | 0.563 | 0 | 18.3939 | 36.0383 | 3.625 | 0 | 0.0893 | 5.04 | 11.9757 | 60.0785 | 0 | 0 | 3.9345 | 0
5459 | 228 | 16 | 8 | Saturday | 10 | 0 | 5.354 | 0 | 18.3785 | 36.8872 | 3.28 | 0 | 0.3473 | 4.32 | 20.6796 | 65.1397 | 0 | 0 | 3.5597 | 0
5460 | 228 | 16 | 8 | Saturday | 11 | 0 | 7.953 | 0 | 17.7178 | 36.8872 | 3.97 | 0 | 0.5083 | 6 | 27.9358 | 69.1027 | 0 | 0 | 4.3092 | 0
5461 | 228 | 16 | 8 | Saturday | 12 | 0 | 8.088 | 0 | 14.1158 | 26.6109 | 3.453 | 0 | 0.5124 | 5.04 | 29.9935 | 54.5298 | 0 | 0 | 3.7471 | 0
5462 | 228 | 16 | 8 | Saturday | 13 | 0 | 9.077 | 0 | 14.3423 | 26.1571 | 3.28 | 0 | 0.5724 | 3.12 | 29.2931 | 53.6015 | 0 | 0 | 3.5597 | 0
5463 | 228 | 16 | 8 | Saturday | 14 | 0 | 8.594 | 0 | 14.4217 | 26.1571 | 2.589 | 0 | 0.537 | 1.92 | 27.0454 | 52.01 | 0 | 0 | 2.8103 | 0
5464 | 228 | 16 | 8 | Saturday | 15 | 0 | 9.38 | 0 | 14.9454 | 26.1571 | 2.072 | 0 | 0.5723 | 0.96 | 19.5947 | 52.5079 | 0 | 0 | 2.2483 | 0
5465 | 228 | 16 | 8 | Saturday | 16 | 0 | 9.538 | 0 | 15.3901 | 26.1571 | 2.417 | 0 | 0.591 | 1.2 | 12.1657 | 53.4632 | 0 | 0 | 2.623 | 0
5466 | 228 | 16 | 8 | Saturday | 17 | 0 | 8.932 | 0 | 11.7206 | 19.2871 | 1.208 | 0 | 0.533 | 1.44 | 8.9526 | 42.2911 | 0 | 0 | 1.3114 | 0
5467 | 228 | 16 | 8 | Saturday | 18 | 0 | 5.937 | 0 | 11.932 | 19.2871 | 1.208 | 0 | 0.3612 | 0 | 5.9837 | 37.8475 | 0 | 0 | 1.3114 | 0
5468 | 228 | 16 | 8 | Saturday | 19 | 0 | 6.02 | 0 | 12.4901 | 19.2871 | 1.208 | 0 | 0.3611 | 0 | 2.7114 | 38.3306 | 0 | 0 | 1.3114 | 0
5469 | 228 | 16 | 8 | Saturday | 20 | 0 | 3.024 | 0 | 13.6642 | 19.2871 | 1.208 | 0 | 0.1926 | 0 | 1.0539 | 36.296 | 0 | 0 | 1.3114 | 0
5470 | 228 | 16 | 8 | Saturday | 21 | 0 | 0 | 0 | 13.8282 | 19.2871 | 1.554 | 0 | 0.0253 | 0 | 0.1921 | 33.0807 | 0 | 0 | 1.6862 | 0
5471 | 228 | 16 | 8 | Saturday | 22 | 0 | 0 | 0 | 12.5503 | 17.5892 | 0.863 | 0 | 0.0141 | 0 | 0 | 30.1095 | 0 | 0 | 0.9368 | 0
5472 | 228 | 16 | 8 | Saturday | 23 | 0 | 0 | 0 | 6.6175 | 11.0335 | 0.863 | 0 | 0.0141 | 0 | 0 | 17.6211 | 0 | 0 | 0.9368 | 0
5473 | 229 | 17 | 8 | Sunday | 0 | 0 | 0 | 0 | 5.3583 | 10.6091 | 0.691 | 0 | 0.0112 | 0 | 0 | 15.9346 | 0 | 0 | 0.7494 | 0
5474 | 229 | 17 | 8 | Sunday | 1 | 0 | 0 | 0 | 5.2005 | 10.3969 | 0.691 | 0 | 0.0112 | 0 | 0 | 15.5647 | 0 | 0 | 0.7494 | 0
5475 | 229 | 17 | 8 | Sunday | 2 | 0 | 0 | 0 | 5.1909 | 10.3969 | 0.691 | 0 | 0.0112 | 0 | 0 | 15.5647 | 0 | 0 | 0.7494 | 0
5476 | 229 | 17 | 8 | Sunday | 3 | 0 | 0 | 0 | 5.1909 | 10.3969 | 0.691 | 0 | 0.0112 | 0 | 0 | 15.5647 | 0 | 0 | 0.7494 | 0
5477 | 229 | 17 | 8 | Sunday | 4 | 0 | 0 | 0 | 5.1909 | 10.3969 | 0.691 | 0 | 0.0112 | 0 | 0 | 15.5647 | 0 | 0 | 0.7494 | 0
5478 | 229 | 17 | 8 | Sunday | 5 | 0 | 0 | 0 | 5.6628 | 10.3969 | 1.208 | 0 | 0.0197 | 0 | 0 | 16.045 | 0 | 0 | 1.3115 | 0
5479 | 229 | 17 | 8 | Sunday | 6 | 0 | 0 | 0 | 6.1432 | 11.0335 | 0.691 | 0 | 0.0112 | 0 | 0.1437 | 17.1464 | 0 | 0 | 0.7494 | 0
5480 | 229 | 17 | 8 | Sunday | 7 | 0 | 0 | 0 | 9.314 | 14.6575 | 0.691 | 0 | 0.0112 | 0 | 1.3169 | 23.9411 | 0 | 0 | 0.7494 | 0
5481 | 229 | 17 | 8 | Sunday | 8 | 0 | 0 | 0 | 9.415 | 15.5065 | 0.691 | 0 | 0.0112 | 0 | 2.6689 | 24.8807 | 0 | 0 | 0.7494 | 0
5482 | 229 | 17 | 8 | Sunday | 9 | 0 | 0 | 0 | 8.9693 | 15.5065 | 0.691 | 0 | 0.0112 | 0 | 4.5958 | 24.435 | 0 | 0 | 0.7494 | 0
5483 | 229 | 17 | 8 | Sunday | 10 | 0 | 2.429 | 0 | 9.0419 | 16.3554 | 0.691 | 0 | 0.1426 | 0 | 8.7855 | 27.8124 | 0 | 0 | 0.7494 | 0
5484 | 229 | 17 | 8 | Sunday | 11 | 0 | 3.225 | 0 | 8.5503 | 16.3554 | 1.036 | 0 | 0.1918 | 0 | 15.2905 | 28.1224 | 0 | 0 | 1.1241 | 0
5485 | 229 | 17 | 8 | Sunday | 12 | 0 | 6.029 | 0 | 10.5168 | 20.794 | 1.036 | 0 | 0.3495 | 0 | 22.8556 | 37.4089 | 0 | 0 | 1.1241 | 0
5486 | 229 | 17 | 8 | Sunday | 13 | 0 | 8.27 | 0 | 10.5867 | 20.794 | 1.554 | 0 | 0.4849 | 0 | 27.9255 | 39.9057 | 0 | 0 | 1.6862 | 0
5487 | 229 | 17 | 8 | Sunday | 14 | 0 | 14.583 | 0 | 11.0878 | 20.794 | 1.036 | 0 | 0.8311 | 0 | 28.0281 | 46.8613 | 0 | 0 | 1.1241 | 0
5488 | 229 | 17 | 8 | Sunday | 15 | 0 | 17.41 | 0 | 11.6208 | 20.794 | 0.691 | 0 | 0.9621 | 0 | 23.8444 | 49.8605 | 0 | 0 | 0.7494 | 0
5489 | 229 | 17 | 8 | Sunday | 16 | 0 | 16.624 | 0 | 11.8167 | 20.3695 | 0.691 | 0 | 0.8688 | 0 | 17.8081 | 47.774 | 0 | 0 | 0.7494 | 0
5490 | 229 | 17 | 8 | Sunday | 17 | 0 | 13.861 | 0 | 11.5623 | 19.916 | 0.691 | 0 | 0.7689 | 0 | 13.5871 | 45.4497 | 0 | 0 | 0.7494 | 0
5491 | 229 | 17 | 8 | Sunday | 18 | 0 | 13.645 | 0 | 11.7809 | 19.916 | 0.691 | 0 | 0.7824 | 0 | 8.5582 | 46.0105 | 0 | 0 | 0.7494 | 0
5492 | 229 | 17 | 8 | Sunday | 19 | 0 | 12.608 | 0 | 12.5432 | 19.916 | 0.691 | 0 | 0.6838 | 0 | 3.1575 | 44.7394 | 0 | 0 | 0.7494 | 0
5493 | 229 | 17 | 8 | Sunday | 20 | 0 | 6.11 | 0 | 13.4565 | 19.916 | 0.691 | 0 | 0.3566 | 0 | 1.1133 | 39.7406 | 0 | 0 | 0.7494 | 0
5494 | 229 | 17 | 8 | Sunday | 21 | 0 | 0 | 0 | 13.6956 | 19.916 | 1.208 | 0 | 0.0197 | 0 | 0.2114 | 33.5809 | 0 | 0 | 1.3115 | 0
5495 | 229 | 17 | 8 | Sunday | 22 | 0 | 0 | 0 | 6.2927 | 11.8825 | 0.691 | 0 | 0.0112 | 0 | 0 | 18.1545 | 0 | 0 | 0.7494 | 0
5496 | 229 | 17 | 8 | Sunday | 23 | 0 | 0 | 0 | 5.6618 | 11.0335 | 0.691 | 0 | 0.0112 | 0 | 0 | 16.6746 | 0 | 0 | 0.7494 | 0
5497 | 230 | 18 | 8 | Monday | 0 | 0 | 0 | 0 | 5.1885 | 10.3969 | 0.863 | 0 | 0.0141 | 0 | 0 | 15.5675 | 0 | 0 | 0.9368 | 0
5498 | 230 | 18 | 8 | Monday | 1 | 0 | 0 | 0 | 5.1829 | 10.3969 | 0.863 | 0 | 0.0141 | 0 | 0 | 15.5675 | 0 | 0 | 0.9368 | 0
5499 | 230 | 18 | 8 | Monday | 2 | 0 | 0 | 0 | 5.1829 | 10.3969 | 0.863 | 0 | 0.0141 | 0 | 0 | 15.5675 | 0 | 0 | 0.9368 | 0
5500 | 230 | 18 | 8 | Monday | 3 | 0 | 0 | 0 | 5.1829 | 10.3969 | 0.863 | 0 | 0.0141 | 0 | 0 | 15.5675 | 0 | 0 | 0.9368 | 0
5501 | 230 | 18 | 8 | Monday | 4 | 0 | 0 | 0 | 5.6548 | 10.3969 | 0.863 | 0 | 0.0141 | 0 | 0 | 16.0394 | 0 | 0 | 0.9368 | 0
5502 | 230 | 18 | 8 | Monday | 5 | 0 | 0 | 0 | 8.8552 | 14.4831 | 1.381 | 0 | 0.0225 | 0 | 0 | 23.3344 | 0 | 0 | 1.4989 | 0
5503 | 230 | 18 | 8 | Monday | 6 | 0 | 0 | 0 | 17.0119 | 21.1313 | 1.208 | 0 | 0.0197 | 0 | 0.1851 | 38.1293 | 0 | 0 | 1.3114 | 0
5504 | 230 | 18 | 8 | Monday | 7 | 0 | 51.084 | 11.0709 | 25.733 | 37.109 | 3.28 | 0 | 1.2033 | 8.4 | 1.6696 | 97.9132 | 0 | 0 | 3.5598 | 0
5505 | 230 | 18 | 8 | Monday | 8 | 0 | 31.238 | 27.1709 | 37.65 | 79.9326 | 6.042 | 0 | 1.5178 | 16.56 | 4.7838 | 185.231 | 0 | 0 | 6.5572 | 0
5506 | 230 | 18 | 8 | Monday | 9 | 0 | 41.309 | 27.1709 | 39.6919 | 84.3871 | 6.56 | 0 | 1.6973 | 10.32 | 9.115 | 187.9934 | 0 | 0 | 7.119 | 0
5507 | 230 | 18 | 8 | Monday | 10 | 0 | 24.076 | 27.1709 | 40.052 | 85.6606 | 6.733 | 0 | 1.1187 | 8.88 | 10.2063 | 179.1103 | 0 | 0 | 7.3063 | 0
5508 | 230 | 18 | 8 | Monday | 11 | 0 | 26.598 | 27.1709 | 41.198 | 85.6606 | 8.114 | 0 | 1.415 | 10.32 | 7.4946 | 186.2566 | 0 | 0 | 8.8044 | 0
5509 | 230 | 18 | 8 | Monday | 12 | 0 | 4.684 | 27.1709 | 40.0072 | 78.8121 | 9.84 | 0 | 0.4118 | 13.92 | 5.4064 | 164.6373 | 0 | 0 | 10.677 | 0
5510 | 230 | 18 | 8 | Monday | 13 | 0 | 21.27 | 27.1709 | 42.5823 | 85.6606 | 9.322 | 0 | 1.3114 | 11.52 | 5.1321 | 187.1287 | 0 | 0 | 10.1152 | 0
5511 | 230 | 18 | 8 | Monday | 14 | 0 | 17.918 | 27.1709 | 42.623 | 85.6606 | 5.869 | 0 | 1.0968 | 8.88 | 5.5291 | 182.0276 | 0 | 0 | 6.3696 | 0
5512 | 230 | 18 | 8 | Monday | 15 | 0 | 14.56 | 27.1709 | 44.1084 | 85.6606 | 5.697 | 0 | 0.9123 | 8.88 | 5.962 | 180.5375 | 0 | 0 | 6.1824 | 0
5513 | 230 | 18 | 8 | Monday | 16 | 0 | 32.062 | 27.1709 | 42.8777 | 85.2073 | 7.596 | 0 | 1.6181 | 11.04 | 6.0855 | 191.7036 | 0 | 0 | 8.2429 | 0
5514 | 230 | 18 | 8 | Monday | 17 | 0 | 6.485 | 27.1709 | 32.9229 | 55.9825 | 4.488 | 0 | 0.402 | 14.88 | 6.0295 | 137.0825 | 0 | 0 | 4.871 | 0
5515 | 230 | 18 | 8 | Monday | 18 | 0 | 7.332 | 13.5854 | 24.837 | 40.9205 | 3.625 | 0 | 0.482 | 4.8 | 5.8063 | 91.7355 | 0 | 0 | 3.9344 | 0
5516 | 230 | 18 | 8 | Monday | 19 | 0 | 0.578 | 0 | 25.1059 | 40.0131 | 2.589 | 0 | 0.0735 | 2.88 | 2.8657 | 68.5771 | 0 | 0 | 2.8103 | 0
5517 | 230 | 18 | 8 | Monday | 20 | 0 | 0.594 | 0 | 23.8391 | 33.1724 | 2.935 | 0 | 0.0799 | 0.96 | 0.9627 | 58.5644 | 0 | 0 | 3.1851 | 0
5518 | 230 | 18 | 8 | Monday | 21 | 0 | 0 | 0 | 24.1068 | 32.719 | 1.381 | 0 | 0.0225 | 0.96 | 0.1583 | 57.7555 | 0 | 0 | 1.4988 | 0
5519 | 230 | 18 | 8 | Monday | 22 | 0 | 0 | 0 | 12.7362 | 17.8393 | 0.863 | 0 | 0.0141 | 0 | 0 | 30.5535 | 0 | 0 | 0.9368 | 0
5520 | 230 | 18 | 8 | Monday | 23 | 0 | 0 | 0 | 6.1377 | 11.0335 | 0.863 | 0 | 0.0141 | 0 | 0 | 17.1493 | 0 | 0 | 0.9368 | 0
5521 | 231 | 19 | 8 | Tuesday | 0 | 0 | 0 | 0 | 5.1885 | 10.3969 | 0.863 | 0 | 0.0141 | 0 | 0 | 15.5675 | 0 | 0 | 0.9368 | 0
5522 | 231 | 19 | 8 | Tuesday | 1 | 0 | 0 | 0 | 5.1829 | 10.3969 | 0.863 | 0 | 0.0141 | 0 | 0 | 15.5675 | 0 | 0 | 0.9368 | 0
5523 | 231 | 19 | 8 | Tuesday | 2 | 0 | 0 | 0 | 5.1829 | 10.3969 | 0.863 | 0 | 0.0141 | 0 | 0 | 15.5675 | 0 | 0 | 0.9368 | 0
5524 | 231 | 19 | 8 | Tuesday | 3 | 0 | 0 | 0 | 5.1829 | 10.3969 | 0.863 | 0 | 0.0141 | 0 | 0 | 15.5675 | 0 | 0 | 0.9368 | 0
5525 | 231 | 19 | 8 | Tuesday | 4 | 0 | 0 | 0 | 5.6548 | 10.3969 | 0.863 | 0 | 0.0141 | 0 | 0 | 16.0394 | 0 | 0 | 0.9368 | 0
5526 | 231 | 19 | 8 | Tuesday | 5 | 0 | 0 | 0 | 8.8552 | 14.4831 | 1.381 | 0 | 0.0225 | 0 | 0 | 23.3344 | 0 | 0 | 1.4989 | 0
5527 | 231 | 19 | 8 | Tuesday | 6 | 0 | 0 | 0 | 16.9797 | 21.1313 | 1.208 | 0 | 0.0197 | 0 | 0.2405 | 38.0971 | 0 | 0 | 1.3114 | 0
5528 | 231 | 19 | 8 | Tuesday | 7 | 0 | 16.186 | 2.3723 | 24.6096 | 37.109 | 3.28 | 0 | 0.3585 | 8.4 | 1.9781 | 76.3507 | 0 | 0 | 3.5598 | 0
5529 | 231 | 19 | 8 | Tuesday | 8 | 0 | 8.165 | 27.1709 | 38.4496 | 79.9326 | 6.042 | 0 | 0.5004 | 16.56 | 4.1703 | 169.2301 | 0 | 0 | 6.5572 | 0
5530 | 231 | 19 | 8 | Tuesday | 9 | 0 | 10.49 | 27.1709 | 43.3298 | 84.3871 | 6.56 | 0 | 0.696 | 10.32 | 6.1294 | 175.8119 | 0 | 0 | 7.119 | 0
5531 | 231 | 19 | 8 | Tuesday | 10 | 0 | 4.495 | 27.1709 | 41.5393 | 85.6606 | 6.733 | 0 | 0.3532 | 8.88 | 7.928 | 167.8849 | 0 | 0 | 7.3063 | 0
5532 | 231 | 19 | 8 | Tuesday | 11 | 0 | 6.201 | 27.1709 | 40.7519 | 85.6606 | 8.114 | 0 | 0.4705 | 10.32 | 8.9108 | 170.2761 | 0 | 0 | 8.8044 | 0
5533 | 231 | 19 | 8 | Tuesday | 12 | 0 | 3.215 | 27.1709 | 38.0858 | 78.8121 | 9.84 | 0 | 0.3372 | 13.92 | 10.9018 | 161.3953 | 0 | 0 | 10.677 | 0
5534 | 231 | 19 | 8 | Tuesday | 13 | 0 | 18.258 | 27.1709 | 39.7542 | 85.6606 | 9.322 | 0 | 1.1401 | 11.52 | 13.3822 | 181.2938 | 0 | 0 | 10.1152 | 0
5535 | 231 | 19 | 8 | Tuesday | 14 | 0 | 24.423 | 27.1709 | 39.8204 | 85.6606 | 5.869 | 0 | 1.4389 | 8.88 | 14.034 | 184.8236 | 0 | 0 | 6.3696 | 0
5536 | 231 | 19 | 8 | Tuesday | 15 | 0 | 21.908 | 27.1709 | 39.9726 | 85.6606 | 5.697 | 0 | 1.3226 | 8.88 | 18.4997 | 183.1951 | 0 | 0 | 6.1824 | 0
5537 | 231 | 19 | 8 | Tuesday | 16 | 0 | 15.241 | 27.1709 | 40.4415 | 85.2073 | 7.596 | 0 | 0.98 | 11.04 | 20.1034 | 179.1342 | 0 | 0 | 8.2429 | 0
5538 | 231 | 19 | 8 | Tuesday | 17 | 0 | 1.279 | 27.1709 | 31.686 | 55.9825 | 4.488 | 0 | 0.187 | 14.88 | 14.4402 | 131.1107 | 0 | 0 | 4.871 | 0
5539 | 231 | 19 | 8 | Tuesday | 18 | 0 | 0.076 | 13.5854 | 23.4561 | 40.9205 | 3.625 | 0 | 0.0631 | 4.8 | 8.0553 | 82.8446 | 0 | 0 | 3.9344 | 0
5540 | 231 | 19 | 8 | Tuesday | 19 | 0 | 0 | 0 | 23.8226 | 40.0131 | 2.589 | 0 | 0.0422 | 2.88 | 3.1362 | 66.7115 | 0 | 0 | 2.8103 | 0
5541 | 231 | 19 | 8 | Tuesday | 20 | 0 | 0.601 | 0 | 23.7529 | 33.1724 | 2.935 | 0 | 0.0801 | 0.96 | 1.0738 | 58.485 | 0 | 0 | 3.1851 | 0
5542 | 231 | 19 | 8 | Tuesday | 21 | 0 | 0 | 0 | 24.1068 | 32.719 | 1.381 | 0 | 0.0225 | 0.96 | 0.1715 | 57.7555 | 0 | 0 | 1.4988 | 0
5543 | 231 | 19 | 8 | Tuesday | 22 | 0 | 0 | 0 | 12.7362 | 17.8393 | 0.863 | 0 | 0.0141 | 0 | 0 | 30.5535 | 0 | 0 | 0.9368 | 0
5544 | 231 | 19 | 8 | Tuesday | 23 | 0 | 0 | 0 | 6.1377 | 11.0335 | 0.863 | 0 | 0.0141 | 0 | 0 | 17.1493 | 0 | 0 | 0.9368 | 0
5545 | 232 | 20 | 8 | Wednesday | 0 | 0 | 0 | 0 | 5.1885 | 10.3969 | 0.863 | 0 | 0.0141 | 0 | 0 | 15.5675 | 0 | 0 | 0.9368 | 0
5546 | 232 | 20 | 8 | Wednesday | 1 | 0 | 0 | 0 | 5.1829 | 10.3969 | 0.863 | 0 | 0.0141 | 0 | 0 | 15.5675 | 0 | 0 | 0.9368 | 0
5547 | 232 | 20 | 8 | Wednesday | 2 | 0 | 0 | 0 | 5.1829 | 10.3969 | 0.863 | 0 | 0.0141 | 0 | 0 | 15.5675 | 0 | 0 | 0.9368 | 0
5548 | 232 | 20 | 8 | Wednesday | 3 | 0 | 0 | 0 | 5.1829 | 10.3969 | 0.863 | 0 | 0.0141 | 0 | 0 | 15.5675 | 0 | 0 | 0.9368 | 0
5549 | 232 | 20 | 8 | Wednesday | 4 | 0 | 0 | 0 | 5.6548 | 10.3969 | 0.863 | 0 | 0.0141 | 0 | 0 | 16.0394 | 0 | 0 | 0.9368 | 0
5550 | 232 | 20 | 8 | Wednesday | 5 | 0 | 0 | 0 | 8.8552 | 14.4831 | 1.381 | 0 | 0.0225 | 0 | 0 | 23.3344 | 0 | 0 | 1.4989 | 0
5551 | 232 | 20 | 8 | Wednesday | 6 | 0 | 0 | 0 | 16.9983 | 21.1313 | 1.208 | 0 | 0.0197 | 0 | 0.1757 | 38.1157 | 0 | 0 | 1.3114 | 0
5552 | 232 | 20 | 8 | Wednesday | 7 | 0 | 11.051 | 1.5816 | 26.0991 | 37.109 | 3.28 | 0 | 0.2532 | 8.4 | 2.1361 | 75.7913 | 0 | 0 | 3.5598 | 0
5553 | 232 | 20 | 8 | Wednesday | 8 | 0 | 9.077 | 27.1709 | 43.2898 | 79.9326 | 6.042 | 0 | 0.521 | 16.56 | 7.7438 | 174.4304 | 0 | 0 | 6.5572 | 0
5554 | 232 | 20 | 8 | Wednesday | 9 | 0 | 5.246 | 27.1709 | 42.9617 | 84.3871 | 6.56 | 0 | 0.3971 | 10.32 | 14.0614 | 170.229 | 0 | 0 | 7.119 | 0
5555 | 232 | 20 | 8 | Wednesday | 10 | 0 | 8.585 | 27.1709 | 40.774 | 85.6606 | 6.733 | 0 | 0.5939 | 8.88 | 19.2101 | 171.2589 | 0 | 0 | 7.3063 | 0
5556 | 232 | 20 | 8 | Wednesday | 11 | 0.397 | 4.138 | 27.1709 | 38.7158 | 85.6606 | 8.114 | 0 | 0.3671 | 10.32 | 21.4274 | 166.1713 | 0 | 0 | 9.2018 | 0
5557 | 232 | 20 | 8 | Wednesday | 12 | 0 | 2.211 | 27.1709 | 36.1688 | 78.8121 | 9.84 | 0 | 0.2815 | 13.92 | 20.7575 | 158.4654 | 0 | 0 | 10.677 | 0
5558 | 232 | 20 | 8 | Wednesday | 13 | 0 | 6.28 | 27.1709 | 38.5887 | 85.6606 | 9.322 | 0 | 0.5042 | 11.52 | 21.9084 | 169.4267 | 0 | 0 | 10.1152 | 0
5559 | 232 | 20 | 8 | Wednesday | 14 | 0 | 10.559 | 27.1709 | 39.0964 | 85.6606 | 5.869 | 0 | 0.6854 | 8.88 | 22.5473 | 171.545 | 0 | 0 | 6.3696 | 0
5560 | 232 | 20 | 8 | Wednesday | 15 | 0 | 12.682 | 27.1709 | 39.9191 | 85.6606 | 5.697 | 0 | 0.8071 | 8.88 | 18.0044 | 174.4759 | 0 | 0 | 6.1824 | 0
5561 | 232 | 20 | 8 | Wednesday | 16 | 0 | 10.49 | 27.1709 | 40.5924 | 85.2073 | 7.596 | 0 | 0.7039 | 11.04 | 14.2351 | 174.5902 | 0 | 0 | 8.2429 | 0
5562 | 232 | 20 | 8 | Wednesday | 17 | 0 | 2.524 | 27.1709 | 31.8022 | 55.9825 | 4.488 | 0 | 0.2102 | 14.88 | 11.822 | 132.4367 | 0 | 0 | 4.871 | 0
5563 | 232 | 20 | 8 | Wednesday | 18 | 0 | 2.513 | 13.5854 | 23.877 | 40.9205 | 3.625 | 0 | 0.1988 | 4.8 | 7.6247 | 85.7242 | 0 | 0 | 3.9344 | 0
5564 | 232 | 20 | 8 | Wednesday | 19 | 0 | 0 | 0 | 24.2046 | 40.0131 | 2.589 | 0 | 0.0422 | 2.88 | 2.9403 | 67.0935 | 0 | 0 | 2.8103 | 0
5565 | 232 | 20 | 8 | Wednesday | 20 | 0 | 0 | 0 | 23.8141 | 33.1724 | 2.935 | 0 | 0.0478 | 0.96 | 0.9655 | 57.9415 | 0 | 0 | 3.1851 | 0
5566 | 232 | 20 | 8 | Wednesday | 21 | 0 | 0 | 0 | 24.1068 | 32.719 | 1.381 | 0 | 0.0225 | 0.96 | 0.1595 | 57.7555 | 0 | 0 | 1.4988 | 0
5567 | 232 | 20 | 8 | Wednesday | 22 | 0 | 0 | 0 | 12.7362 | 17.8393 | 0.863 | 0 | 0.0141 | 0 | 0 | 30.5535 | 0 | 0 | 0.9368 | 0
5568 | 232 | 20 | 8 | Wednesday | 23 | 0 | 0 | 0 | 6.1377 | 11.0335 | 0.863 | 0 | 0.0141 | 0 | 0 | 17.1493 | 0 | 0 | 0.9368 | 0
5569 | 233 | 21 | 8 | Thursday | 0 | 0 | 0 | 0 | 5.1885 | 10.3969 | 0.863 | 0 | 0.0141 | 0 | 0 | 15.5675 | 0 | 0 | 0.9368 | 0
5570 | 233 | 21 | 8 | Thursday | 1 | 0 | 0 | 0 | 5.1829 | 10.3969 | 0.863 | 0 | 0.0141 | 0 | 0 | 15.5675 | 0 | 0 | 0.9368 | 0
5571 | 233 | 21 | 8 | Thursday | 2 | 0 | 0 | 0 | 5.1829 | 10.3969 | 0.863 | 0 | 0.0141 | 0 | 0 | 15.5675 | 0 | 0 | 0.9368 | 0
5572 | 233 | 21 | 8 | Thursday | 3 | 0 | 0 | 0 | 5.1829 | 10.3969 | 0.863 | 0 | 0.0141 | 0 | 0 | 15.5675 | 0 | 0 | 0.9368 | 0
5573 | 233 | 21 | 8 | Thursday | 4 | 0 | 0 | 0 | 5.6548 | 10.3969 | 0.863 | 0 | 0.0141 | 0 | 0 | 16.0394 | 0 | 0 | 0.9368 | 0
5574 | 233 | 21 | 8 | Thursday | 5 | 0 | 0 | 0 | 8.8552 | 14.4831 | 1.381 | 0 | 0.0225 | 0 | 0 | 23.3344 | 0 | 0 | 1.4989 | 0
5575 | 233 | 21 | 8 | Thursday | 6 | 0 | 0 | 0 | 16.9934 | 21.1313 | 1.208 | 0 | 0.0197 | 0 | 0.1978 | 38.1108 | 0 | 0 | 1.3114 | 0
5576 | 233 | 21 | 8 | Thursday | 7 | 0 | 8.139 | 1.5816 | 25.1125 | 37.109 | 3.28 | 0 | 0.2138 | 8.4 | 2.1703 | 74.4667 | 0 | 0 | 3.5598 | 0
5577 | 233 | 21 | 8 | Thursday | 8 | 0 | 5.982 | 27.1709 | 39.7255 | 79.9326 | 6.042 | 0 | 0.4192 | 16.56 | 8.1684 | 169.1817 | 0 | 0 | 6.5572 | 0
5578 | 233 | 21 | 8 | Thursday | 9 | 0 | 5.789 | 27.1709 | 42.0988 | 84.3871 | 6.56 | 0 | 0.4259 | 10.32 | 17.1028 | 169.9117 | 0 | 0 | 7.119 | 0
5579 | 233 | 21 | 8 | Thursday | 10 | 0 | 4.297 | 27.1709 | 39.8758 | 85.6606 | 6.733 | 0 | 0.3448 | 8.88 | 24.8349 | 166.0239 | 0 | 0 | 7.3063 | 0
5580 | 233 | 21 | 8 | Thursday | 11 | 0 | 20.034 | 27.1709 | 38.2779 | 85.6606 | 8.114 | 0 | 1.2473 | 10.32 | 28.0599 | 181.0116 | 0 | 0 | 8.8044 | 0
5581 | 233 | 21 | 8 | Thursday | 12 | 0 | 3.913 | 27.1709 | 35.2097 | 78.8121 | 9.84 | 0 | 0.3776 | 13.92 | 26.3306 | 159.2249 | 0 | 0 | 10.677 | 0
5582 | 233 | 21 | 8 | Thursday | 13 | 0 | 27.074 | 27.1709 | 37.8201 | 85.6606 | 9.322 | 0 | 1.4553 | 11.52 | 23.1832 | 184.438 | 0 | 0 | 10.1152 | 0
5583 | 233 | 21 | 8 | Thursday | 14 | 0 | 31.1 | 27.1709 | 38.5203 | 85.6606 | 5.869 | 0 | 1.5618 | 8.88 | 21.5194 | 185.3534 | 0 | 0 | 6.3696 | 0
5584 | 233 | 21 | 8 | Thursday | 15 | 0 | 41.878 | 27.1709 | 38.9439 | 85.6606 | 5.697 | 0 | 1.6816 | 8.88 | 19.379 | 187.2365 | 0 | 0 | 6.1824 | 0
5585 | 233 | 21 | 8 | Thursday | 16 | 0 | 55.75 | 27.1709 | 39.5964 | 85.2073 | 7.596 | 0 | 1.7914 | 11.04 | 15.2645 | 190.3908 | 0 | 0 | 8.2429 | 0
5586 | 233 | 21 | 8 | Thursday | 17 | 0 | 6.27 | 27.1709 | 31.1983 | 55.9825 | 4.488 | 0 | 0.3622 | 14.88 | 10.9706 | 134.6662 | 0 | 0 | 4.871 | 0
5587 | 233 | 21 | 8 | Thursday | 18 | 0 | 8.293 | 13.5854 | 23.0781 | 40.9205 | 3.625 | 0 | 0.5351 | 4.8 | 6.6778 | 90.9445 | 0 | 0 | 3.9344 | 0
5588 | 233 | 21 | 8 | Thursday | 19 | 0 | 0 | 0 | 22.6956 | 40.0131 | 2.589 | 0 | 0.0422 | 2.88 | 3.4137 | 65.5846 | 0 | 0 | 2.8103 | 0
5589 | 233 | 21 | 8 | Thursday | 20 | 0 | 0 | 0 | 23.5895 | 33.1724 | 2.935 | 0 | 0.0478 | 0.96 | 0.8145 | 57.717 | 0 | 0 | 3.1851 | 0
5590 | 233 | 21 | 8 | Thursday | 21 | 0 | 0 | 0 | 24.1068 | 32.719 | 1.381 | 0 | 0.0225 | 0.96 | 0 | 57.7555 | 0 | 0 | 1.4988 | 0
5591 | 233 | 21 | 8 | Thursday | 22 | 0 | 0 | 0 | 12.7362 | 17.8393 | 0.863 | 0 | 0.0141 | 0 | 0 | 30.5535 | 0 | 0 | 0.9368 | 0
5592 | 233 | 21 | 8 | Thursday | 23 | 0 | 0 | 0 | 6.1377 | 11.0335 | 0.863 | 0 | 0.0141 | 0 | 0 | 17.1493 | 0 | 0 | 0.9368 | 0
5593 | 234 | 22 | 8 | Friday | 0 | 0 | 0 | 0 | 5.1885 | 10.3969 | 0.863 | 0 | 0.0141 | 0 | 0 | 15.5675 | 0 | 0 | 0.9368 | 0
5594 | 234 | 22 | 8 | Friday | 1 | 0 | 0 | 0 | 5.1829 | 10.3969 | 0.863 | 0 | 0.0141 | 0 | 0 | 15.5675 | 0 | 0 | 0.9368 | 0
5595 | 234 | 22 | 8 | Friday | 2 | 0 | 0 | 0 | 5.1829 | 10.3969 | 0.863 | 0 | 0.0141 | 0 | 0 | 15.5675 | 0 | 0 | 0.9368 | 0
5596 | 234 | 22 | 8 | Friday | 3 | 0 | 0 | 0 | 5.1829 | 10.3969 | 0.863 | 0 | 0.0141 | 0 | 0 | 15.5675 | 0 | 0 | 0.9368 | 0
5597 | 234 | 22 | 8 | Friday | 4 | 0 | 0 | 0 | 5.6548 | 10.3969 | 0.863 | 0 | 0.0141 | 0 | 0 | 16.0394 | 0 | 0 | 0.9368 | 0
5598 | 234 | 22 | 8 | Friday | 5 | 0 | 0 | 0 | 8.8552 | 14.4831 | 1.381 | 0 | 0.0225 | 0 | 0 | 23.3344 | 0 | 0 | 1.4989 | 0
5599 | 234 | 22 | 8 | Friday | 6 | 0 | 0 | 0 | 17.0169 | 21.1313 | 1.208 | 0 | 0.0197 | 0 | 0.1381 | 38.1343 | 0 | 0 | 1.3114 | 0
5600 | 234 | 22 | 8 | Friday | 7 | 0 | 9.358 | 1.5816 | 27.2101 | 37.109 | 3.28 | 0 | 0.2298 | 8.4 | 1.3757 | 76.7021 | 0 | 0 | 3.5598 | 0
5601 | 234 | 22 | 8 | Friday | 8 | 0 | 5.159 | 27.1709 | 41.611 | 79.9326 | 6.042 | 0 | 0.3753 | 16.56 | 5.2476 | 170.2514 | 0 | 0 | 6.5572 | 0
5602 | 234 | 22 | 8 | Friday | 9 | 0 | 9.905 | 27.1709 | 40.2266 | 84.3871 | 6.56 | 0 | 0.6261 | 10.32 | 11.5586 | 171.3084 | 0 | 0 | 7.119 | 0
5603 | 234 | 22 | 8 | Friday | 10 | 0 | 33.721 | 27.1709 | 39.5786 | 85.6606 | 6.733 | 0 | 1.6311 | 8.88 | 16.0125 | 187.2431 | 0 | 0 | 7.3063 | 0
5604 | 234 | 22 | 8 | Friday | 11 | 0 | 56.581 | 27.1709 | 38.0139 | 85.6606 | 8.114 | 0 | 1.8071 | 10.32 | 20.5615 | 188.6432 | 0 | 0 | 8.8044 | 0
5605 | 234 | 22 | 8 | Friday | 12 | 0 | 27.066 | 27.1709 | 35.0149 | 78.8121 | 9.84 | 0 | 1.5075 | 13.92 | 27.7767 | 178.7872 | 0 | 0 | 10.677 | 0
5606 | 234 | 22 | 8 | Friday | 13 | 0 | 102.631 | 27.1709 | 37.4704 | 85.6606 | 9.322 | 0 | 1.9065 | 11.52 | 28.7224 | 198.5029 | 0 | 0 | 10.1152 | 0
5607 | 234 | 22 | 8 | Friday | 14 | 0 | 70.205 | 27.1709 | 38.6295 | 85.6606 | 5.869 | 0 | 1.8358 | 8.88 | 18.9365 | 194.1632 | 0 | 0 | 6.3696 | 0
5608 | 234 | 22 | 8 | Friday | 15 | 0 | 68.358 | 27.1709 | 39.7834 | 85.6606 | 5.697 | 0 | 1.833 | 8.88 | 10.617 | 195.1262 | 0 | 0 | 6.1824 | 0
5609 | 234 | 22 | 8 | Friday | 16 | 0 | 80.72 | 27.1709 | 40.6421 | 85.2073 | 7.596 | 0 | 1.8851 | 11.04 | 8.0085 | 199.2047 | 0 | 0 | 8.2429 | 0
5610 | 234 | 22 | 8 | Friday | 17 | 0 | 28.727 | 27.1709 | 31.7688 | 55.9825 | 4.488 | 0 | 1.4225 | 14.88 | 6.5927 | 159.482 | 0 | 0 | 4.871 | 0
5611 | 234 | 22 | 8 | Friday | 18 | 0 | 18.144 | 13.5854 | 23.3879 | 40.9205 | 3.625 | 0 | 0.7652 | 4.8 | 4.8075 | 97.2782 | 0 | 0 | 3.9344 | 0
5612 | 234 | 22 | 8 | Friday | 19 | 0 | 0 | 0 | 23.1361 | 40.0131 | 2.589 | 0 | 0.0422 | 2.88 | 2.764 | 66.025 | 0 | 0 | 2.8103 | 0
5613 | 234 | 22 | 8 | Friday | 20 | 0 | 0 | 0 | 23.7262 | 33.1724 | 2.935 | 0 | 0.0478 | 0.96 | 0.683 | 57.8537 | 0 | 0 | 3.1851 | 0
5614 | 234 | 22 | 8 | Friday | 21 | 0 | 0 | 0 | 24.1068 | 32.719 | 1.381 | 0 | 0.0225 | 0.96 | 0 | 57.7555 | 0 | 0 | 1.4988 | 0
5615 | 234 | 22 | 8 | Friday | 22 | 0 | 0 | 0 | 12.7362 | 17.8393 | 0.863 | 0 | 0.0141 | 0 | 0 | 30.5535 | 0 | 0 | 0.9368 | 0
5616 | 234 | 22 | 8 | Friday | 23 | 0 | 0 | 0 | 6.1377 | 11.0335 | 0.863 | 0 | 0.0141 | 0 | 0 | 17.1493 | 0 | 0 | 0.9368 | 0
5617 | 235 | 23 | 8 | Saturday | 0 | 0 | 0 | 0 | 5.3495 | 10.6091 | 0.863 | 0 | 0.0141 | 0 | 0 | 15.9374 | 0 | 0 | 0.9368 | 0
5618 | 235 | 23 | 8 | Saturday | 1 | 0 | 0 | 0 | 5.1845 | 10.3969 | 0.863 | 0 | 0.0141 | 0 | 0 | 15.5675 | 0 | 0 | 0.9368 | 0
5619 | 235 | 23 | 8 | Saturday | 2 | 0 | 0 | 0 | 5.1845 | 10.3969 | 0.863 | 0 | 0.0141 | 0 | 0 | 15.5675 | 0 | 0 | 0.9368 | 0
5620 | 235 | 23 | 8 | Saturday | 3 | 0 | 0 | 0 | 5.1845 | 10.3969 | 0.863 | 0 | 0.0141 | 0 | 0 | 15.5675 | 0 | 0 | 0.9368 | 0
5621 | 235 | 23 | 8 | Saturday | 4 | 0 | 0 | 0 | 5.1845 | 10.3969 | 0.863 | 0 | 0.0141 | 0 | 0 | 15.5675 | 0 | 0 | 0.9368 | 0
5622 | 235 | 23 | 8 | Saturday | 5 | 0 | 0 | 0 | 5.6564 | 10.3969 | 1.381 | 0 | 0.0225 | 0 | 0 | 16.0478 | 0 | 0 | 1.4989 | 0
5623 | 235 | 23 | 8 | Saturday | 6 | 0 | 0 | 0 | 10.216 | 14.454 | 1.208 | 0 | 0.0197 | 0 | 0.1735 | 24.6577 | 0 | 0 | 1.3114 | 0
5624 | 235 | 23 | 8 | Saturday | 7 | 0 | 0 | 0 | 13.5028 | 18.078 | 1.899 | 0 | 0.0309 | 3.84 | 1.8917 | 35.439 | 0 | 0 | 2.061 | 0
5625 | 235 | 23 | 8 | Saturday | 8 | 0 | 0 | 0 | 18.5994 | 33.4891 | 2.589 | 0 | 0.0422 | 3.36 | 6.3672 | 55.4659 | 0 | 0 | 2.8104 | 0
5626 | 235 | 23 | 8 | Saturday | 9 | 0 | 0 | 0 | 18.6066 | 36.0383 | 3.625 | 0 | 0.0591 | 5.04 | 11.6575 | 59.7248 | 0 | 0 | 3.9345 | 0
5627 | 235 | 23 | 8 | Saturday | 10 | 0 | 0 | 0 | 18.4723 | 36.8872 | 3.28 | 0 | 1.1631 | 4.32 | 18.3905 | 60.8234 | 0 | 0 | 3.5597 | 0
5628 | 235 | 23 | 8 | Saturday | 11 | 0 | 0 | 0 | 17.699 | 36.8872 | 3.97 | 0 | 1.4087 | 6 | 23.9237 | 61.9669 | 0 | 0 | 4.3092 | 0
5629 | 235 | 23 | 8 | Saturday | 12 | 0 | 0 | 0 | 14.1065 | 26.6109 | 3.453 | 0 | 1.4499 | 5.04 | 26.1236 | 47.1721 | 0 | 0 | 3.7471 | 0
5630 | 235 | 23 | 8 | Saturday | 13 | 0 | 0.152 | 0 | 14.2912 | 26.1571 | 3.28 | 0 | 1.4122 | 3.12 | 24.8979 | 45.0913 | 0 | 0 | 3.5597 | 0
5631 | 235 | 23 | 8 | Saturday | 14 | 0 | 6.03 | 0 | 14.3512 | 26.1571 | 2.589 | 0 | 0.7056 | 1.92 | 22.5214 | 49.2413 | 0 | 0 | 2.8103 | 0
5632 | 235 | 23 | 8 | Saturday | 15 | 0 | 8.688 | 0 | 14.7022 | 26.1571 | 2.072 | 0 | 0.5274 | 0.96 | 21.1189 | 51.2005 | 0 | 0 | 2.2483 | 0
5633 | 235 | 23 | 8 | Saturday | 16 | 0 | 9.28 | 0 | 15.1111 | 26.1571 | 2.417 | 0 | 0.5631 | 1.2 | 15.703 | 52.4136 | 0 | 0 | 2.623 | 0
5634 | 235 | 23 | 8 | Saturday | 17 | 0 | 8.504 | 0 | 11.5906 | 19.2871 | 1.208 | 0 | 0.5013 | 1.44 | 9.3701 | 41.4802 | 0 | 0 | 1.3114 | 0
5635 | 235 | 23 | 8 | Saturday | 18 | 0 | 4.426 | 0 | 11.8133 | 19.2871 | 1.208 | 0 | 0.2663 | 0 | 5.4394 | 35.8379 | 0 | 0 | 1.3114 | 0
5636 | 235 | 23 | 8 | Saturday | 19 | 0 | 5.158 | 0 | 12.4821 | 19.2871 | 1.208 | 0 | 0.3086 | 0 | 2.4817 | 37.2548 | 0 | 0 | 1.3114 | 0
5637 | 235 | 23 | 8 | Saturday | 20 | 0 | 3.329 | 0 | 13.7137 | 19.2871 | 1.208 | 0 | 0.2055 | 0 | 0.5568 | 36.5146 | 0 | 0 | 1.3114 | 0
5638 | 235 | 23 | 8 | Saturday | 21 | 0 | 0 | 0 | 13.8282 | 19.2871 | 1.554 | 0 | 0.0253 | 0 | 0 | 33.0807 | 0 | 0 | 1.6862 | 0
5639 | 235 | 23 | 8 | Saturday | 22 | 0 | 0 | 0 | 12.5503 | 17.5892 | 0.863 | 0 | 0.0141 | 0 | 0 | 30.1095 | 0 | 0 | 0.9368 | 0
5640 | 235 | 23 | 8 | Saturday | 23 | 0 | 0 | 0 | 6.6175 | 11.0335 | 0.863 | 0 | 0.0141 | 0 | 0 | 17.6211 | 0 | 0 | 0.9368 | 0
5641 | 236 | 24 | 8 | Sunday | 0 | 0 | 0 | 0 | 5.3583 | 10.6091 | 0.691 | 0 | 0.0112 | 0 | 0 | 15.9346 | 0 | 0 | 0.7494 | 0
5642 | 236 | 24 | 8 | Sunday | 1 | 0 | 0 | 0 | 5.2005 | 10.3969 | 0.691 | 0 | 0.0112 | 0 | 0 | 15.5647 | 0 | 0 | 0.7494 | 0
5643 | 236 | 24 | 8 | Sunday | 2 | 0 | 0 | 0 | 5.1909 | 10.3969 | 0.691 | 0 | 0.0112 | 0 | 0 | 15.5647 | 0 | 0 | 0.7494 | 0
5644 | 236 | 24 | 8 | Sunday | 3 | 0 | 0 | 0 | 5.1909 | 10.3969 | 0.691 | 0 | 0.0112 | 0 | 0 | 15.5647 | 0 | 0 | 0.7494 | 0
5645 | 236 | 24 | 8 | Sunday | 4 | 0 | 0 | 0 | 5.1909 | 10.3969 | 0.691 | 0 | 0.0112 | 0 | 0 | 15.5647 | 0 | 0 | 0.7494 | 0
5646 | 236 | 24 | 8 | Sunday | 5 | 0 | 0 | 0 | 5.6628 | 10.3969 | 1.208 | 0 | 0.0197 | 0 | 0 | 16.045 | 0 | 0 | 1.3115 | 0
5647 | 236 | 24 | 8 | Sunday | 6 | 0 | 0 | 0 | 6.1421 | 11.0335 | 0.691 | 0 | 0.0112 | 0 | 0.1516 | 17.1452 | 0 | 0 | 0.7494 | 0
5648 | 236 | 24 | 8 | Sunday | 7 | 0 | 0 | 0 | 9.0822 | 14.6575 | 0.691 | 0 | 0.0112 | 0 | 1.9326 | 23.7093 | 0 | 0 | 0.7494 | 0
5649 | 236 | 24 | 8 | Sunday | 8 | 0 | 0 | 0 | 8.8112 | 15.5065 | 0.691 | 0 | 0.0112 | 0 | 8.1911 | 24.2769 | 0 | 0 | 0.7494 | 0
5650 | 236 | 24 | 8 | Sunday | 9 | 0 | 0 | 0 | 8.3325 | 15.5065 | 0.691 | 0 | 0.0112 | 0 | 17.1647 | 23.7982 | 0 | 0 | 0.7494 | 0
5651 | 236 | 24 | 8 | Sunday | 10 | 0 | 2.287 | 0 | 8.676 | 16.3554 | 0.691 | 0 | 0.1351 | 0 | 25.5634 | 27.3038 | 0 | 0 | 0.7494 | 0
5652 | 236 | 24 | 8 | Sunday | 11 | 0 | 3.325 | 0 | 8.3239 | 16.3554 | 1.036 | 0 | 0.1983 | 0 | 31.9128 | 28.0553 | 3.8575 | 0 | 1.1241 | 0
5653 | 236 | 24 | 8 | Sunday | 12 | 0 | 5.254 | 0 | 10.1044 | 20.794 | 1.036 | 0 | 0.3109 | 0 | 35.6537 | 36.3764 | 0 | 0 | 1.1241 | 0
5654 | 236 | 24 | 8 | Sunday | 13 | 0 | 10.001 | 0 | 10.2979 | 20.794 | 1.554 | 0 | 0.5873 | 0 | 36.106 | 41.592 | 0 | 0 | 1.6862 | 0
5655 | 236 | 24 | 8 | Sunday | 14 | 0 | 14.379 | 0 | 11.0062 | 20.794 | 1.036 | 0 | 0.8078 | 0 | 32.4843 | 46.4285 | 0 | 0 | 1.1241 | 0
5656 | 236 | 24 | 8 | Sunday | 15 | 0 | 17.933 | 0 | 11.5541 | 20.794 | 0.691 | 0 | 0.9519 | 0 | 24.8739 | 49.6809 | 0 | 0 | 0.7494 | 0
5657 | 236 | 24 | 8 | Sunday | 16 | 0 | 17.822 | 0 | 11.7159 | 20.3695 | 0.691 | 0 | 0.9357 | 0 | 17.0793 | 49.0507 | 0 | 0 | 0.7494 | 0
5658 | 236 | 24 | 8 | Sunday | 17 | 0 | 13.982 | 0 | 11.5034 | 19.916 | 0.691 | 0 | 0.7553 | 0 | 11.3923 | 45.1584 | 0 | 0 | 0.7494 | 0
5659 | 236 | 24 | 8 | Sunday | 18 | 0 | 12.588 | 0 | 11.7418 | 19.916 | 0.691 | 0 | 0.6967 | 0 | 6.5306 | 44.3178 | 0 | 0 | 0.7494 | 0
5660 | 236 | 24 | 8 | Sunday | 19 | 0 | 11.474 | 0 | 12.3442 | 19.916 | 0.691 | 0 | 0.6632 | 0 | 3.053 | 44.3648 | 0 | 0 | 0.7494 | 0
5661 | 236 | 24 | 8 | Sunday | 20 | 0 | 6.556 | 0 | 13.4611 | 19.916 | 0.691 | 0 | 0.3693 | 0 | 0.714 | 39.9226 | 0 | 0 | 0.7494 | 0
5662 | 236 | 24 | 8 | Sunday | 21 | 0 | 0 | 0 | 13.6956 | 19.916 | 1.208 | 0 | 0.0197 | 0 | 0 | 33.5809 | 0 | 0 | 1.3115 | 0
5663 | 236 | 24 | 8 | Sunday | 22 | 0 | 0 | 0 | 6.2927 | 11.8825 | 0.691 | 0 | 0.0112 | 0 | 0 | 18.1545 | 0 | 0 | 0.7494 | 0
5664 | 236 | 24 | 8 | Sunday | 23 | 0 | 0 | 0 | 5.6618 | 11.0335 | 0.691 | 0 | 0.0112 | 0 | 0 | 16.6746 | 0 | 0 | 0.7494 | 0
5665 | 237 | 25 | 8 | Monday | 0 | 0 | 0 | 0 | 5.1885 | 10.3969 | 0.863 | 0 | 0.0141 | 0 | 0 | 15.5675 | 0 | 0 | 0.9368 | 0
5666 | 237 | 25 | 8 | Monday | 1 | 0 | 0 | 0 | 5.1829 | 10.3969 | 0.863 | 0 | 0.0141 | 0 | 0 | 15.5675 | 0 | 0 | 0.9368 | 0
5667 | 237 | 25 | 8 | Monday | 2 | 0 | 0 | 0 | 5.1829 | 10.3969 | 0.863 | 0 | 0.0141 | 0 | 0 | 15.5675 | 0 | 0 | 0.9368 | 0
5668 | 237 | 25 | 8 | Monday | 3 | 0 | 0 | 0 | 5.1829 | 10.3969 | 0.863 | 0 | 0.0141 | 0 | 0 | 15.5675 | 0 | 0 | 0.9368 | 0
5669 | 237 | 25 | 8 | Monday | 4 | 0 | 0 | 0 | 5.6548 | 10.3969 | 0.863 | 0 | 0.0141 | 0 | 0 | 16.0394 | 0 | 0 | 0.9368 | 0
5670 | 237 | 25 | 8 | Monday | 5 | 0 | 0 | 0 | 8.8552 | 14.4831 | 1.381 | 0 | 0.0225 | 0 | 0 | 23.3344 | 0 | 0 | 1.4989 | 0
5671 | 237 | 25 | 8 | Monday | 6 | 0 | 0 | 0 | 17.0147 | 21.1313 | 1.208 | 0 | 0.0197 | 0 | 0.1612 | 38.1321 | 0 | 0 | 1.3114 | 0
5672 | 237 | 25 | 8 | Monday | 7 | 0 | 36.439 | 10.2801 | 26.658 | 37.109 | 3.28 | 0 | 0.8633 | 8.4 | 1.9454 | 93.4384 | 0 | 0 | 3.5598 | 0
5673 | 237 | 25 | 8 | Monday | 8 | 0.457 | 12.367 | 27.1709 | 40.8661 | 79.9326 | 6.042 | 0 | 0.7852 | 16.56 | 7.7467 | 176.6363 | 0 | 0 | 7.0144 | 0
5674 | 237 | 25 | 8 | Monday | 9 | 0 | 21.748 | 27.1709 | 39.9344 | 84.3871 | 6.56 | 0 | 1.2828 | 10.32 | 15.9554 | 182.3256 | 0 | 0 | 7.119 | 0
5675 | 237 | 25 | 8 | Monday | 10 | 0 | 42.271 | 27.1709 | 39.6077 | 85.6606 | 6.733 | 0 | 1.7022 | 8.88 | 24.5234 | 187.7708 | 0 | 0 | 7.3063 | 0
5676 | 237 | 25 | 8 | Monday | 11 | 0 | 56.344 | 27.1709 | 38.5357 | 85.6606 | 8.114 | 0 | 1.8141 | 10.32 | 31.0549 | 189.1327 | 0 | 0 | 8.8044 | 0
5677 | 237 | 25 | 8 | Monday | 12 | 0 | 85.168 | 27.1709 | 35.8826 | 78.8121 | 9.84 | 0 | 1.7455 | 13.92 | 32.2064 | 190.8109 | 0 | 0 | 10.677 | 0
5678 | 237 | 25 | 8 | Monday | 13 | 0 | 104.144 | 27.1709 | 38.4871 | 85.6606 | 9.322 | 0 | 1.9539 | 11.52 | 30.0602 | 200.8259 | 0 | 0 | 10.1152 | 0
5679 | 237 | 25 | 8 | Monday | 14 | 0 | 90.882 | 27.1709 | 38.9233 | 85.6606 | 5.869 | 0 | 1.8566 | 8.88 | 29.0513 | 196.8543 | 0 | 0 | 6.3696 | 0
5680 | 237 | 25 | 8 | Monday | 15 | 0 | 90.711 | 27.1709 | 39.3814 | 85.6606 | 5.697 | 0 | 1.8545 | 8.88 | 26.7848 | 197.2926 | 0 | 0 | 6.1824 | 0
5681 | 237 | 25 | 8 | Monday | 16 | 0 | 90.161 | 27.1709 | 40.3965 | 85.2073 | 7.596 | 0 | 1.8768 | 11.04 | 22.0907 | 199.9746 | 0 | 0 | 8.2429 | 0
5682 | 237 | 25 | 8 | Monday | 17 | 0 | 23.748 | 27.1709 | 31.8039 | 55.9825 | 4.488 | 0 | 1.2564 | 14.88 | 15.1805 | 155.9025 | 0 | 0 | 4.871 | 0
5683 | 237 | 25 | 8 | Monday | 18 | 0 | 20.687 | 13.5854 | 23.4688 | 40.9205 | 3.625 | 0 | 0.8398 | 4.8 | 7.7438 | 98.2919 | 0 | 0 | 3.9344 | 0
5684 | 237 | 25 | 8 | Monday | 19 | 0 | 0 | 0 | 23.7692 | 40.0131 | 2.589 | 0 | 0.1355 | 2.88 | 2.595 | 66.7516 | 0 | 0 | 2.8103 | 0
5685 | 237 | 25 | 8 | Monday | 20 | 0 | 0 | 0 | 23.8655 | 33.1724 | 2.935 | 0 | 0.326 | 0.96 | 0.5441 | 58.2712 | 0 | 0 | 3.1851 | 0
5686 | 237 | 25 | 8 | Monday | 21 | 0 | 0 | 0 | 24.1068 | 32.719 | 1.381 | 0 | 0.0225 | 0.96 | 0 | 57.7555 | 0 | 0 | 1.4988 | 0
5687 | 237 | 25 | 8 | Monday | 22 | 0 | 0 | 0 | 12.7362 | 17.8393 | 0.863 | 0 | 0.0141 | 0 | 0 | 30.5535 | 0 | 0 | 0.9368 | 0
5688 | 237 | 25 | 8 | Monday | 23 | 0 | 0 | 0 | 6.1377 | 11.0335 | 0.863 | 0 | 0.0141 | 0 | 0 | 17.1493 | 0 | 0 | 0.9368 | 0
5689 | 238 | 26 | 8 | Tuesday | 0 | 0 | 0 | 0 | 5.1885 | 10.3969 | 0.863 | 0 | 0.0141 | 0 | 0 | 15.5675 | 0 | 0 | 0.9368 | 0
5690 | 238 | 26 | 8 | Tuesday | 1 | 0 | 0 | 0 | 5.1829 | 10.3969 | 0.863 | 0 | 0.0141 | 0 | 0 | 15.5675 | 0 | 0 | 0.9368 | 0
5691 | 238 | 26 | 8 | Tuesday | 2 | 0 | 0 | 0 | 5.1829 | 10.3969 | 0.863 | 0 | 0.0141 | 0 | 0 | 15.5675 | 0 | 0 | 0.9368 | 0
5692 | 238 | 26 | 8 | Tuesday | 3 | 0 | 0 | 0 | 5.1829 | 10.3969 | 0.863 | 0 | 0.0141 | 0 | 0 | 15.5675 | 0 | 0 | 0.9368 | 0
5693 | 238 | 26 | 8 | Tuesday | 4 | 0 | 0 | 0 | 5.6548 | 10.3969 | 0.863 | 0 | 0.0141 | 0 | 0 | 16.0394 | 0 | 0 | 0.9368 | 0
5694 | 238 | 26 | 8 | Tuesday | 5 | 0 | 0 | 0 | 8.8552 | 14.4831 | 1.381 | 0 | 0.0225 | 0 | 0 | 23.3344 | 0 | 0 | 1.4989 | 0
5695 | 238 | 26 | 8 | Tuesday | 6 | 0 | 0 | 0 | 17.0088 | 21.1313 | 1.208 | 0 | 0.0197 | 0 | 0.151 | 38.1263 | 0 | 0 | 1.3114 | 0
5696 | 238 | 26 | 8 | Tuesday | 7 | 0 | 5.683 | 2.3723 | 26.482 | 37.109 | 3.28 | 0 | 0.3087 | 8.4 | 1.8918 | 76.8097 | 0 | 0 | 3.5598 | 0
5697 | 238 | 26 | 8 | Tuesday | 8 | 0 | 5.51 | 27.1709 | 41.5384 | 79.9326 | 6.042 | 0 | 1.3417 | 16.56 | 8.1226 | 171.8042 | 0 | 0 | 6.5572 | 0
5698 | 238 | 26 | 8 | Tuesday | 9 | 0.529 | 16.562 | 27.1709 | 40.2529 | 84.3871 | 6.56 | 0 | 0.9609 | 10.32 | 17.1076 | 176.7496 | 0 | 0 | 7.6478 | 0
5699 | 238 | 26 | 8 | Tuesday | 10 | 0 | 20.788 | 27.1709 | 40.117 | 85.6606 | 6.733 | 0 | 1.2609 | 8.88 | 25.4504 | 182.0338 | 0 | 0 | 7.3063 | 0
5700 | 238 | 26 | 8 | Tuesday | 11 | 0 | 37.465 | 27.1709 | 38.5967 | 85.6606 | 8.114 | 0 | 1.701 | 10.32 | 31.9693 | 188.0764 | 0 | 0 | 8.8044 | 0
5701 | 238 | 26 | 8 | Tuesday | 12 | 0 | 15.982 | 27.1709 | 35.4609 | 78.8121 | 9.84 | 0 | 0.9527 | 13.92 | 35.3772 | 169.5424 | 0 | 0 | 10.677 | 0
5702 | 238 | 26 | 8 | Tuesday | 13 | 0 | 58.92 | 27.1709 | 37.7215 | 85.6606 | 9.322 | 0 | 1.8755 | 11.52 | 36.04 | 189.8739 | 0 | 0 | 10.1152 | 0
5703 | 238 | 26 | 8 | Tuesday | 14 | 0 | 104.032 | 27.1709 | 38.9069 | 85.6606 | 5.869 | 0 | 1.8322 | 8.88 | 34.9168 | 197.2841 | 0 | 0 | 6.3696 | 0
5704 | 238 | 26 | 8 | Tuesday | 15 | 0 | 79.934 | 27.1709 | 39.391 | 85.6606 | 5.697 | 0 | 1.8291 | 8.88 | 31.3603 | 195.9249 | 0 | 0 | 6.1824 | 0
5705 | 238 | 26 | 8 | Tuesday | 16 | 0 | 51.18 | 27.1709 | 40.3973 | 85.2073 | 7.596 | 0 | 1.8037 | 11.04 | 25.2088 | 191.4191 | 0 | 0 | 8.2429 | 0
5706 | 238 | 26 | 8 | Tuesday | 17 | 0 | 0 | 27.1709 | 31.8333 | 55.9825 | 4.488 | 0 | 1.4699 | 14.88 | 17.0274 | 131.3222 | 0 | 0 | 4.871 | 0
5707 | 238 | 26 | 8 | Tuesday | 18 | 0 | 0.03 | 13.5854 | 23.6719 | 40.9205 | 3.625 | 0 | 0.7571 | 4.8 | 8.2989 | 83.7121 | 0 | 0 | 3.9344 | 0
5708 | 238 | 26 | 8 | Tuesday | 19 | 0 | 0 | 0 | 23.9561 | 40.0131 | 2.589 | 0 | 0.0892 | 2.88 | 2.5469 | 66.892 | 0 | 0 | 2.8103 | 0
5709 | 238 | 26 | 8 | Tuesday | 20 | 0 | 0 | 0 | 23.8641 | 33.1724 | 2.935 | 0 | 0.0941 | 0.96 | 0.5512 | 58.0378 | 0 | 0 | 3.1851 | 0
5710 | 238 | 26 | 8 | Tuesday | 21 | 0 | 0 | 0 | 24.1068 | 32.719 | 1.381 | 0 | 0.0225 | 0.96 | 0 | 57.7555 | 0 | 0 | 1.4988 | 0
5711 | 238 | 26 | 8 | Tuesday | 22 | 0 | 0 | 0 | 12.7362 | 17.8393 | 0.863 | 0 | 0.0141 | 0 | 0 | 30.5535 | 0 | 0 | 0.9368 | 0
5712 | 238 | 26 | 8 | Tuesday | 23 | 0 | 0 | 0 | 6.1377 | 11.0335 | 0.863 | 0 | 0.0141 | 0 | 0 | 17.1493 | 0 | 0 | 0.9368 | 0
5713 | 239 | 27 | 8 | Wednesday | 0 | 0 | 0 | 0 | 5.1885 | 10.3969 | 0.863 | 0 | 0.0141 | 0 | 0 | 15.5675 | 0 | 0 | 0.9368 | 0
5714 | 239 | 27 | 8 | Wednesday | 1 | 0 | 0 | 0 | 5.1829 | 10.3969 | 0.863 | 0 | 0.0141 | 0 | 0 | 15.5675 | 0 | 0 | 0.9368 | 0
5715 | 239 | 27 | 8 | Wednesday | 2 | 0 | 0 | 0 | 5.1829 | 10.3969 | 0.863 | 0 | 0.0141 | 0 | 0 | 15.5675 | 0 | 0 | 0.9368 | 0
5716 | 239 | 27 | 8 | Wednesday | 3 | 0 | 0 | 0 | 5.1829 | 10.3969 | 0.863 | 0 | 0.0141 | 0 | 0 | 15.5675 | 0 | 0 | 0.9368 | 0
5717 | 239 | 27 | 8 | Wednesday | 4 | 0 | 0 | 0 | 5.6548 | 10.3969 | 0.863 | 0 | 0.0141 | 0 | 0 | 16.0394 | 0 | 0 | 0.9368 | 0
5718 | 239 | 27 | 8 | Wednesday | 5 | 0 | 0 | 0 | 8.8552 | 14.4831 | 1.381 | 0 | 0.0225 | 0 | 0 | 23.3344 | 0 | 0 | 1.4989 | 0
5719 | 239 | 27 | 8 | Wednesday | 6 | 0 | 0 | 0 | 17.0053 | 21.1313 | 1.208 | 0 | 0.0197 | 0 | 0.1624 | 38.1227 | 0 | 0 | 1.3114 | 0
5720 | 239 | 27 | 8 | Wednesday | 7 | 0 | 13.075 | 2.3723 | 25.6348 | 37.109 | 3.28 | 0 | 0.3498 | 8.4 | 1.7945 | 77.0432 | 0 | 0 | 3.5598 | 0
5721 | 239 | 27 | 8 | Wednesday | 8 | 0 | 7.455 | 27.1709 | 40.4229 | 79.9326 | 6.042 | 0 | 0.6952 | 16.56 | 7.2197 | 171.6582 | 0 | 0 | 6.5572 | 0
5722 | 239 | 27 | 8 | Wednesday | 9 | 0 | 17.251 | 27.1709 | 42.0226 | 84.3871 | 6.56 | 0 | 1.0125 | 10.32 | 15.0028 | 179.6928 | 0 | 0 | 7.119 | 0
5723 | 239 | 27 | 8 | Wednesday | 10 | 0 | 17.152 | 27.1709 | 39.7775 | 85.6606 | 6.733 | 0 | 1.049 | 8.88 | 21.5136 | 178.0118 | 0 | 0 | 7.3063 | 0
5724 | 239 | 27 | 8 | Wednesday | 11 | 0 | 27.238 | 27.1709 | 38.435 | 85.6606 | 8.114 | 0 | 1.5018 | 10.32 | 26.5712 | 185.117 | 0 | 0 | 8.8044 | 0
5725 | 239 | 27 | 8 | Wednesday | 12 | 0 | 8.06 | 27.1709 | 35.58 | 78.8121 | 9.84 | 0 | 0.6082 | 13.92 | 29.975 | 163.7635 | 0 | 0 | 10.677 | 0
5726 | 239 | 27 | 8 | Wednesday | 13 | 0 | 54.955 | 27.1709 | 38.021 | 85.6606 | 9.322 | 0 | 1.8371 | 11.52 | 30.5648 | 189.6135 | 0 | 0 | 10.1152 | 0
5727 | 239 | 27 | 8 | Wednesday | 14 | 0 | 52.406 | 27.1709 | 38.8887 | 85.6606 | 5.869 | 0 | 1.7504 | 8.88 | 26.4713 | 187.6404 | 0 | 0 | 6.3696 | 0
5728 | 239 | 27 | 8 | Wednesday | 15 | 0 | 61.655 | 27.1709 | 39.6627 | 85.6606 | 5.697 | 0 | 1.806 | 8.88 | 21.0011 | 189.3332 | 0 | 0 | 6.1824 | 0
5729 | 239 | 27 | 8 | Wednesday | 16 | 0 | 103.211 | 27.1709 | 40.5497 | 85.2073 | 7.596 | 0 | 1.8559 | 11.04 | 15.1691 | 200.5576 | 0 | 0 | 8.2429 | 0
5730 | 239 | 27 | 8 | Wednesday | 17 | 0 | 13.138 | 27.1709 | 31.7441 | 55.9825 | 4.488 | 0 | 0.9586 | 14.88 | 10.1198 | 144.1861 | 0 | 0 | 4.871 | 0
5731 | 239 | 27 | 8 | Wednesday | 18 | 0 | 0 | 13.5854 | 23.5225 | 40.9205 | 3.625 | 0 | 0.8226 | 4.8 | 5.3062 | 83.5983 | 0 | 0 | 3.9344 | 0
5732 | 239 | 27 | 8 | Wednesday | 19 | 0 | 0 | 0 | 24.1162 | 40.0131 | 2.589 | 0 | 0.0422 | 2.88 | 2.2498 | 67.0051 | 0 | 0 | 2.8103 | 0
5733 | 239 | 27 | 8 | Wednesday | 20 | 0 | 0 | 0 | 23.929 | 33.1724 | 2.935 | 0 | 0.1411 | 0.96 | 0.4913 | 58.1498 | 0 | 0 | 3.1851 | 0
5734 | 239 | 27 | 8 | Wednesday | 21 | 0 | 0 | 0 | 24.1068 | 32.719 | 1.381 | 0 | 0.0225 | 0.96 | 0 | 57.7555 | 0 | 0 | 1.4988 | 0
5735 | 239 | 27 | 8 | Wednesday | 22 | 0 | 0 | 0 | 12.7362 | 17.8393 | 0.863 | 0 | 0.0141 | 0 | 0 | 30.5535 | 0 | 0 | 0.9368 | 0
5736 | 239 | 27 | 8 | Wednesday | 23 | 0 | 0 | 0 | 6.1377 | 11.0335 | 0.863 | 0 | 0.0141 | 0 | 0 | 17.1493 | 0 | 0 | 0.9368 | 0
5737 | 240 | 28 | 8 | Thursday | 0 | 0 | 0 | 0 | 5.1885 | 10.3969 | 0.863 | 0 | 0.0141 | 0 | 0 | 15.5675 | 0 | 0 | 0.9368 | 0
5738 | 240 | 28 | 8 | Thursday | 1 | 0 | 0 | 0 | 5.1829 | 10.3969 | 0.863 | 0 | 0.0141 | 0 | 0 | 15.5675 | 0 | 0 | 0.9368 | 0
5739 | 240 | 28 | 8 | Thursday | 2 | 0 | 0 | 0 | 5.1829 | 10.3969 | 0.863 | 0 | 0.0141 | 0 | 0 | 15.5675 | 0 | 0 | 0.9368 | 0
5740 | 240 | 28 | 8 | Thursday | 3 | 0 | 0 | 0 | 5.1829 | 10.3969 | 0.863 | 0 | 0.0141 | 0 | 0 | 15.5675 | 0 | 0 | 0.9368 | 0
5741 | 240 | 28 | 8 | Thursday | 4 | 0 | 0 | 0 | 5.6548 | 10.3969 | 0.863 | 0 | 0.0141 | 0 | 0 | 16.0394 | 0 | 0 | 0.9368 | 0
5742 | 240 | 28 | 8 | Thursday | 5 | 0 | 0 | 0 | 8.8552 | 14.4831 | 1.381 | 0 | 0.0225 | 0 | 0 | 23.3344 | 0 | 0 | 1.4989 | 0
5743 | 240 | 28 | 8 | Thursday | 6 | 0 | 0 | 0 | 17.0091 | 21.1313 | 1.208 | 0 | 0.0197 | 0 | 0.1406 | 38.1265 | 0 | 0 | 1.3114 | 0
5744 | 240 | 28 | 8 | Thursday | 7 | 0 | 6.658 | 2.3723 | 25.9077 | 37.109 | 3.28 | 0 | 0.2977 | 8.4 | 1.7424 | 76.5523 | 0 | 0 | 3.5598 | 0
5745 | 240 | 28 | 8 | Thursday | 8 | 0 | 0.349 | 27.1709 | 41.0943 | 79.9326 | 6.042 | 0 | 1.4342 | 16.56 | 7.4972 | 166.5378 | 0 | 0 | 6.5572 | 0
5746 | 240 | 28 | 8 | Thursday | 9 | 0 | 7.847 | 27.1709 | 42.5433 | 84.3871 | 6.56 | 0 | 0.5525 | 10.32 | 15.9302 | 172.4451 | 0 | 0 | 7.119 | 0
5747 | 240 | 28 | 8 | Thursday | 10 | 0 | 17.961 | 27.1709 | 39.8873 | 85.6606 | 6.733 | 0 | 1.1054 | 8.88 | 23.9203 | 179.2546 | 0 | 0 | 7.3063 | 0
5748 | 240 | 28 | 8 | Thursday | 11 | 0 | 41.252 | 27.1709 | 38.6235 | 85.6606 | 8.114 | 0 | 1.7237 | 10.32 | 28.0499 | 188.2493 | 0 | 0 | 8.8044 | 0
5749 | 240 | 28 | 8 | Thursday | 12 | 0 | 14.942 | 27.1709 | 35.7773 | 78.8121 | 9.84 | 0 | 0.9697 | 13.92 | 27.4222 | 170.4764 | 0 | 0 | 10.677 | 0
5750 | 240 | 28 | 8 | Thursday | 13 | 0 | 98.777 | 27.1709 | 38.245 | 85.6606 | 9.322 | 0 | 1.898 | 11.52 | 26.9273 | 196.4342 | 0 | 0 | 10.1152 | 0
5751 | 240 | 28 | 8 | Thursday | 14 | 0 | 79.874 | 27.1709 | 39.1529 | 85.6606 | 5.869 | 0 | 1.8663 | 8.88 | 26.5062 | 195.7364 | 0 | 0 | 6.3696 | 0
5752 | 240 | 28 | 8 | Thursday | 15 | 0 | 82.147 | 27.1709 | 39.7878 | 85.6606 | 5.697 | 0 | 1.8547 | 8.88 | 22.7501 | 196.5815 | 0 | 0 | 6.1824 | 0
5753 | 240 | 28 | 8 | Thursday | 16 | 0 | 76.787 | 27.1709 | 40.578 | 85.2073 | 7.596 | 0 | 1.8816 | 11.04 | 17.7573 | 198.543 | 0 | 0 | 8.2429 | 0
5754 | 240 | 28 | 8 | Thursday | 17 | 0 | 21.728 | 27.1709 | 31.8354 | 55.9825 | 4.488 | 0 | 1.2038 | 14.88 | 11.7177 | 154.4227 | 0 | 0 | 4.871 | 0
5755 | 240 | 28 | 8 | Thursday | 18 | 0 | 19.08 | 13.5854 | 23.924 | 40.9205 | 3.625 | 0 | 0.7956 | 4.8 | 6.2199 | 98.4561 | 0 | 0 | 3.9344 | 0
5756 | 240 | 28 | 8 | Thursday | 19 | 0 | 0 | 0 | 24.8704 | 40.0131 | 2.589 | 0 | 0.0422 | 2.88 | 2.493 | 67.7593 | 0 | 0 | 2.8103 | 0
5757 | 240 | 28 | 8 | Thursday | 20 | 0 | 0 | 0 | 23.8879 | 33.1724 | 2.935 | 0 | 0.1863 | 0.96 | 0.5377 | 58.1539 | 0 | 0 | 3.1851 | 0
5758 | 240 | 28 | 8 | Thursday | 21 | 0 | 0 | 0 | 24.1068 | 32.719 | 1.381 | 0 | 0.0225 | 0.96 | 0 | 57.7555 | 0 | 0 | 1.4988 | 0
5759 | 240 | 28 | 8 | Thursday | 22 | 0 | 0 | 0 | 12.7362 | 17.8393 | 0.863 | 0 | 0.0141 | 0 | 0 | 30.5535 | 0 | 0 | 0.9368 | 0
5760 | 240 | 28 | 8 | Thursday | 23 | 0 | 0 | 0 | 6.1377 | 11.0335 | 0.863 | 0 | 0.0141 | 0 | 0 | 17.1493 | 0 | 0 | 0.9368 | 0
5761 | 241 | 29 | 8 | Friday | 0 | 0 | 0 | 0 | 5.1885 | 10.3969 | 0.863 | 0 | 0.0141 | 0 | 0 | 15.5675 | 0 | 0 | 0.9368 | 0
5762 | 241 | 29 | 8 | Friday | 1 | 0 | 0 | 0 | 5.1829 | 10.3969 | 0.863 | 0 | 0.0141 | 0 | 0 | 15.5675 | 0 | 0 | 0.9368 | 0
5763 | 241 | 29 | 8 | Friday | 2 | 0 | 0 | 0 | 5.1829 | 10.3969 | 0.863 | 0 | 0.0141 | 0 | 0 | 15.5675 | 0 | 0 | 0.9368 | 0
5764 | 241 | 29 | 8 | Friday | 3 | 0 | 0 | 0 | 5.1829 | 10.3969 | 0.863 | 0 | 0.0141 | 0 | 0 | 15.5675 | 0 | 0 | 0.9368 | 0
5765 | 241 | 29 | 8 | Friday | 4 | 0 | 0 | 0 | 5.6548 | 10.3969 | 0.863 | 0 | 0.0141 | 0 | 0 | 16.0394 | 0 | 0 | 0.9368 | 0
5766 | 241 | 29 | 8 | Friday | 5 | 0 | 0 | 0 | 8.8552 | 14.4831 | 1.381 | 0 | 0.0225 | 0 | 0 | 23.3344 | 0 | 0 | 1.4989 | 0
5767 | 241 | 29 | 8 | Friday | 6 | 0 | 0 | 0 | 17.0008 | 21.1313 | 1.208 | 0 | 0.0197 | 0 | 0.1855 | 38.1183 | 0 | 0 | 1.3114 | 0
5768 | 241 | 29 | 8 | Friday | 7 | 0 | 2.122 | 1.5816 | 25.2376 | 37.109 | 3.28 | 0 | 0.2411 | 8.4 | 1.7573 | 73.4169 | 0 | 0 | 3.5598 | 0
5769 | 241 | 29 | 8 | Friday | 8 | 0 | 0 | 27.1709 | 37.3289 | 79.9326 | 6.042 | 0 | 1.5113 | 16.56 | 5.0668 | 162.5173 | 0 | 0 | 6.5572 | 0
5770 | 241 | 29 | 8 | Friday | 9 | 0 | 0 | 27.1709 | 39.5215 | 84.3871 | 6.56 | 0 | 1.5101 | 10.32 | 9.0682 | 162.9022 | 0 | 0 | 7.119 | 0
5771 | 241 | 29 | 8 | Friday | 10 | 0 | 2.586 | 27.1709 | 39.246 | 85.6606 | 6.733 | 0 | 1.3206 | 8.88 | 14.7192 | 164.7424 | 0 | 0 | 7.3063 | 0
5772 | 241 | 29 | 8 | Friday | 11 | 0 | 22.354 | 27.1709 | 37.9581 | 85.6606 | 8.114 | 0 | 1.3839 | 10.32 | 21.9765 | 182.9686 | 0 | 0 | 8.8044 | 0
5773 | 241 | 29 | 8 | Friday | 12 | 0 | 5.717 | 27.1709 | 34.9821 | 78.8121 | 9.84 | 0 | 0.4746 | 13.92 | 26.7964 | 160.8575 | 0 | 0 | 10.677 | 0
5774 | 241 | 29 | 8 | Friday | 13 | 0 | 48.203 | 27.1709 | 37.2551 | 85.6606 | 9.322 | 0 | 1.7501 | 11.52 | 26.4607 | 187.6347 | 0 | 0 | 10.1152 | 0
5775 | 241 | 29 | 8 | Friday | 14 | 0 | 58.578 | 27.1709 | 38.079 | 85.6606 | 5.869 | 0 | 1.7834 | 8.88 | 24.1537 | 187.3325 | 0 | 0 | 6.3696 | 0
5776 | 241 | 29 | 8 | Friday | 15 | 0 | 61.956 | 27.1709 | 38.7429 | 85.6606 | 5.697 | 0 | 1.8059 | 8.88 | 19.9072 | 188.4393 | 0 | 0 | 6.1824 | 0
5777 | 241 | 29 | 8 | Friday | 16 | 0 | 59.317 | 27.1709 | 39.9007 | 85.2073 | 7.596 | 0 | 1.8269 | 11.04 | 13.4585 | 191.0953 | 0 | 0 | 8.2429 | 0
5778 | 241 | 29 | 8 | Friday | 17 | 0 | 10.636 | 27.1709 | 31.5663 | 55.9825 | 4.488 | 0 | 0.6212 | 14.88 | 8.242 | 139.7937 | 0 | 0 | 4.871 | 0
5779 | 241 | 29 | 8 | Friday | 18 | 0 | 11.741 | 13.5854 | 23.4024 | 40.9205 | 3.625 | 0 | 0.6872 | 4.8 | 4.9803 | 93.7852 | 0 | 0 | 3.9344 | 0
5780 | 241 | 29 | 8 | Friday | 19 | 0 | 0 | 0 | 23.8639 | 40.0131 | 2.589 | 0 | 0.0422 | 2.88 | 2.4908 | 66.7528 | 0 | 0 | 2.8103 | 0
5781 | 241 | 29 | 8 | Friday | 20 | 0 | 0.173 | 0 | 23.8417 | 33.1724 | 2.935 | 0 | 0.0572 | 0.96 | 0.5889 | 58.1448 | 0 | 0 | 3.1851 | 0
5782 | 241 | 29 | 8 | Friday | 21 | 0 | 0 | 0 | 24.1068 | 32.719 | 1.381 | 0 | 0.0225 | 0.96 | 0 | 57.7555 | 0 | 0 | 1.4988 | 0
5783 | 241 | 29 | 8 | Friday | 22 | 0 | 0 | 0 | 12.7362 | 17.8393 | 0.863 | 0 | 0.0141 | 0 | 0 | 30.5535 | 0 | 0 | 0.9368 | 0
5784 | 241 | 29 | 8 | Friday | 23 | 0 | 0 | 0 | 6.1377 | 11.0335 | 0.863 | 0 | 0.0141 | 0 | 0 | 17.1493 | 0 | 0 | 0.9368 | 0
5785 | 242 | 30 | 8 | Saturday | 0 | 0 | 0 | 0 | 5.3495 | 10.6091 | 0.863 | 0 | 0.0141 | 0 | 0 | 15.9374 | 0 | 0 | 0.9368 | 0
5786 | 242 | 30 | 8 | Saturday | 1 | 0 | 0 | 0 | 5.1845 | 10.3969 | 0.863 | 0 | 0.0141 | 0 | 0 | 15.5675 | 0 | 0 | 0.9368 | 0
5787 | 242 | 30 | 8 | Saturday | 2 | 0 | 0 | 0 | 5.1845 | 10.3969 | 0.863 | 0 | 0.0141 | 0 | 0 | 15.5675 | 0 | 0 | 0.9368 | 0
5788 | 242 | 30 | 8 | Saturday | 3 | 0 | 0 | 0 | 5.1845 | 10.3969 | 0.863 | 0 | 0.0141 | 0 | 0 | 15.5675 | 0 | 0 | 0.9368 | 0
5789 | 242 | 30 | 8 | Saturday | 4 | 0 | 0 | 0 | 5.1845 | 10.3969 | 0.863 | 0 | 0.0141 | 0 | 0 | 15.5675 | 0 | 0 | 0.9368 | 0
5790 | 242 | 30 | 8 | Saturday | 5 | 0 | 0 | 0 | 5.6564 | 10.3969 | 1.381 | 0 | 0.0225 | 0 | 0 | 16.0478 | 0 | 0 | 1.4989 | 0
5791 | 242 | 30 | 8 | Saturday | 6 | 0 | 0 | 0 | 10.2164 | 14.454 | 1.208 | 0 | 0.0197 | 0 | 0.1285 | 24.6581 | 0 | 0 | 1.3114 | 0
5792 | 242 | 30 | 8 | Saturday | 7 | 0 | 0 | 0 | 13.3541 | 18.078 | 1.899 | 0 | 0.0309 | 3.84 | 1.534 | 35.2903 | 0 | 0 | 2.061 | 0
5793 | 242 | 30 | 8 | Saturday | 8 | 0 | 0 | 0 | 17.3834 | 33.4891 | 2.589 | 0 | 0.0422 | 3.36 | 5.8804 | 54.2499 | 0 | 0 | 2.8104 | 0
5794 | 242 | 30 | 8 | Saturday | 9 | 0 | 0.553 | 0 | 18.4551 | 36.0383 | 3.625 | 0 | 0.0888 | 5.04 | 11.3648 | 60.1301 | 0 | 0 | 3.9345 | 0
5795 | 242 | 30 | 8 | Saturday | 10 | 0 | 5.097 | 0 | 18.6637 | 36.8872 | 3.28 | 0 | 0.331 | 4.32 | 18.5516 | 65.0394 | 0 | 0 | 3.5597 | 0
5796 | 242 | 30 | 8 | Saturday | 11 | 0 | 8.176 | 0 | 17.8332 | 36.8872 | 3.97 | 0 | 0.5114 | 6 | 24.3117 | 69.0269 | 0 | 0 | 4.3092 | 0
5797 | 242 | 30 | 8 | Saturday | 12 | 0 | 8.157 | 0 | 14.1969 | 26.6109 | 3.453 | 0 | 0.5048 | 5.04 | 26.6965 | 54.2164 | 0 | 0 | 3.7471 | 0
5798 | 242 | 30 | 8 | Saturday | 13 | 0 | 8.873 | 0 | 14.4113 | 26.1571 | 3.28 | 0 | 0.5458 | 3.12 | 25.2652 | 52.9238 | 0 | 0 | 3.5597 | 0
5799 | 242 | 30 | 8 | Saturday | 14 | 0 | 9.168 | 0 | 14.5624 | 26.1571 | 2.589 | 0 | 0.5541 | 1.92 | 19.7582 | 52.2416 | 0 | 0 | 2.8103 | 0
5800 | 242 | 30 | 8 | Saturday | 15 | 0 | 8.446 | 0 | 15.1488 | 26.1571 | 2.072 | 0 | 0.5057 | 0.96 | 13.7099 | 51.1009 | 0 | 0 | 2.2483 | 0
5801 | 242 | 30 | 8 | Saturday | 16 | 0 | 10.194 | 0 | 15.4274 | 26.1571 | 2.417 | 0 | 0.612 | 1.2 | 10.8287 | 53.5432 | 0 | 0 | 2.623 | 0
5802 | 242 | 30 | 8 | Saturday | 17 | 0 | 9.26 | 0 | 11.731 | 19.2871 | 1.208 | 0 | 0.5378 | 1.44 | 8.2414 | 42.2011 | 0 | 0 | 1.3114 | 0
5803 | 242 | 30 | 8 | Saturday | 18 | 0 | 5.745 | 0 | 12.0621 | 19.2871 | 1.208 | 0 | 0.3336 | 0 | 4.8965 | 37.1587 | 0 | 0 | 1.3114 | 0
5804 | 242 | 30 | 8 | Saturday | 19 | 0 | 6.194 | 0 | 12.9134 | 19.2871 | 1.208 | 0 | 0.3659 | 0 | 1.8201 | 38.6495 | 0 | 0 | 1.3114 | 0
5805 | 242 | 30 | 8 | Saturday | 20 | 0 | 2.95 | 0 | 13.7891 | 19.2871 | 1.208 | 0 | 0.1825 | 0 | 0.3778 | 36.0816 | 0 | 0 | 1.3114 | 0
5806 | 242 | 30 | 8 | Saturday | 21 | 0 | 0 | 0 | 13.8282 | 19.2871 | 1.554 | 0 | 0.0253 | 0 | 0 | 33.0807 | 0 | 0 | 1.6862 | 0
5807 | 242 | 30 | 8 | Saturday | 22 | 0 | 0 | 0 | 12.5503 | 17.5892 | 0.863 | 0 | 0.0141 | 0 | 0 | 30.1095 | 0 | 0 | 0.9368 | 0
5808 | 242 | 30 | 8 | Saturday | 23 | 0 | 0 | 0 | 6.6175 | 11.0335 | 0.863 | 0 | 0.0141 | 0 | 0 | 17.6211 | 0 | 0 | 0.9368 | 0
5809 | 243 | 31 | 8 | Sunday | 0 | 0 | 0 | 0 | 5.3583 | 10.6091 | 0.691 | 0 | 0.0112 | 0 | 0 | 15.9346 | 0 | 0 | 0.7494 | 0
5810 | 243 | 31 | 8 | Sunday | 1 | 0 | 0 | 0 | 5.2005 | 10.3969 | 0.691 | 0 | 0.0112 | 0 | 0 | 15.5647 | 0 | 0 | 0.7494 | 0
5811 | 243 | 31 | 8 | Sunday | 2 | 0 | 0 | 0 | 5.1909 | 10.3969 | 0.691 | 0 | 0.0112 | 0 | 0 | 15.5647 | 0 | 0 | 0.7494 | 0
5812 | 243 | 31 | 8 | Sunday | 3 | 0 | 0 | 0 | 5.1909 | 10.3969 | 0.691 | 0 | 0.0112 | 0 | 0 | 15.5647 | 0 | 0 | 0.7494 | 0
5813 | 243 | 31 | 8 | Sunday | 4 | 0 | 0 | 0 | 5.1909 | 10.3969 | 0.691 | 0 | 0.0112 | 0 | 0 | 15.5647 | 0 | 0 | 0.7494 | 0
5814 | 243 | 31 | 8 | Sunday | 5 | 0 | 0 | 0 | 5.6628 | 10.3969 | 1.208 | 0 | 0.0197 | 0 | 0 | 16.045 | 0 | 0 | 1.3115 | 0
5815 | 243 | 31 | 8 | Sunday | 6 | 0 | 0 | 0 | 6.1433 | 11.0335 | 0.691 | 0 | 0.0112 | 0 | 0.1209 | 17.1465 | 0 | 0 | 0.7494 | 0
5816 | 243 | 31 | 8 | Sunday | 7 | 0 | 0 | 0 | 9.3843 | 14.6575 | 0.691 | 0 | 0.0112 | 0 | 1.1091 | 24.0114 | 0 | 0 | 0.7494 | 0
5817 | 243 | 31 | 8 | Sunday | 8 | 0 | 0 | 0 | 9.1924 | 15.5065 | 0.691 | 0 | 0.0112 | 0 | 3.7093 | 24.6581 | 0 | 0 | 0.7494 | 0
5818 | 243 | 31 | 8 | Sunday | 9 | 0 | 0 | 0 | 8.5941 | 15.5065 | 0.691 | 0 | 0.0112 | 0 | 7.5397 | 24.0598 | 0 | 0 | 0.7494 | 0
5819 | 243 | 31 | 8 | Sunday | 10 | 0 | 2.44 | 0 | 9.0919 | 16.3554 | 0.691 | 0 | 0.1437 | 0 | 7.7573 | 27.8739 | 0 | 0 | 0.7494 | 0
5820 | 243 | 31 | 8 | Sunday | 11 | 0 | 3.233 | 0 | 9.2349 | 16.3554 | 1.036 | 0 | 0.1925 | 0 | 6.1762 | 28.8153 | 0 | 0 | 1.1241 | 0
5821 | 243 | 31 | 8 | Sunday | 12 | 0 | 5.27 | 0 | 12.3718 | 20.794 | 1.036 | 0 | 0.3052 | 0 | 7.0898 | 38.4505 | 0 | 0 | 1.1241 | 0
5822 | 243 | 31 | 8 | Sunday | 13 | 0 | 10.365 | 0 | 12.1558 | 20.794 | 1.554 | 0 | 0.5898 | 0 | 10.1599 | 43.145 | 0 | 0 | 1.6862 | 0
5823 | 243 | 31 | 8 | Sunday | 14 | 0 | 12.304 | 0 | 12.0498 | 20.794 | 1.036 | 0 | 0.6864 | 0 | 12.7696 | 44.8668 | 0 | 0 | 1.1241 | 0
5824 | 243 | 31 | 8 | Sunday | 15 | 0 | 15.642 | 0 | 12.0951 | 20.794 | 0.691 | 0 | 0.885 | 0 | 14.7854 | 48.5786 | 0 | 0 | 0.7494 | 0
5825 | 243 | 31 | 8 | Sunday | 16 | 0 | 13.967 | 0 | 11.9797 | 20.3695 | 0.691 | 0 | 0.7602 | 0 | 15.4266 | 45.6534 | 0 | 0 | 0.7494 | 0
5826 | 243 | 31 | 8 | Sunday | 17 | 0 | 15.11 | 0 | 11.7809 | 19.916 | 0.691 | 0 | 0.8161 | 0 | 11.2878 | 45.9475 | 0 | 0 | 0.7494 | 0
5827 | 243 | 31 | 8 | Sunday | 18 | 0 | 8.726 | 0 | 12.1768 | 19.916 | 0.691 | 0 | 0.4732 | 0 | 5.9095 | 40.3264 | 0 | 0 | 0.7494 | 0
5828 | 243 | 31 | 8 | Sunday | 19 | 0 | 11.5 | 0 | 12.9594 | 19.916 | 0.691 | 0 | 0.6266 | 0 | 2.1348 | 43.7887 | 0 | 0 | 0.7494 | 0
5829 | 243 | 31 | 8 | Sunday | 20 | 0 | 3.413 | 0 | 13.6109 | 19.916 | 0.691 | 0 | 0.1937 | 0 | 0.4746 | 36.7464 | 0 | 0 | 0.7494 | 0
5830 | 243 | 31 | 8 | Sunday | 21 | 0 | 0 | 0 | 13.6956 | 19.916 | 1.208 | 0 | 0.0197 | 0 | 0 | 33.5809 | 0 | 0 | 1.3115 | 0
5831 | 243 | 31 | 8 | Sunday | 22 | 0 | 0 | 0 | 6.2927 | 11.8825 | 0.691 | 0 | 0.0112 | 0 | 0 | 18.1545 | 0 | 0 | 0.7494 | 0
5832 | 243 | 31 | 8 | Sunday | 23 | 0 | 0 | 0 | 5.6618 | 11.0335 | 0.691 | 0 | 0.0112 | 0 | 0 | 16.6746 | 0 | 0 | 0.7494 | 0
5833 | 244 | 1 | 9 | Monday | 0 | 0 | 0 | 0 | 5.1885 | 10.3969 | 0.863 | 0 | 0.0141 | 0 | 0 | 15.5675 | 0 | 0 | 0.9368 | 0
5834 | 244 | 1 | 9 | Monday | 1 | 0 | 0 | 0 | 5.1829 | 10.3969 | 0.863 | 0 | 0.0141 | 0 | 0 | 15.5675 | 0 | 0 | 0.9368 | 0
5835 | 244 | 1 | 9 | Monday | 2 | 0 | 0 | 0 | 5.1829 | 10.3969 | 0.863 | 0 | 0.0141 | 0 | 0 | 15.5675 | 0 | 0 | 0.9368 | 0
5836 | 244 | 1 | 9 | Monday | 3 | 0 | 0 | 0 | 5.1829 | 10.3969 | 0.863 | 0 | 0.0141 | 0 | 0 | 15.5675 | 0 | 0 | 0.9368 | 0
5837 | 244 | 1 | 9 | Monday | 4 | 0 | 0 | 0 | 5.6548 | 10.3969 | 0.863 | 0 | 0.0141 | 0 | 0 | 16.0394 | 0 | 0 | 0.9368 | 0
5838 | 244 | 1 | 9 | Monday | 5 | 0 | 0 | 0 | 8.8552 | 14.4831 | 1.381 | 0 | 0.0225 | 0 | 0 | 23.3344 | 0 | 0 | 1.4989 | 0
5839 | 244 | 1 | 9 | Monday | 6 | 0 | 0 | 0 | 17.0169 | 21.1313 | 1.208 | 0 | 0.0197 | 0 | 0.136 | 38.1343 | 0 | 0 | 1.3114 | 0
5840 | 244 | 1 | 9 | Monday | 7 | 0 | 35.128 | 3.9539 | 27.7907 | 37.109 | 3.28 | 0 | 0.6849 | 8.4 | 1.2975 | 84.7566 | 0 | 0 | 3.5598 | 0
5841 | 244 | 1 | 9 | Monday | 8 | 0 | 30.195 | 27.1709 | 44.156 | 79.9326 | 6.042 | 0 | 1.5351 | 16.56 | 4.4273 | 192.2442 | 0 | 0 | 6.5572 | 0
5842 | 244 | 1 | 9 | Monday | 9 | 0 | 34.491 | 27.1709 | 42.3153 | 84.3871 | 6.56 | 0 | 1.6569 | 10.32 | 9.2086 | 190.4765 | 0 | 0 | 7.119 | 0
5843 | 244 | 1 | 9 | Monday | 10 | 0 | 34.496 | 27.1709 | 41.1138 | 85.6606 | 6.733 | 0 | 1.6572 | 8.88 | 14.8967 | 189.2314 | 0 | 0 | 7.3063 | 0
5844 | 244 | 1 | 9 | Monday | 11 | 0 | 26.86 | 27.1709 | 39.0045 | 85.6606 | 8.114 | 0 | 1.5782 | 10.32 | 17.4253 | 187.2455 | 0 | 0 | 8.8044 | 0
5845 | 244 | 1 | 9 | Monday | 12 | 0 | 3.973 | 27.1709 | 36.8035 | 78.8121 | 9.84 | 0 | 0.3791 | 13.92 | 14.8198 | 160.8775 | 0 | 0 | 10.677 | 0
5846 | 244 | 1 | 9 | Monday | 13 | 0 | 11.665 | 27.1709 | 39.1985 | 85.6606 | 9.322 | 0 | 0.8116 | 11.52 | 15.2753 | 175.4778 | 0 | 0 | 10.1152 | 0
5847 | 244 | 1 | 9 | Monday | 14 | 0 | 30.332 | 27.1709 | 39.1453 | 85.6606 | 5.869 | 0 | 1.5016 | 8.88 | 15.2305 | 184.7831 | 0 | 0 | 6.3696 | 0
5848 | 244 | 1 | 9 | Monday | 15 | 0 | 35.503 | 27.1709 | 39.9082 | 85.6606 | 5.697 | 0 | 1.6438 | 8.88 | 11.6646 | 188.0035 | 0 | 0 | 6.1824 | 0
5849 | 244 | 1 | 9 | Monday | 16 | 0 | 23.994 | 27.1709 | 40.6017 | 85.2073 | 7.596 | 0 | 1.4313 | 11.04 | 8.8955 | 186.854 | 0 | 0 | 8.2429 | 0
5850 | 244 | 1 | 9 | Monday | 17 | 0 | 3.536 | 27.1709 | 31.8688 | 55.9825 | 4.488 | 0 | 0.2651 | 14.88 | 6.4753 | 133.5217 | 0 | 0 | 4.871 | 0
5851 | 244 | 1 | 9 | Monday | 18 | 0 | 6.12 | 13.5854 | 24.5858 | 40.9205 | 3.625 | 0 | 0.4063 | 4.8 | 3.9289 | 90.062 | 0 | 0 | 3.9344 | 0
5852 | 244 | 1 | 9 | Monday | 19 | 0 | 0.596 | 0 | 26.9153 | 40.0131 | 2.589 | 0 | 0.0747 | 2.88 | 1.8838 | 70.4049 | 0 | 0 | 2.8103 | 0
5853 | 244 | 1 | 9 | Monday | 20 | 0 | 0.969 | 0 | 24.1068 | 33.1724 | 2.935 | 0 | 0.1004 | 0.96 | 0.3876 | 59.2105 | 0 | 0 | 3.1851 | 0
5854 | 244 | 1 | 9 | Monday | 21 | 0 | 0 | 0 | 24.1068 | 32.719 | 1.381 | 0 | 0.0225 | 0.96 | 0 | 57.7555 | 0 | 0 | 1.4988 | 0
5855 | 244 | 1 | 9 | Monday | 22 | 0 | 0 | 0 | 12.7362 | 17.8393 | 0.863 | 0 | 0.0141 | 0 | 0 | 30.5535 | 0 | 0 | 0.9368 | 0
5856 | 244 | 1 | 9 | Monday | 23 | 0 | 0 | 0 | 6.1377 | 11.0335 | 0.863 | 0 | 0.0141 | 0 | 0 | 17.1493 | 0 | 0 | 0.9368 | 0
5857 | 245 | 2 | 9 | Tuesday | 0 | 0 | 0 | 0 | 5.1885 | 10.3969 | 0.863 | 0 | 0.0141 | 0 | 0 | 15.5675 | 0 | 0 | 0.9368 | 0
5858 | 245 | 2 | 9 | Tuesday | 1 | 0 | 0 | 0 | 5.1829 | 10.3969 | 0.863 | 0 | 0.0141 | 0 | 0 | 15.5675 | 0 | 0 | 0.9368 | 0
5859 | 245 | 2 | 9 | Tuesday | 2 | 0 | 0 | 0 | 5.1829 | 10.3969 | 0.863 | 0 | 0.0141 | 0 | 0 | 15.5675 | 0 | 0 | 0.9368 | 0
5860 | 245 | 2 | 9 | Tuesday | 3 | 0 | 0 | 0 | 5.1829 | 10.3969 | 0.863 | 0 | 0.0141 | 0 | 0 | 15.5675 | 0 | 0 | 0.9368 | 0
5861 | 245 | 2 | 9 | Tuesday | 4 | 0 | 0 | 0 | 5.6548 | 10.3969 | 0.863 | 0 | 0.0141 | 0 | 0 | 16.0394 | 0 | 0 | 0.9368 | 0
5862 | 245 | 2 | 9 | Tuesday | 5 | 0 | 0 | 0 | 8.8552 | 14.4831 | 1.381 | 0 | 0.0225 | 0 | 0 | 23.3344 | 0 | 0 | 1.4989 | 0
5863 | 245 | 2 | 9 | Tuesday | 6 | 0 | 0 | 0 | 17.0169 | 21.1313 | 1.208 | 0 | 0.0197 | 0 | 0.1121 | 38.1343 | 0 | 0 | 1.3114 | 0
5864 | 245 | 2 | 9 | Tuesday | 7 | 0 | 14.917 | 2.3723 | 27.7577 | 37.109 | 3.28 | 0 | 0.34 | 8.4 | 1.353 | 79.3432 | 0 | 0 | 3.5598 | 0
5865 | 245 | 2 | 9 | Tuesday | 8 | 0 | 7.269 | 27.1709 | 44.6705 | 79.9326 | 6.042 | 0 | 0.462 | 16.56 | 6.0509 | 174.8046 | 0 | 0 | 6.5572 | 0
5866 | 245 | 2 | 9 | Tuesday | 9 | 0 | 7.011 | 27.1709 | 42.2501 | 84.3871 | 6.56 | 0 | 0.4935 | 10.32 | 12.2929 | 171.2955 | 0 | 0 | 7.119 | 0
5867 | 245 | 2 | 9 | Tuesday | 10 | 0 | 14.358 | 27.1709 | 39.9578 | 85.6606 | 6.733 | 0 | 0.8728 | 8.88 | 20.0523 | 175.0213 | 0 | 0 | 7.3063 | 0
5868 | 245 | 2 | 9 | Tuesday | 11 | 0.572 | 9.814 | 27.1709 | 39.3287 | 85.6606 | 8.114 | 0 | 0.693 | 10.32 | 27.6146 | 172.5201 | 0 | 0 | 9.3763 | 0
5869 | 245 | 2 | 9 | Tuesday | 12 | 0 | 2.808 | 27.1709 | 37.852 | 78.8121 | 9.84 | 0 | 0.3182 | 13.92 | 29.806 | 160.7546 | 0 | 0 | 10.677 | 0
5870 | 245 | 2 | 9 | Tuesday | 13 | 0 | 3.831 | 27.1709 | 39.1123 | 85.6606 | 9.322 | 0 | 0.3648 | 11.52 | 30.1887 | 167.4769 | 0 | 0 | 10.1152 | 0
5871 | 245 | 2 | 9 | Tuesday | 14 | 0.428 | 6.793 | 27.1709 | 38.971 | 85.6606 | 5.869 | 0 | 0.4803 | 8.88 | 28.5441 | 167.6258 | 0 | 0 | 6.7976 | 0
5872 | 245 | 2 | 9 | Tuesday | 15 | 0 | 10.648 | 27.1709 | 39.767 | 85.6606 | 5.697 | 0 | 0.6879 | 8.88 | 23.8441 | 172.3035 | 0 | 0 | 6.1824 | 0
5873 | 245 | 2 | 9 | Tuesday | 16 | 0 | 12.119 | 27.1709 | 40.8281 | 85.2073 | 7.596 | 0 | 0.8012 | 11.04 | 18.9185 | 176.5844 | 0 | 0 | 8.2429 | 0
5874 | 245 | 2 | 9 | Tuesday | 17 | 0 | 1.157 | 27.1709 | 32.2278 | 55.9825 | 4.488 | 0 | 0.1357 | 14.88 | 12.4159 | 131.4845 | 0 | 0 | 4.871 | 0
5875 | 245 | 2 | 9 | Tuesday | 18 | 0 | 0.265 | 13.5854 | 25.1748 | 40.9205 | 3.625 | 0 | 0.0733 | 4.8 | 5.7633 | 84.7536 | 0 | 0 | 3.9344 | 0
5876 | 245 | 2 | 9 | Tuesday | 19 | 0 | 0 | 0 | 27.098 | 40.0131 | 2.589 | 0 | 0.0422 | 2.88 | 1.8491 | 69.9869 | 0 | 0 | 2.8103 | 0
5877 | 245 | 2 | 9 | Tuesday | 20 | 0 | 0.604 | 0 | 24.1068 | 33.1724 | 2.935 | 0 | 0.0808 | 0.96 | 0.3735 | 58.8424 | 0 | 0 | 3.1851 | 0
5878 | 245 | 2 | 9 | Tuesday | 21 | 0 | 0 | 0 | 24.1068 | 32.719 | 1.381 | 0 | 0.0225 | 0.96 | 0 | 57.7555 | 0 | 0 | 1.4988 | 0
5879 | 245 | 2 | 9 | Tuesday | 22 | 0 | 0 | 0 | 12.7362 | 17.8393 | 0.863 | 0 | 0.0141 | 0 | 0 | 30.5535 | 0 | 0 | 0.9368 | 0
5880 | 245 | 2 | 9 | Tuesday | 23 | 0 | 0 | 0 | 6.1377 | 11.0335 | 0.863 | 0 | 0.0141 | 0 | 0 | 17.1493 | 0 | 0 | 0.9368 | 0
5881 | 246 | 3 | 9 | Wednesday | 0 | 0 | 0 | 0 | 5.1885 | 10.3969 | 0.863 | 0 | 0.0141 | 0 | 0 | 15.5675 | 0 | 0 | 0.9368 | 0
5882 | 246 | 3 | 9 | Wednesday | 1 | 0 | 0 | 0 | 5.1829 | 10.3969 | 0.863 | 0 | 0.0141 | 0 | 0 | 15.5675 | 0 | 0 | 0.9368 | 0
5883 | 246 | 3 | 9 | Wednesday | 2 | 0 | 0 | 0 | 5.1829 | 10.3969 | 0.863 | 0 | 0.0141 | 0 | 0 | 15.5675 | 0 | 0 | 0.9368 | 0
5884 | 246 | 3 | 9 | Wednesday | 3 | 0 | 0 | 0 | 5.1829 | 10.3969 | 0.863 | 0 | 0.0141 | 0 | 0 | 15.5675 | 0 | 0 | 0.9368 | 0
5885 | 246 | 3 | 9 | Wednesday | 4 | 0 | 0 | 0 | 5.6548 | 10.3969 | 0.863 | 0 | 0.0141 | 0 | 0 | 16.0394 | 0 | 0 | 0.9368 | 0
5886 | 246 | 3 | 9 | Wednesday | 5 | 0 | 0 | 0 | 8.8552 | 14.4831 | 1.381 | 0 | 0.0225 | 0 | 0 | 23.3344 | 0 | 0 | 1.4989 | 0
5887 | 246 | 3 | 9 | Wednesday | 6 | 0 | 0 | 0 | 17.0169 | 21.1313 | 1.208 | 0 | 0.0197 | 0 | 0 | 38.1343 | 0 | 0 | 1.3114 | 0
5888 | 246 | 3 | 9 | Wednesday | 7 | 0 | 10.61 | 1.5816 | 28.3209 | 37.109 | 3.28 | 0 | 0.2489 | 8.4 | 0.1123 | 77.9614 | 0 | 0 | 3.5598 | 0
5889 | 246 | 3 | 9 | Wednesday | 8 | 0 | 6.62 | 27.1709 | 52.4894 | 79.9326 | 6.042 | 0 | 0.3867 | 16.56 | 1.1566 | 181.1927 | 0 | 0 | 6.5572 | 0
5890 | 246 | 3 | 9 | Wednesday | 9 | 0 | 2.612 | 27.1709 | 46.853 | 84.3871 | 6.56 | 0 | 0.2489 | 10.32 | 3.9373 | 171.4618 | 0 | 0 | 7.119 | 0
5891 | 246 | 3 | 9 | Wednesday | 10 | 0 | 8.319 | 27.1709 | 42.2878 | 85.6606 | 6.733 | 0 | 0.5751 | 8.88 | 7.9705 | 172.5007 | 0 | 0 | 7.3063 | 0
5892 | 246 | 3 | 9 | Wednesday | 11 | 0 | 11.331 | 27.1709 | 40.1245 | 85.6606 | 8.114 | 0 | 0.77 | 10.32 | 9.4888 | 174.8395 | 0 | 0 | 8.8044 | 0
5893 | 246 | 3 | 9 | Wednesday | 12 | 0 | 7.512 | 27.1709 | 37.6739 | 78.8121 | 9.84 | 0 | 0.5763 | 13.92 | 10.9571 | 165.3173 | 0 | 0 | 10.677 | 0
5894 | 246 | 3 | 9 | Wednesday | 13 | 0.789 | 2.03 | 27.1709 | 40.1627 | 85.6606 | 9.322 | 0 | 0.275 | 11.52 | 13.6488 | 166.7211 | 0 | 0 | 10.9042 | 0
5895 | 246 | 3 | 9 | Wednesday | 14 | 0 | 3.182 | 27.1709 | 40.5115 | 85.6606 | 5.869 | 0 | 0.267 | 8.88 | 13.235 | 165.5103 | 0 | 0 | 6.3696 | 0
5896 | 246 | 3 | 9 | Wednesday | 15 | 0 | 7.395 | 27.1709 | 41.2645 | 85.6606 | 5.697 | 0 | 0.4992 | 8.88 | 13.4839 | 170.5109 | 0 | 0 | 6.1824 | 0
5897 | 246 | 3 | 9 | Wednesday | 16 | 0 | 17.761 | 27.1709 | 41.4017 | 85.2073 | 7.596 | 0 | 1.1119 | 11.04 | 12.9066 | 182.2843 | 0 | 0 | 8.2429 | 0
5898 | 246 | 3 | 9 | Wednesday | 17 | 0 | 1.788 | 27.1709 | 32.4015 | 55.9825 | 4.488 | 0 | 0.1706 | 14.88 | 9.4998 | 132.2948 | 0 | 0 | 4.871 | 0
5899 | 246 | 3 | 9 | Wednesday | 18 | 0 | 0.151 | 13.5854 | 25.5616 | 40.9205 | 3.625 | 0 | 0.0671 | 4.8 | 4.5332 | 85.0253 | 0 | 0 | 3.9344 | 0
5900 | 246 | 3 | 9 | Wednesday | 19 | 0 | 0 | 0 | 27.3657 | 40.0131 | 2.589 | 0 | 0.0422 | 2.88 | 1.5143 | 70.2546 | 0 | 0 | 2.8103 | 0
5901 | 246 | 3 | 9 | Wednesday | 20 | 0 | 0 | 0 | 24.099 | 33.1724 | 2.935 | 0 | 0.0478 | 0.96 | 0.3055 | 58.2265 | 0 | 0 | 3.1851 | 0
5902 | 246 | 3 | 9 | Wednesday | 21 | 0 | 0 | 0 | 24.1068 | 32.719 | 1.381 | 0 | 0.0225 | 0.96 | 0 | 57.7555 | 0 | 0 | 1.4988 | 0
5903 | 246 | 3 | 9 | Wednesday | 22 | 0 | 0 | 0 | 12.7362 | 17.8393 | 0.863 | 0 | 0.0141 | 0 | 0 | 30.5535 | 0 | 0 | 0.9368 | 0
5904 | 246 | 3 | 9 | Wednesday | 23 | 0 | 0 | 0 | 6.1377 | 11.0335 | 0.863 | 0 | 0.0141 | 0 | 0 | 17.1493 | 0 | 0 | 0.9368 | 0
5905 | 247 | 4 | 9 | Thursday | 0 | 0 | 0 | 0 | 5.1885 | 10.3969 | 0.863 | 0 | 0.0141 | 0 | 0 | 15.5675 | 0 | 0 | 0.9368 | 0
5906 | 247 | 4 | 9 | Thursday | 1 | 0 | 0 | 0 | 5.1829 | 10.3969 | 0.863 | 0 | 0.0141 | 0 | 0 | 15.5675 | 0 | 0 | 0.9368 | 0
5907 | 247 | 4 | 9 | Thursday | 2 | 0 | 0 | 0 | 5.1829 | 10.3969 | 0.863 | 0 | 0.0141 | 0 | 0 | 15.5675 | 0 | 0 | 0.9368 | 0
5908 | 247 | 4 | 9 | Thursday | 3 | 0 | 0 | 0 | 5.1829 | 10.3969 | 0.863 | 0 | 0.0141 | 0 | 0 | 15.5675 | 0 | 0 | 0.9368 | 0
5909 | 247 | 4 | 9 | Thursday | 4 | 0 | 0 | 0 | 5.6548 | 10.3969 | 0.863 | 0 | 0.0141 | 0 | 0 | 16.0394 | 0 | 0 | 0.9368 | 0
5910 | 247 | 4 | 9 | Thursday | 5 | 0 | 0 | 0 | 8.8552 | 14.4831 | 1.381 | 0 | 0.0225 | 0 | 0 | 23.3344 | 0 | 0 | 1.4989 | 0
5911 | 247 | 4 | 9 | Thursday | 6 | 0 | 0 | 0 | 17.0169 | 21.1313 | 1.208 | 0 | 0.0197 | 0 | 0.1103 | 38.1343 | 0 | 0 | 1.3114 | 0
5912 | 247 | 4 | 9 | Thursday | 7 | 0 | 8.809 | 1.5816 | 27.9394 | 37.109 | 3.28 | 0 | 0.2248 | 8.4 | 1.1078 | 77.3706 | 0 | 0 | 3.5598 | 0
5913 | 247 | 4 | 9 | Thursday | 8 | 0 | 5.593 | 27.1709 | 45.6984 | 79.9326 | 6.042 | 0 | 0.3801 | 16.56 | 4.0346 | 174.3948 | 0 | 0 | 6.5572 | 0
5914 | 247 | 4 | 9 | Thursday | 9 | 0 | 1.625 | 27.1709 | 41.4252 | 84.3871 | 6.56 | 0 | 0.1953 | 10.32 | 9.0614 | 165.0397 | 0 | 0 | 7.119 | 0
5915 | 247 | 4 | 9 | Thursday | 10 | 0 | 4.177 | 27.1709 | 39.6429 | 85.6606 | 6.733 | 0 | 0.3378 | 8.88 | 14.1991 | 165.6701 | 0 | 0 | 7.3063 | 0
5916 | 247 | 4 | 9 | Thursday | 11 | 0 | 4.382 | 27.1709 | 38.8341 | 85.6606 | 8.114 | 0 | 0.417 | 10.32 | 17.3329 | 166.5718 | 0 | 0 | 8.8044 | 0
5917 | 247 | 4 | 9 | Thursday | 12 | 0 | 0.951 | 27.1709 | 36.5778 | 78.8121 | 9.84 | 0 | 0.2136 | 13.92 | 17.914 | 157.6057 | 0 | 0 | 10.677 | 0
5918 | 247 | 4 | 9 | Thursday | 13 | 0 | 12.733 | 27.1709 | 39.1102 | 85.6606 | 9.322 | 0 | 0.8631 | 11.52 | 16.007 | 176.2745 | 0 | 0 | 10.1152 | 0
5919 | 247 | 4 | 9 | Thursday | 14 | 0 | 26.294 | 27.1709 | 39.4633 | 85.6606 | 5.869 | 0 | 1.4732 | 8.88 | 14.8447 | 185.0165 | 0 | 0 | 6.3696 | 0
5920 | 247 | 4 | 9 | Thursday | 15 | 0 | 19.605 | 27.1709 | 39.9699 | 85.6606 | 5.697 | 0 | 1.1305 | 8.88 | 13.732 | 179.848 | 0 | 0 | 6.1824 | 0
5921 | 247 | 4 | 9 | Thursday | 16 | 0 | 24.781 | 27.1709 | 40.8297 | 85.2073 | 7.596 | 0 | 1.3688 | 11.04 | 9.595 | 185.707 | 0 | 0 | 8.2429 | 0
5922 | 247 | 4 | 9 | Thursday | 17 | 0 | 3.932 | 27.1709 | 33.7023 | 55.9825 | 4.488 | 0 | 0.2778 | 14.88 | 4.6538 | 135.5672 | 0 | 0 | 4.871 | 0
5923 | 247 | 4 | 9 | Thursday | 18 | 0 | 2.198 | 13.5854 | 29.3964 | 40.9205 | 3.625 | 0 | 0.1807 | 4.8 | 1.6485 | 90.9458 | 0 | 0 | 3.9344 | 0
5924 | 247 | 4 | 9 | Thursday | 19 | 0 | 0 | 0 | 28.2757 | 40.0131 | 2.589 | 0 | 0.0422 | 2.88 | 0.5192 | 71.1646 | 0 | 0 | 2.8103 | 0
5925 | 247 | 4 | 9 | Thursday | 20 | 0 | 0 | 0 | 24.1068 | 33.1724 | 2.935 | 0 | 0.0478 | 0.96 | 0.1044 | 58.2342 | 0 | 0 | 3.1851 | 0
5926 | 247 | 4 | 9 | Thursday | 21 | 0 | 0 | 0 | 24.1068 | 32.719 | 1.381 | 0 | 0.0225 | 0.96 | 0 | 57.7555 | 0 | 0 | 1.4988 | 0
5927 | 247 | 4 | 9 | Thursday | 22 | 0 | 0 | 0 | 12.7362 | 17.8393 | 0.863 | 0 | 0.0141 | 0 | 0 | 30.5535 | 0 | 0 | 0.9368 | 0
5928 | 247 | 4 | 9 | Thursday | 23 | 0 | 0 | 0 | 6.1377 | 11.0335 | 0.863 | 0 | 0.0141 | 0 | 0 | 17.1493 | 0 | 0 | 0.9368 | 0
5929 | 248 | 5 | 9 | Friday | 0 | 0 | 0 | 0 | 5.1885 | 10.3969 | 0.863 | 0 | 0.0141 | 0 | 0 | 15.5675 | 0 | 0 | 0.9368 | 0
5930 | 248 | 5 | 9 | Friday | 1 | 0 | 0 | 0 | 5.1829 | 10.3969 | 0.863 | 0 | 0.0141 | 0 | 0 | 15.5675 | 0 | 0 | 0.9368 | 0
5931 | 248 | 5 | 9 | Friday | 2 | 0 | 0 | 0 | 5.1829 | 10.3969 | 0.863 | 0 | 0.0141 | 0 | 0 | 15.5675 | 0 | 0 | 0.9368 | 0
5932 | 248 | 5 | 9 | Friday | 3 | 0 | 0 | 0 | 5.1829 | 10.3969 | 0.863 | 0 | 0.0141 | 0 | 0 | 15.5675 | 0 | 0 | 0.9368 | 0
5933 | 248 | 5 | 9 | Friday | 4 | 0 | 0 | 0 | 5.6548 | 10.3969 | 0.863 | 0 | 0.0141 | 0 | 0 | 16.0394 | 0 | 0 | 0.9368 | 0
5934 | 248 | 5 | 9 | Friday | 5 | 0 | 0 | 0 | 8.8552 | 14.4831 | 1.381 | 0 | 0.0225 | 0 | 0 | 23.3344 | 0 | 0 | 1.4989 | 0
5935 | 248 | 5 | 9 | Friday | 6 | 0 | 0 | 0 | 17.0169 | 21.1313 | 1.208 | 0 | 0.0197 | 0 | 0.1003 | 38.1343 | 0 | 0 | 1.3114 | 0
5936 | 248 | 5 | 9 | Friday | 7 | 0 | 4.92 | 1.5816 | 27.8158 | 37.109 | 3.28 | 0 | 0.1814 | 8.4 | 1.238 | 76.842 | 0 | 0 | 3.5598 | 0
5937 | 248 | 5 | 9 | Friday | 8 | 0 | 3.344 | 27.1709 | 43.978 | 79.9326 | 6.042 | 0 | 0.2837 | 16.56 | 5.8545 | 171.0322 | 0 | 0 | 6.5572 | 0
5938 | 248 | 5 | 9 | Friday | 9 | 0 | 1.514 | 27.1709 | 41.7429 | 84.3871 | 6.56 | 0 | 0.1894 | 10.32 | 11.4264 | 165.2451 | 0 | 0 | 7.119 | 0
5939 | 248 | 5 | 9 | Friday | 10 | 0 | 3.319 | 27.1709 | 40.7196 | 85.6606 | 6.733 | 0 | 0.2911 | 8.88 | 13.8273 | 165.8827 | 0 | 0 | 7.3063 | 0
5940 | 248 | 5 | 9 | Friday | 11 | 0 | 8.618 | 27.1709 | 39.1761 | 85.6606 | 8.114 | 0 | 0.6158 | 10.32 | 15.9648 | 171.0812 | 0 | 0 | 8.8044 | 0
5941 | 248 | 5 | 9 | Friday | 12 | 0 | 4.544 | 27.1709 | 36.6876 | 78.8121 | 9.84 | 0 | 0.41 | 13.92 | 18.7693 | 161.3357 | 0 | 0 | 10.677 | 0
5942 | 248 | 5 | 9 | Friday | 13 | 0 | 10.145 | 27.1709 | 38.9808 | 85.6606 | 9.322 | 0 | 0.7235 | 11.52 | 21.2783 | 173.7224 | 0 | 0 | 10.1152 | 0
5943 | 248 | 5 | 9 | Friday | 14 | 0 | 8.851 | 27.1709 | 39.2391 | 85.6606 | 5.869 | 0 | 0.5914 | 8.88 | 21.3127 | 169.9665 | 0 | 0 | 6.3696 | 0
5944 | 248 | 5 | 9 | Friday | 15 | 1.339 | 8.26 | 27.1709 | 39.9834 | 85.6606 | 5.697 | 0 | 0.5754 | 8.88 | 18.9001 | 170.1316 | 0 | 0 | 7.5209 | 0
5945 | 248 | 5 | 9 | Friday | 16 | 0 | 1.323 | 27.1709 | 40.9055 | 85.2073 | 7.596 | 0 | 0.1957 | 11.04 | 15.0141 | 165.7662 | 0 | 0 | 8.2429 | 0
5946 | 248 | 5 | 9 | Friday | 17 | 0 | 0.043 | 27.1709 | 32.2928 | 55.9825 | 4.488 | 0 | 0.0755 | 14.88 | 9.359 | 130.428 | 0 | 0 | 4.871 | 0
5947 | 248 | 5 | 9 | Friday | 18 | 0 | 0 | 13.5854 | 25.4817 | 40.9205 | 3.625 | 0 | 0.0591 | 4.8 | 4.5443 | 84.7939 | 0 | 0 | 3.9344 | 0
5948 | 248 | 5 | 9 | Friday | 19 | 0 | 0 | 0 | 27.4488 | 40.0131 | 2.589 | 0 | 0.0422 | 2.88 | 1.5071 | 70.3377 | 0 | 0 | 2.8103 | 0
5949 | 248 | 5 | 9 | Friday | 20 | 0 | 0 | 0 | 24.1068 | 33.1724 | 2.935 | 0 | 0.0478 | 0.96 | 0.2936 | 58.2342 | 0 | 0 | 3.1851 | 0
5950 | 248 | 5 | 9 | Friday | 21 | 0 | 0 | 0 | 24.1068 | 32.719 | 1.381 | 0 | 0.0225 | 0.96 | 0 | 57.7555 | 0 | 0 | 1.4988 | 0
5951 | 248 | 5 | 9 | Friday | 22 | 0 | 0 | 0 | 12.7362 | 17.8393 | 0.863 | 0 | 0.0141 | 0 | 0 | 30.5535 | 0 | 0 | 0.9368 | 0
5952 | 248 | 5 | 9 | Friday | 23 | 0 | 0 | 0 | 6.1377 | 11.0335 | 0.863 | 0 | 0.0141 | 0 | 0 | 17.1493 | 0 | 0 | 0.9368 | 0
5953 | 249 | 6 | 9 | Saturday | 0 | 0 | 0 | 0 | 5.3495 | 10.6091 | 0.863 | 0 | 0.0141 | 0 | 0 | 15.9374 | 0 | 0 | 0.9368 | 0
5954 | 249 | 6 | 9 | Saturday | 1 | 0 | 0 | 0 | 5.1845 | 10.3969 | 0.863 | 0 | 0.0141 | 0 | 0 | 15.5675 | 0 | 0 | 0.9368 | 0
5955 | 249 | 6 | 9 | Saturday | 2 | 0 | 0 | 0 | 5.1845 | 10.3969 | 0.863 | 0 | 0.0141 | 0 | 0 | 15.5675 | 0 | 0 | 0.9368 | 0
5956 | 249 | 6 | 9 | Saturday | 3 | 0 | 0 | 0 | 5.1845 | 10.3969 | 0.863 | 0 | 0.0141 | 0 | 0 | 15.5675 | 0 | 0 | 0.9368 | 0
5957 | 249 | 6 | 9 | Saturday | 4 | 0 | 0 | 0 | 5.1845 | 10.3969 | 0.863 | 0 | 0.0141 | 0 | 0 | 15.5675 | 0 | 0 | 0.9368 | 0
5958 | 249 | 6 | 9 | Saturday | 5 | 0 | 0 | 0 | 5.6564 | 10.3969 | 1.381 | 0 | 0.0225 | 0 | 0 | 16.0478 | 0 | 0 | 1.4989 | 0
5959 | 249 | 6 | 9 | Saturday | 6 | 0 | 0 | 0 | 10.2167 | 14.454 | 1.208 | 0 | 0.0197 | 0 | 0.107 | 24.6584 | 0 | 0 | 1.3114 | 0
5960 | 249 | 6 | 9 | Saturday | 7 | 0 | 0 | 0 | 13.8591 | 18.078 | 1.899 | 0 | 0.0309 | 3.84 | 1.2629 | 35.7953 | 0 | 0 | 2.061 | 0
5961 | 249 | 6 | 9 | Saturday | 8 | 0 | 0 | 0 | 19.2562 | 33.4891 | 2.589 | 0 | 0.0422 | 3.36 | 5.4334 | 56.1227 | 0 | 0 | 2.8104 | 0
5962 | 249 | 6 | 9 | Saturday | 9 | 0 | 0 | 0 | 18.6514 | 36.0383 | 3.625 | 0 | 0.0591 | 5.04 | 11.3166 | 59.7696 | 0 | 0 | 3.9345 | 0
5963 | 249 | 6 | 9 | Saturday | 10 | 0 | 2.779 | 0 | 18.4835 | 36.8872 | 3.28 | 0 | 0.2035 | 4.32 | 16.9876 | 62.5226 | 0 | 0 | 3.5597 | 0
5964 | 249 | 6 | 9 | Saturday | 11 | 0 | 6.678 | 0 | 18.1208 | 36.8872 | 3.97 | 0 | 0.4309 | 6 | 20.5122 | 67.7755 | 0 | 0 | 4.3092 | 0
5965 | 249 | 6 | 9 | Saturday | 12 | 0 | 6.434 | 0 | 14.8401 | 26.6109 | 3.453 | 0 | 0.4061 | 5.04 | 22.5718 | 52.9928 | 0 | 0 | 3.7471 | 0
5966 | 249 | 6 | 9 | Saturday | 13 | 0 | 6.735 | 0 | 14.8324 | 26.1571 | 3.28 | 0 | 0.4204 | 3.12 | 22.8 | 50.9064 | 0 | 0 | 3.5597 | 0
5967 | 249 | 6 | 9 | Saturday | 14 | 0 | 7.103 | 0 | 14.5374 | 26.1571 | 2.589 | 0 | 0.4299 | 1.92 | 20.8504 | 49.768 | 0 | 0 | 2.8103 | 0
5968 | 249 | 6 | 9 | Saturday | 15 | 0 | 7.428 | 0 | 14.9919 | 26.1571 | 2.072 | 0 | 0.4415 | 0.96 | 17.15 | 49.5805 | 0 | 0 | 2.2483 | 0
5969 | 249 | 6 | 9 | Saturday | 16 | 0 | 8.093 | 0 | 15.4055 | 26.1571 | 2.417 | 0 | 0.4811 | 1.2 | 11.3466 | 50.9077 | 0 | 0 | 2.623 | 0
5970 | 249 | 6 | 9 | Saturday | 17 | 0 | 6.644 | 0 | 11.7723 | 19.2871 | 1.208 | 0 | 0.3811 | 1.44 | 5.9645 | 39.1569 | 0 | 0 | 1.3114 | 0
5971 | 249 | 6 | 9 | Saturday | 18 | 0 | 2.064 | 0 | 12.3584 | 19.2871 | 1.208 | 0 | 0.1308 | 0 | 2.8831 | 33.6793 | 0 | 0 | 1.3114 | 0
5972 | 249 | 6 | 9 | Saturday | 19 | 0 | 3.201 | 0 | 13.5797 | 19.2871 | 1.208 | 0 | 0.1919 | 0 | 1.3211 | 36.0448 | 0 | 0 | 1.3114 | 0
5973 | 249 | 6 | 9 | Saturday | 20 | 0 | 1.649 | 0 | 13.8282 | 19.2871 | 1.208 | 0 | 0.1083 | 0 | 0.258 | 34.7348 | 0 | 0 | 1.3114 | 0
5974 | 249 | 6 | 9 | Saturday | 21 | 0 | 0 | 0 | 13.8282 | 19.2871 | 1.554 | 0 | 0.0253 | 0 | 0 | 33.0807 | 0 | 0 | 1.6862 | 0
5975 | 249 | 6 | 9 | Saturday | 22 | 0 | 0 | 0 | 12.5503 | 17.5892 | 0.863 | 0 | 0.0141 | 0 | 0 | 30.1095 | 0 | 0 | 0.9368 | 0
5976 | 249 | 6 | 9 | Saturday | 23 | 0 | 0 | 0 | 6.6175 | 11.0335 | 0.863 | 0 | 0.0141 | 0 | 0 | 17.6211 | 0 | 0 | 0.9368 | 0
5977 | 250 | 7 | 9 | Sunday | 0 | 0 | 0 | 0 | 5.3583 | 10.6091 | 0.691 | 0 | 0.0112 | 0 | 0 | 15.9346 | 0 | 0 | 0.7494 | 0
5978 | 250 | 7 | 9 | Sunday | 1 | 0 | 0 | 0 | 5.2005 | 10.3969 | 0.691 | 0 | 0.0112 | 0 | 0 | 15.5647 | 0 | 0 | 0.7494 | 0
5979 | 250 | 7 | 9 | Sunday | 2 | 0 | 0 | 0 | 5.1909 | 10.3969 | 0.691 | 0 | 0.0112 | 0 | 0 | 15.5647 | 0 | 0 | 0.7494 | 0
5980 | 250 | 7 | 9 | Sunday | 3 | 0 | 0 | 0 | 5.1909 | 10.3969 | 0.691 | 0 | 0.0112 | 0 | 0 | 15.5647 | 0 | 0 | 0.7494 | 0
5981 | 250 | 7 | 9 | Sunday | 4 | 0 | 0 | 0 | 5.1909 | 10.3969 | 0.691 | 0 | 0.0112 | 0 | 0 | 15.5647 | 0 | 0 | 0.7494 | 0
5982 | 250 | 7 | 9 | Sunday | 5 | 0 | 0 | 0 | 5.6628 | 10.3969 | 1.208 | 0 | 0.0197 | 0 | 0 | 16.045 | 0 | 0 | 1.3115 | 0
5983 | 250 | 7 | 9 | Sunday | 6 | 0 | 0 | 0 | 6.1433 | 11.0335 | 0.691 | 0 | 0.0112 | 0 | 0.0835 | 17.1465 | 0 | 0 | 0.7494 | 0
5984 | 250 | 7 | 9 | Sunday | 7 | 0 | 0 | 0 | 9.425 | 14.6575 | 0.691 | 0 | 0.0112 | 0 | 0.9874 | 24.0522 | 0 | 0 | 0.7494 | 0
5985 | 250 | 7 | 9 | Sunday | 8 | 0 | 0 | 0 | 9.0398 | 15.5065 | 0.691 | 0 | 0.0112 | 0 | 4.275 | 24.5055 | 0 | 0 | 0.7494 | 0
5986 | 250 | 7 | 9 | Sunday | 9 | 0 | 0 | 0 | 8.4331 | 15.5065 | 0.691 | 0 | 0.0112 | 0 | 8.6175 | 23.8988 | 0 | 0 | 0.7494 | 0
5987 | 250 | 7 | 9 | Sunday | 10 | 0 | 0.599 | 0 | 8.7139 | 16.3554 | 0.691 | 0 | 0.0434 | 0 | 13.5031 | 25.6408 | 0 | 0 | 0.7494 | 0
5988 | 250 | 7 | 9 | Sunday | 11 | 0 | 1.063 | 0 | 8.5254 | 16.3554 | 1.036 | 0 | 0.0738 | 0 | 18.6615 | 25.9193 | 0 | 0 | 1.1241 | 0
5989 | 250 | 7 | 9 | Sunday | 12 | 0 | 4.581 | 0 | 11.1423 | 20.794 | 1.036 | 0 | 0.2699 | 0 | 22.6015 | 36.5297 | 0 | 0 | 1.1241 | 0
5990 | 250 | 7 | 9 | Sunday | 13 | 0 | 4.876 | 0 | 11.1175 | 20.794 | 1.554 | 0 | 0.2889 | 0 | 23.7366 | 36.806 | 0 | 0 | 1.6862 | 0
5991 | 250 | 7 | 9 | Sunday | 14 | 0 | 8.636 | 0 | 11.3053 | 20.794 | 1.036 | 0 | 0.489 | 0 | 19.9481 | 40.6863 | 0 | 0 | 1.1241 | 0
5992 | 250 | 7 | 9 | Sunday | 15 | 0 | 7.937 | 0 | 11.8484 | 20.794 | 0.691 | 0 | 0.4488 | 0 | 14.5378 | 40.6209 | 0 | 0 | 0.7494 | 0
5993 | 250 | 7 | 9 | Sunday | 16 | 0 | 8.731 | 0 | 11.9285 | 20.3695 | 0.691 | 0 | 0.4941 | 0 | 11.0375 | 41.0618 | 0 | 0 | 0.7494 | 0
5994 | 250 | 7 | 9 | Sunday | 17 | 0 | 6.844 | 0 | 11.6609 | 19.916 | 0.691 | 0 | 0.391 | 0 | 7.9912 | 38.4223 | 0 | 0 | 0.7494 | 0
5995 | 250 | 7 | 9 | Sunday | 18 | 0 | 6.326 | 0 | 12.1702 | 19.916 | 0.691 | 0 | 0.3525 | 0 | 4.1807 | 38.1533 | 0 | 0 | 0.7494 | 0
5996 | 250 | 7 | 9 | Sunday | 19 | 0 | 5.616 | 0 | 13.645 | 19.916 | 0.691 | 0 | 0.3223 | 0 | 1.7755 | 39.185 | 0 | 0 | 0.7494 | 0
5997 | 250 | 7 | 9 | Sunday | 20 | 0 | 0.843 | 0 | 13.6956 | 19.916 | 0.691 | 0 | 0.0573 | 0 | 0.3642 | 34.4214 | 0 | 0 | 0.7494 | 0
5998 | 250 | 7 | 9 | Sunday | 21 | 0 | 0 | 0 | 13.6956 | 19.916 | 1.208 | 0 | 0.0197 | 0 | 0 | 33.5809 | 0 | 0 | 1.3115 | 0
5999 | 250 | 7 | 9 | Sunday | 22 | 0 | 0 | 0 | 6.2927 | 11.8825 | 0.691 | 0 | 0.0112 | 0 | 0 | 18.1545 | 0 | 0 | 0.7494 | 0
6000 | 250 | 7 | 9 | Sunday | 23 | 0 | 0 | 0 | 5.6618 | 11.0335 | 0.691 | 0 | 0.0112 | 0 | 0 | 16.6746 | 0 | 0 | 0.7494 | 0
6001 | 251 | 8 | 9 | Monday | 0 | 0 | 0 | 0 | 5.1885 | 10.3969 | 0.863 | 0 | 0.0141 | 0 | 0 | 15.5675 | 0 | 0 | 0.9368 | 0
6002 | 251 | 8 | 9 | Monday | 1 | 0 | 0 | 0 | 5.1829 | 10.3969 | 0.863 | 0 | 0.0141 | 0 | 0 | 15.5675 | 0 | 0 | 0.9368 | 0
6003 | 251 | 8 | 9 | Monday | 2 | 0 | 0 | 0 | 5.1829 | 10.3969 | 0.863 | 0 | 0.0141 | 0 | 0 | 15.5675 | 0 | 0 | 0.9368 | 0
6004 | 251 | 8 | 9 | Monday | 3 | 0 | 0 | 0 | 5.1829 | 10.3969 | 0.863 | 0 | 0.0141 | 0 | 0 | 15.5675 | 0 | 0 | 0.9368 | 0
6005 | 251 | 8 | 9 | Monday | 4 | 0 | 0 | 0 | 5.6548 | 10.3969 | 0.863 | 0 | 0.0141 | 0 | 0 | 16.0394 | 0 | 0 | 0.9368 | 0
6006 | 251 | 8 | 9 | Monday | 5 | 0 | 0 | 0 | 8.8552 | 14.4831 | 1.381 | 0 | 0.0225 | 0 | 0 | 23.3344 | 0 | 0 | 1.4989 | 0
6007 | 251 | 8 | 9 | Monday | 6 | 0 | 0 | 0 | 17.0169 | 21.1313 | 1.208 | 0 | 0.0197 | 0 | 0.1121 | 38.1343 | 0 | 0 | 1.3114 | 0
6008 | 251 | 8 | 9 | Monday | 7 | 0 | 19.859 | 6.3262 | 27.7905 | 37.109 | 3.28 | 0 | 0.5446 | 8.4 | 1.1571 | 86.5883 | 0 | 0 | 3.5598 | 0
6009 | 251 | 8 | 9 | Monday | 8 | 0 | 3.782 | 27.1709 | 44.1049 | 79.9326 | 6.042 | 0 | 0.3036 | 16.56 | 4.8626 | 171.6894 | 0 | 0 | 6.5572 | 0
6010 | 251 | 8 | 9 | Monday | 9 | 0 | 7.269 | 27.1709 | 41.6052 | 84.3871 | 6.56 | 0 | 0.5125 | 10.32 | 11.0809 | 170.9158 | 0 | 0 | 7.119 | 0
6011 | 251 | 8 | 9 | Monday | 10 | 0 | 12.75 | 27.1709 | 39.4307 | 85.6606 | 6.733 | 0 | 0.8278 | 8.88 | 16.9744 | 173.997 | 0 | 0 | 7.3063 | 0
6012 | 251 | 8 | 9 | Monday | 11 | 0 | 4.223 | 27.1709 | 38.9502 | 85.6606 | 8.114 | 0 | 0.409 | 10.32 | 24.6661 | 166.5282 | 0 | 0 | 8.8044 | 0
6013 | 251 | 8 | 9 | Monday | 12 | 0 | 3.165 | 27.1709 | 36.8807 | 78.8121 | 9.84 | 0 | 0.3334 | 13.92 | 31.6951 | 160.1384 | 0 | 0 | 10.677 | 0
6014 | 251 | 8 | 9 | Monday | 13 | 0 | 7.265 | 27.1709 | 39.1608 | 85.6606 | 9.322 | 0 | 0.5533 | 11.52 | 33.0934 | 170.9861 | 0 | 0 | 10.1152 | 0
6015 | 251 | 8 | 9 | Monday | 14 | 0 | 14.931 | 27.1709 | 39.1689 | 85.6606 | 5.869 | 0 | 0.942 | 8.88 | 29.6654 | 176.0433 | 0 | 0 | 6.3696 | 0
6016 | 251 | 8 | 9 | Monday | 15 | 0 | 20.059 | 27.1709 | 39.9131 | 85.6606 | 5.697 | 0 | 1.1923 | 8.88 | 24.0628 | 180.8877 | 0 | 0 | 6.1824 | 0
6017 | 251 | 8 | 9 | Monday | 16 | 0 | 16.471 | 27.1709 | 40.803 | 85.2073 | 7.596 | 0 | 1.0484 | 11.04 | 18.1873 | 180.6974 | 0 | 0 | 8.2429 | 0
6018 | 251 | 8 | 9 | Monday | 17 | 0 | 3.923 | 27.1709 | 31.9435 | 55.9825 | 4.488 | 0 | 0.2822 | 14.88 | 11.362 | 133.8043 | 0 | 0 | 4.871 | 0
6019 | 251 | 8 | 9 | Monday | 18 | 0 | 5.551 | 13.5854 | 25.0251 | 40.9205 | 3.625 | 0 | 0.3719 | 4.8 | 4.9459 | 89.8854 | 0 | 0 | 3.9344 | 0
6020 | 251 | 8 | 9 | Monday | 19 | 0 | 0 | 0 | 27.2619 | 40.0131 | 2.589 | 0 | 0.0422 | 2.88 | 1.6332 | 70.1508 | 0 | 0 | 2.8103 | 0
6021 | 251 | 8 | 9 | Monday | 20 | 0 | 0.593 | 0 | 24.1068 | 33.1724 | 2.935 | 0 | 0.0802 | 0.96 | 0.3078 | 58.8318 | 0 | 0 | 3.1851 | 0
6022 | 251 | 8 | 9 | Monday | 21 | 0 | 0 | 0 | 24.1068 | 32.719 | 1.381 | 0 | 0.0225 | 0.96 | 0 | 57.7555 | 0 | 0 | 1.4988 | 0
6023 | 251 | 8 | 9 | Monday | 22 | 0 | 0 | 0 | 12.7362 | 17.8393 | 0.863 | 0 | 0.0141 | 0 | 0 | 30.5535 | 0 | 0 | 0.9368 | 0
6024 | 251 | 8 | 9 | Monday | 23 | 0 | 0 | 0 | 6.1377 | 11.0335 | 0.863 | 0 | 0.0141 | 0 | 0 | 17.1493 | 0 | 0 | 0.9368 | 0
6025 | 252 | 9 | 9 | Tuesday | 0 | 0 | 0 | 0 | 5.1885 | 10.3969 | 0.863 | 0 | 0.0141 | 0 | 0 | 15.5675 | 0 | 0 | 0.9368 | 0
6026 | 252 | 9 | 9 | Tuesday | 1 | 0 | 0 | 0 | 5.1829 | 10.3969 | 0.863 | 0 | 0.0141 | 0 | 0 | 15.5675 | 0 | 0 | 0.9368 | 0
6027 | 252 | 9 | 9 | Tuesday | 2 | 0 | 0 | 0 | 5.1829 | 10.3969 | 0.863 | 0 | 0.0141 | 0 | 0 | 15.5675 | 0 | 0 | 0.9368 | 0
6028 | 252 | 9 | 9 | Tuesday | 3 | 0 | 0 | 0 | 5.1829 | 10.3969 | 0.863 | 0 | 0.0141 | 0 | 0 | 15.5675 | 0 | 0 | 0.9368 | 0
6029 | 252 | 9 | 9 | Tuesday | 4 | 0 | 0 | 0 | 5.6548 | 10.3969 | 0.863 | 0 | 0.0141 | 0 | 0 | 16.0394 | 0 | 0 | 0.9368 | 0
6030 | 252 | 9 | 9 | Tuesday | 5 | 0 | 0 | 0 | 8.8552 | 14.4831 | 1.381 | 0 | 0.0225 | 0 | 0 | 23.3344 | 0 | 0 | 1.4989 | 0
6031 | 252 | 9 | 9 | Tuesday | 6 | 0 | 0 | 0 | 17.0169 | 21.1313 | 1.208 | 0 | 0.0197 | 0 | 0.1178 | 38.1343 | 0 | 0 | 1.3114 | 0
6032 | 252 | 9 | 9 | Tuesday | 7 | 0 | 9.972 | 1.5816 | 27.9817 | 37.109 | 3.28 | 0 | 0.2432 | 8.4 | 1.1339 | 77.5485 | 0 | 0 | 3.5598 | 0
6033 | 252 | 9 | 9 | Tuesday | 8 | 0 | 6.806 | 27.1709 | 46.2091 | 79.9326 | 6.042 | 0 | 0.3982 | 16.56 | 4.4182 | 175.0822 | 0 | 0 | 6.5572 | 0
6034 | 252 | 9 | 9 | Tuesday | 9 | 0 | 3.35 | 27.1709 | 42.4146 | 84.3871 | 6.56 | 0 | 0.2889 | 10.32 | 10.5804 | 167.7662 | 0 | 0 | 7.119 | 0
6035 | 252 | 9 | 9 | Tuesday | 10 | 0 | 9.636 | 27.1709 | 39.7729 | 85.6606 | 6.733 | 0 | 0.647 | 8.88 | 14.8502 | 171.2722 | 0 | 0 | 7.3063 | 0
6036 | 252 | 9 | 9 | Tuesday | 11 | 0 | 6.685 | 27.1709 | 38.7265 | 85.6606 | 8.114 | 0 | 0.502 | 10.32 | 17.1401 | 168.7442 | 0 | 0 | 8.8044 | 0
6037 | 252 | 9 | 9 | Tuesday | 12 | 0 | 1.538 | 27.1709 | 36.2142 | 78.8121 | 9.84 | 0 | 0.2461 | 13.92 | 19.3296 | 157.8342 | 0 | 0 | 10.677 | 0
6038 | 252 | 9 | 9 | Tuesday | 13 | 0 | 3.655 | 27.1709 | 38.3326 | 85.6606 | 9.322 | 0 | 0.3518 | 11.52 | 20.14 | 166.5161 | 0 | 0 | 10.1152 | 0
6039 | 252 | 9 | 9 | Tuesday | 14 | 0 | 8.829 | 27.1709 | 38.6579 | 85.6606 | 5.869 | 0 | 0.5848 | 8.88 | 18.7015 | 169.357 | 0 | 0 | 6.3696 | 0
6040 | 252 | 9 | 9 | Tuesday | 15 | 0 | 9.195 | 27.1709 | 39.6808 | 85.6606 | 5.697 | 0 | 0.6032 | 8.88 | 14.6086 | 170.7475 | 0 | 0 | 6.1824 | 0
6041 | 252 | 9 | 9 | Tuesday | 16 | 0 | 3.232 | 27.1709 | 40.8607 | 85.2073 | 7.596 | 0 | 0.3002 | 11.04 | 9.9681 | 167.6456 | 0 | 0 | 8.2429 | 0
6042 | 252 | 9 | 9 | Tuesday | 17 | 0 | 0.108 | 27.1709 | 32.7129 | 55.9825 | 4.488 | 0 | 0.0789 | 14.88 | 6.0583 | 130.9133 | 0 | 0 | 4.871 | 0
6043 | 252 | 9 | 9 | Tuesday | 18 | 0 | 0 | 13.5854 | 27.2643 | 40.9205 | 3.625 | 0 | 0.0591 | 4.8 | 2.9493 | 86.5765 | 0 | 0 | 3.9344 | 0
6044 | 252 | 9 | 9 | Tuesday | 19 | 0 | 0 | 0 | 27.9389 | 40.0131 | 2.589 | 0 | 0.0422 | 2.88 | 1.0551 | 70.8278 | 0 | 0 | 2.8103 | 0
6045 | 252 | 9 | 9 | Tuesday | 20 | 0 | 0 | 0 | 24.1068 | 33.1724 | 2.935 | 0 | 0.0478 | 0.96 | 0.166 | 58.2342 | 0 | 0 | 3.1851 | 0
6046 | 252 | 9 | 9 | Tuesday | 21 | 0 | 0 | 0 | 24.1068 | 32.719 | 1.381 | 0 | 0.0225 | 0.96 | 0 | 57.7555 | 0 | 0 | 1.4988 | 0
6047 | 252 | 9 | 9 | Tuesday | 22 | 0 | 0 | 0 | 12.7362 | 17.8393 | 0.863 | 0 | 0.0141 | 0 | 0 | 30.5535 | 0 | 0 | 0.9368 | 0
6048 | 252 | 9 | 9 | Tuesday | 23 | 0 | 0 | 0 | 6.1377 | 11.0335 | 0.863 | 0 | 0.0141 | 0 | 0 | 17.1493 | 0 | 0 | 0.9368 | 0
6049 | 253 | 10 | 9 | Wednesday | 0 | 0 | 0 | 0 | 5.1885 | 10.3969 | 0.863 | 0 | 0.0141 | 0 | 0 | 15.5675 | 0 | 0 | 0.9368 | 0
6050 | 253 | 10 | 9 | Wednesday | 1 | 0 | 0 | 0 | 5.1829 | 10.3969 | 0.863 | 0 | 0.0141 | 0 | 0 | 15.5675 | 0 | 0 | 0.9368 | 0
6051 | 253 | 10 | 9 | Wednesday | 2 | 0 | 0 | 0 | 5.1829 | 10.3969 | 0.863 | 0 | 0.0141 | 0 | 0 | 15.5675 | 0 | 0 | 0.9368 | 0
6052 | 253 | 10 | 9 | Wednesday | 3 | 0 | 0 | 0 | 5.1829 | 10.3969 | 0.863 | 0 | 0.0141 | 0 | 0 | 15.5675 | 0 | 0 | 0.9368 | 0
6053 | 253 | 10 | 9 | Wednesday | 4 | 0 | 0 | 0 | 5.6548 | 10.3969 | 0.863 | 0 | 0.0141 | 0 | 0 | 16.0394 | 0 | 0 | 0.9368 | 0
6054 | 253 | 10 | 9 | Wednesday | 5 | 0 | 0 | 0 | 8.8552 | 14.4831 | 1.381 | 0 | 0.0225 | 0 | 0 | 23.3344 | 0 | 0 | 1.4989 | 0
6055 | 253 | 10 | 9 | Wednesday | 6 | 0 | 0 | 0 | 17.0169 | 21.1313 | 1.208 | 0 | 0.0197 | 0 | 0 | 38.1343 | 0 | 0 | 1.3114 | 0
6056 | 253 | 10 | 9 | Wednesday | 7 | 0 | 7.663 | 1.5816 | 28.1581 | 37.109 | 3.28 | 0 | 0.2093 | 8.4 | 0.3786 | 77.4617 | 0 | 0 | 3.5598 | 0
6057 | 253 | 10 | 9 | Wednesday | 8 | 0 | 3.814 | 27.1709 | 43.9058 | 79.9326 | 6.042 | 0 | 0.3036 | 16.56 | 4.4885 | 171.2816 | 0 | 0 | 6.5572 | 0
6058 | 253 | 10 | 9 | Wednesday | 9 | 0 | 2.357 | 27.1709 | 41.0021 | 84.3871 | 6.56 | 0 | 0.2355 | 10.32 | 10.7329 | 165.3542 | 0 | 0 | 7.119 | 0
6059 | 253 | 10 | 9 | Wednesday | 10 | 0 | 4.491 | 27.1709 | 39.8983 | 85.6606 | 6.733 | 0 | 0.3587 | 8.88 | 18.3183 | 166.2463 | 0 | 0 | 7.3063 | 0
6060 | 253 | 10 | 9 | Wednesday | 11 | 1.322 | 4.185 | 27.1709 | 39.1558 | 85.6606 | 8.114 | 0 | 0.3806 | 10.32 | 24.5225 | 166.6698 | 0 | 0 | 10.1267 | 0
6061 | 253 | 10 | 9 | Wednesday | 12 | 0 | 1.152 | 27.1709 | 36.9342 | 78.8121 | 9.84 | 0 | 0.225 | 13.92 | 27.4223 | 158.1657 | 0 | 0 | 10.677 | 0
6062 | 253 | 10 | 9 | Wednesday | 13 | 0 | 3.28 | 27.1709 | 39.3317 | 85.6606 | 9.322 | 0 | 0.3315 | 11.52 | 27.277 | 167.1379 | 0 | 0 | 10.1152 | 0
6063 | 253 | 10 | 9 | Wednesday | 14 | 0 | 5.271 | 27.1709 | 39.5413 | 85.6606 | 5.869 | 0 | 0.3824 | 8.88 | 21.6551 | 166.6463 | 0 | 0 | 6.3696 | 0
6064 | 253 | 10 | 9 | Wednesday | 15 | 0 | 5.088 | 27.1709 | 40.4957 | 85.6606 | 5.697 | 0 | 0.369 | 8.88 | 13.4412 | 167.4128 | 0 | 0 | 6.1824 | 0
6065 | 253 | 10 | 9 | Wednesday | 16 | 0 | 5.563 | 27.1709 | 41.3937 | 85.2073 | 7.596 | 0 | 0.4279 | 11.04 | 10.1742 | 170.5268 | 0 | 0 | 8.2429 | 0
6066 | 253 | 10 | 9 | Wednesday | 17 | 0 | 1.519 | 27.1709 | 33.0564 | 55.9825 | 4.488 | 0 | 0.1595 | 14.88 | 7.2773 | 132.683 | 0 | 0 | 4.871 | 0
6067 | 253 | 10 | 9 | Wednesday | 18 | 0 | 0 | 13.5854 | 26.3551 | 40.9205 | 3.625 | 0 | 0.0591 | 4.8 | 3.1964 | 85.6673 | 0 | 0 | 3.9344 | 0
6068 | 253 | 10 | 9 | Wednesday | 19 | 0 | 0 | 0 | 27.8854 | 40.0131 | 2.589 | 0 | 0.0422 | 2.88 | 1.0632 | 70.7743 | 0 | 0 | 2.8103 | 0
6069 | 253 | 10 | 9 | Wednesday | 20 | 0 | 0 | 0 | 24.1068 | 33.1724 | 2.935 | 0 | 0.0478 | 0.96 | 0.1869 | 58.2342 | 0 | 0 | 3.1851 | 0
6070 | 253 | 10 | 9 | Wednesday | 21 | 0 | 0 | 0 | 24.1068 | 32.719 | 1.381 | 0 | 0.0225 | 0.96 | 0 | 57.7555 | 0 | 0 | 1.4988 | 0
6071 | 253 | 10 | 9 | Wednesday | 22 | 0 | 0 | 0 | 12.7362 | 17.8393 | 0.863 | 0 | 0.0141 | 0 | 0 | 30.5535 | 0 | 0 | 0.9368 | 0
6072 | 253 | 10 | 9 | Wednesday | 23 | 0 | 0 | 0 | 6.1377 | 11.0335 | 0.863 | 0 | 0.0141 | 0 | 0 | 17.1493 | 0 | 0 | 0.9368 | 0
6073 | 254 | 11 | 9 | Thursday | 0 | 0 | 0 | 0 | 5.1885 | 10.3969 | 0.863 | 0 | 0.0141 | 0 | 0 | 15.5675 | 0 | 0 | 0.9368 | 0
6074 | 254 | 11 | 9 | Thursday | 1 | 0 | 0 | 0 | 5.1829 | 10.3969 | 0.863 | 0 | 0.0141 | 0 | 0 | 15.5675 | 0 | 0 | 0.9368 | 0
6075 | 254 | 11 | 9 | Thursday | 2 | 0 | 0 | 0 | 5.1829 | 10.3969 | 0.863 | 0 | 0.0141 | 0 | 0 | 15.5675 | 0 | 0 | 0.9368 | 0
6076 | 254 | 11 | 9 | Thursday | 3 | 0 | 0 | 0 | 5.1829 | 10.3969 | 0.863 | 0 | 0.0141 | 0 | 0 | 15.5675 | 0 | 0 | 0.9368 | 0
6077 | 254 | 11 | 9 | Thursday | 4 | 0 | 0 | 0 | 5.6548 | 10.3969 | 0.863 | 0 | 0.0141 | 0 | 0 | 16.0394 | 0 | 0 | 0.9368 | 0
6078 | 254 | 11 | 9 | Thursday | 5 | 0 | 0 | 0 | 8.8552 | 14.4831 | 1.381 | 0 | 0.0225 | 0 | 0 | 23.3344 | 0 | 0 | 1.4989 | 0
6079 | 254 | 11 | 9 | Thursday | 6 | 0 | 0 | 0 | 17.0169 | 21.1313 | 1.208 | 0 | 0.0197 | 0 | 0 | 38.1343 | 0 | 0 | 1.3114 | 0
6080 | 254 | 11 | 9 | Thursday | 7 | 0 | 3.782 | 1.5816 | 28.1632 | 37.109 | 3.28 | 0 | 0.1728 | 8.4 | 0.411 | 77.1051 | 0 | 0 | 3.5598 | 0
6081 | 254 | 11 | 9 | Thursday | 8 | 0 | 2.773 | 27.1709 | 45.857 | 79.9326 | 6.042 | 0 | 0.2547 | 16.56 | 5.3546 | 172.4311 | 0 | 0 | 6.5572 | 0
6082 | 254 | 11 | 9 | Thursday | 9 | 0 | 1.074 | 27.1709 | 43.203 | 84.3871 | 6.56 | 0 | 0.1657 | 10.32 | 13.286 | 166.2623 | 0 | 0 | 7.119 | 0
6083 | 254 | 11 | 9 | Thursday | 10 | 0 | 2.415 | 27.1709 | 39.944 | 85.6606 | 6.733 | 0 | 0.2413 | 8.88 | 20.4851 | 164.1956 | 0 | 0 | 7.3063 | 0
6084 | 254 | 11 | 9 | Thursday | 11 | 0.835 | 3.463 | 27.1709 | 38.9592 | 85.6606 | 8.114 | 0 | 0.3373 | 10.32 | 24.9404 | 165.7417 | 0 | 0 | 9.6395 | 0
6085 | 254 | 11 | 9 | Thursday | 12 | 0 | 1.714 | 27.1709 | 36.6255 | 78.8121 | 9.84 | 0 | 0.2552 | 13.92 | 28.4566 | 158.4222 | 0 | 0 | 10.677 | 0
6086 | 254 | 11 | 9 | Thursday | 13 | 0 | 18.927 | 27.1709 | 38.7007 | 85.6606 | 9.322 | 0 | 1.1071 | 11.52 | 28.2293 | 179.7513 | 0 | 0 | 10.1152 | 0
6087 | 254 | 11 | 9 | Thursday | 14 | 0 | 24.325 | 27.1709 | 38.8098 | 85.6606 | 5.869 | 0 | 1.4186 | 8.88 | 21.6836 | 183.6657 | 0 | 0 | 6.3696 | 0
6088 | 254 | 11 | 9 | Thursday | 15 | 0 | 15.144 | 27.1709 | 40.2019 | 85.6606 | 5.697 | 0 | 0.9466 | 8.88 | 12.2912 | 177.2257 | 0 | 0 | 6.1824 | 0
6089 | 254 | 11 | 9 | Thursday | 16 | 0 | 13.636 | 27.1709 | 41.6422 | 85.2073 | 7.596 | 0 | 0.8924 | 11.04 | 7.1754 | 178.8921 | 0 | 0 | 8.2429 | 0
6090 | 254 | 11 | 9 | Thursday | 17 | 0 | 2.03 | 27.1709 | 33.934 | 55.9825 | 4.488 | 0 | 0.1827 | 14.88 | 6.054 | 133.9819 | 0 | 0 | 4.871 | 0
6091 | 254 | 11 | 9 | Thursday | 18 | 0 | 0 | 13.5854 | 27.53 | 40.9205 | 3.625 | 0 | 0.0591 | 4.8 | 2.9433 | 86.8422 | 0 | 0 | 3.9344 | 0
6092 | 254 | 11 | 9 | Thursday | 19 | 0 | 0 | 0 | 28.1468 | 40.0131 | 2.589 | 0 | 0.0422 | 2.88 | 0.7348 | 71.0358 | 0 | 0 | 2.8103 | 0
6093 | 254 | 11 | 9 | Thursday | 20 | 0 | 0 | 0 | 24.1068 | 33.1724 | 2.935 | 0 | 0.0478 | 0.96 | 0.0886 | 58.2342 | 0 | 0 | 3.1851 | 0
6094 | 254 | 11 | 9 | Thursday | 21 | 0 | 0 | 0 | 24.1068 | 32.719 | 1.381 | 0 | 0.0225 | 0.96 | 0 | 57.7555 | 0 | 0 | 1.4988 | 0
6095 | 254 | 11 | 9 | Thursday | 22 | 0 | 0 | 0 | 12.7362 | 17.8393 | 0.863 | 0 | 0.0141 | 0 | 0 | 30.5535 | 0 | 0 | 0.9368 | 0
6096 | 254 | 11 | 9 | Thursday | 23 | 0 | 0 | 0 | 6.1377 | 11.0335 | 0.863 | 0 | 0.0141 | 0 | 0 | 17.1493 | 0 | 0 | 0.9368 | 0
6097 | 255 | 12 | 9 | Friday | 0 | 0 | 0 | 0 | 5.1885 | 10.3969 | 0.863 | 0 | 0.0141 | 0 | 0 | 15.5675 | 0 | 0 | 0.9368 | 0
6098 | 255 | 12 | 9 | Friday | 1 | 0 | 0 | 0 | 5.1829 | 10.3969 | 0.863 | 0 | 0.0141 | 0 | 0 | 15.5675 | 0 | 0 | 0.9368 | 0
6099 | 255 | 12 | 9 | Friday | 2 | 0 | 0 | 0 | 5.1829 | 10.3969 | 0.863 | 0 | 0.0141 | 0 | 0 | 15.5675 | 0 | 0 | 0.9368 | 0
6100 | 255 | 12 | 9 | Friday | 3 | 0 | 0 | 0 | 5.1829 | 10.3969 | 0.863 | 0 | 0.0141 | 0 | 0 | 15.5675 | 0 | 0 | 0.9368 | 0
6101 | 255 | 12 | 9 | Friday | 4 | 0 | 0 | 0 | 5.6548 | 10.3969 | 0.863 | 0 | 0.0141 | 0 | 0 | 16.0394 | 0 | 0 | 0.9368 | 0
6102 | 255 | 12 | 9 | Friday | 5 | 0 | 0 | 0 | 8.8552 | 14.4831 | 1.381 | 0 | 0.0225 | 0 | 0 | 23.3344 | 0 | 0 | 1.4989 | 0
6103 | 255 | 12 | 9 | Friday | 6 | 0 | 0 | 0 | 17.0169 | 21.1313 | 1.208 | 0 | 0.0197 | 0 | 0 | 38.1343 | 0 | 0 | 1.3114 | 0
6104 | 255 | 12 | 9 | Friday | 7 | 0 | 3.173 | 1.5816 | 28.2964 | 37.109 | 3.28 | 0 | 0.1685 | 8.4 | 0.2703 | 77.2021 | 0 | 0 | 3.5598 | 0
6105 | 255 | 12 | 9 | Friday | 8 | 0 | 2.422 | 27.1709 | 49.7317 | 79.9326 | 6.042 | 0 | 0.2345 | 16.56 | 2.5028 | 175.952 | 0 | 0 | 6.5572 | 0
6106 | 255 | 12 | 9 | Friday | 9 | 0 | 1.221 | 27.1709 | 44.6489 | 84.3871 | 6.56 | 0 | 0.1734 | 10.32 | 7.3415 | 167.8563 | 0 | 0 | 7.119 | 0
6107 | 255 | 12 | 9 | Friday | 10 | 0 | 0.586 | 27.1709 | 40.4134 | 85.6606 | 6.733 | 0 | 0.1414 | 8.88 | 13.2991 | 162.822 | 0 | 0 | 7.3063 | 0
6108 | 255 | 12 | 9 | Friday | 11 | 0 | 0.909 | 27.1709 | 39.0493 | 85.6606 | 8.114 | 0 | 0.1817 | 10.32 | 17.4064 | 163.2417 | 0 | 0 | 8.8044 | 0
6109 | 255 | 12 | 9 | Friday | 12 | 0 | 1.16 | 27.1709 | 36.8575 | 78.8121 | 9.84 | 0 | 0.225 | 13.92 | 21.6123 | 158.096 | 0 | 0 | 10.677 | 0
6110 | 255 | 12 | 9 | Friday | 13 | 0 | 11.851 | 27.1709 | 39.2978 | 85.6606 | 9.322 | 0 | 0.8187 | 11.52 | 23.5335 | 175.7608 | 0 | 0 | 10.1152 | 0
6111 | 255 | 12 | 9 | Friday | 14 | 0 | 20.019 | 27.1709 | 39.3676 | 85.6606 | 5.869 | 0 | 1.2183 | 8.88 | 22.2442 | 180.8542 | 0 | 0 | 6.3696 | 0
6112 | 255 | 12 | 9 | Friday | 15 | 0 | 33.39 | 27.1709 | 39.9229 | 85.6606 | 5.697 | 0 | 1.637 | 8.88 | 16.9012 | 188.0868 | 0 | 0 | 6.1824 | 0
6113 | 255 | 12 | 9 | Friday | 16 | 0 | 25.908 | 27.1709 | 40.7101 | 85.2073 | 7.596 | 0 | 1.413 | 11.04 | 12.201 | 186.5581 | 0 | 0 | 8.2429 | 0
6114 | 255 | 12 | 9 | Friday | 17 | 0 | 2.684 | 27.1709 | 31.9066 | 55.9825 | 4.488 | 0 | 0.2212 | 14.88 | 8.7887 | 132.7459 | 0 | 0 | 4.871 | 0
6115 | 255 | 12 | 9 | Friday | 18 | 0 | 2.862 | 13.5854 | 24.898 | 40.9205 | 3.625 | 0 | 0.219 | 4.8 | 4.408 | 87.142 | 0 | 0 | 3.9344 | 0
6116 | 255 | 12 | 9 | Friday | 19 | 0 | 0 | 0 | 27.4527 | 40.0131 | 2.589 | 0 | 0.0422 | 2.88 | 1.385 | 70.3416 | 0 | 0 | 2.8103 | 0
6117 | 255 | 12 | 9 | Friday | 20 | 0 | 0 | 0 | 24.1068 | 33.1724 | 2.935 | 0 | 0.0478 | 0.96 | 0.2397 | 58.2342 | 0 | 0 | 3.1851 | 0
6118 | 255 | 12 | 9 | Friday | 21 | 0 | 0 | 0 | 24.1068 | 32.719 | 1.381 | 0 | 0.0225 | 0.96 | 0 | 57.7555 | 0 | 0 | 1.4988 | 0
6119 | 255 | 12 | 9 | Friday | 22 | 0 | 0 | 0 | 12.7362 | 17.8393 | 0.863 | 0 | 0.0141 | 0 | 0 | 30.5535 | 0 | 0 | 0.9368 | 0
6120 | 255 | 12 | 9 | Friday | 23 | 0 | 0 | 0 | 6.1377 | 11.0335 | 0.863 | 0 | 0.0141 | 0 | 0 | 17.1493 | 0 | 0 | 0.9368 | 0
6121 | 256 | 13 | 9 | Saturday | 0 | 0 | 0 | 0 | 5.3495 | 10.6091 | 0.863 | 0 | 0.0141 | 0 | 0 | 15.9374 | 0 | 0 | 0.9368 | 0
6122 | 256 | 13 | 9 | Saturday | 1 | 0 | 0 | 0 | 5.1845 | 10.3969 | 0.863 | 0 | 0.0141 | 0 | 0 | 15.5675 | 0 | 0 | 0.9368 | 0
6123 | 256 | 13 | 9 | Saturday | 2 | 0 | 0 | 0 | 5.1845 | 10.3969 | 0.863 | 0 | 0.0141 | 0 | 0 | 15.5675 | 0 | 0 | 0.9368 | 0
6124 | 256 | 13 | 9 | Saturday | 3 | 0 | 0 | 0 | 5.1845 | 10.3969 | 0.863 | 0 | 0.0141 | 0 | 0 | 15.5675 | 0 | 0 | 0.9368 | 0
6125 | 256 | 13 | 9 | Saturday | 4 | 0 | 0 | 0 | 5.1845 | 10.3969 | 0.863 | 0 | 0.0141 | 0 | 0 | 15.5675 | 0 | 0 | 0.9368 | 0
6126 | 256 | 13 | 9 | Saturday | 5 | 0 | 0 | 0 | 5.6564 | 10.3969 | 1.381 | 0 | 0.0225 | 0 | 0 | 16.0478 | 0 | 0 | 1.4989 | 0
6127 | 256 | 13 | 9 | Saturday | 6 | 0 | 0 | 0 | 10.2167 | 14.454 | 1.208 | 0 | 0.0197 | 0 | 0 | 24.6584 | 0 | 0 | 1.3114 | 0
6128 | 256 | 13 | 9 | Saturday | 7 | 0 | 0 | 0 | 14.0996 | 18.078 | 1.899 | 0 | 0.0309 | 3.84 | 0.0721 | 36.0357 | 0 | 0 | 2.061 | 0
6129 | 256 | 13 | 9 | Saturday | 8 | 0 | 0 | 0 | 23.2581 | 33.4891 | 2.589 | 0 | 0.0422 | 3.36 | 0.7856 | 60.1246 | 0 | 0 | 2.8104 | 0
6130 | 256 | 13 | 9 | Saturday | 9 | 0 | 0 | 0 | 22.462 | 36.0383 | 3.625 | 0 | 0.0591 | 5.04 | 3.505 | 63.5802 | 0 | 0 | 3.9345 | 0
6131 | 256 | 13 | 9 | Saturday | 10 | 0 | 2.142 | 0 | 19.6563 | 36.8872 | 3.28 | 0 | 0.1694 | 4.32 | 9.2619 | 63.0544 | 0 | 0 | 3.5597 | 0
6132 | 256 | 13 | 9 | Saturday | 11 | 0 | 6.347 | 0 | 18.3179 | 36.8872 | 3.97 | 0 | 0.4126 | 6 | 17.4291 | 67.6386 | 0 | 0 | 4.3092 | 0
6133 | 256 | 13 | 9 | Saturday | 12 | 0 | 6.174 | 0 | 14.942 | 26.6109 | 3.453 | 0 | 0.3911 | 5.04 | 24.8641 | 52.8323 | 0 | 0 | 3.7471 | 0
6134 | 256 | 13 | 9 | Saturday | 13 | 0 | 6.453 | 0 | 14.9397 | 26.1571 | 3.28 | 0 | 0.4051 | 3.12 | 27.6079 | 50.7294 | 0 | 0 | 3.5597 | 0
6135 | 256 | 13 | 9 | Saturday | 14 | 0 | 6.614 | 0 | 14.4972 | 26.1571 | 2.589 | 0 | 0.4021 | 1.92 | 27.4959 | 49.2338 | 0 | 0 | 2.8103 | 0
6136 | 256 | 13 | 9 | Saturday | 15 | 0 | 6.97 | 0 | 14.8414 | 26.1571 | 2.072 | 0 | 0.4161 | 0.96 | 24.9469 | 48.9682 | 0 | 0 | 2.2483 | 0
6137 | 256 | 13 | 9 | Saturday | 16 | 0 | 6.922 | 0 | 15.3193 | 26.1571 | 2.417 | 0 | 0.4159 | 1.2 | 19.0795 | 49.6408 | 0 | 0 | 2.623 | 0
6138 | 256 | 13 | 9 | Saturday | 17 | 0 | 6.771 | 0 | 11.6761 | 19.2871 | 1.208 | 0 | 0.3896 | 1.44 | 11.2756 | 39.1898 | 0 | 0 | 1.3114 | 0
6139 | 256 | 13 | 9 | Saturday | 18 | 0 | 1.544 | 0 | 12.1307 | 19.2871 | 1.208 | 0 | 0.1028 | 0 | 4.7425 | 32.9282 | 0 | 0 | 1.3114 | 0
6140 | 256 | 13 | 9 | Saturday | 19 | 0 | 2.544 | 0 | 13.4329 | 19.2871 | 1.208 | 0 | 0.1572 | 0 | 1.6561 | 35.2375 | 0 | 0 | 1.3114 | 0
6141 | 256 | 13 | 9 | Saturday | 20 | 0 | 1.603 | 0 | 13.8282 | 19.2871 | 1.208 | 0 | 0.1073 | 0 | 0.2813 | 34.6903 | 0 | 0 | 1.3114 | 0
6142 | 256 | 13 | 9 | Saturday | 21 | 0 | 0 | 0 | 13.8282 | 19.2871 | 1.554 | 0 | 0.0253 | 0 | 0 | 33.0807 | 0 | 0 | 1.6862 | 0
6143 | 256 | 13 | 9 | Saturday | 22 | 0 | 0 | 0 | 12.5503 | 17.5892 | 0.863 | 0 | 0.0141 | 0 | 0 | 30.1095 | 0 | 0 | 0.9368 | 0
6144 | 256 | 13 | 9 | Saturday | 23 | 0 | 0 | 0 | 6.6175 | 11.0335 | 0.863 | 0 | 0.0141 | 0 | 0 | 17.6211 | 0 | 0 | 0.9368 | 0
6145 | 257 | 14 | 9 | Sunday | 0 | 0 | 0 | 0 | 5.3583 | 10.6091 | 0.691 | 0 | 0.0112 | 0 | 0 | 15.9346 | 0 | 0 | 0.7494 | 0
6146 | 257 | 14 | 9 | Sunday | 1 | 0 | 0 | 0 | 5.2005 | 10.3969 | 0.691 | 0 | 0.0112 | 0 | 0 | 15.5647 | 0 | 0 | 0.7494 | 0
6147 | 257 | 14 | 9 | Sunday | 2 | 0 | 0 | 0 | 5.1909 | 10.3969 | 0.691 | 0 | 0.0112 | 0 | 0 | 15.5647 | 0 | 0 | 0.7494 | 0
6148 | 257 | 14 | 9 | Sunday | 3 | 0 | 0 | 0 | 5.1909 | 10.3969 | 0.691 | 0 | 0.0112 | 0 | 0 | 15.5647 | 0 | 0 | 0.7494 | 0
6149 | 257 | 14 | 9 | Sunday | 4 | 0 | 0 | 0 | 5.1909 | 10.3969 | 0.691 | 0 | 0.0112 | 0 | 0 | 15.5647 | 0 | 0 | 0.7494 | 0
6150 | 257 | 14 | 9 | Sunday | 5 | 0 | 0 | 0 | 5.6628 | 10.3969 | 1.208 | 0 | 0.0197 | 0 | 0 | 16.045 | 0 | 0 | 1.3115 | 0
6151 | 257 | 14 | 9 | Sunday | 6 | 0 | 0 | 0 | 6.1433 | 11.0335 | 0.691 | 0 | 0.0112 | 0 | 0 | 17.1465 | 0 | 0 | 0.7494 | 0
6152 | 257 | 14 | 9 | Sunday | 7 | 0 | 0 | 0 | 9.535 | 14.6575 | 0.691 | 0 | 0.0112 | 0 | 0.3477 | 24.1621 | 0 | 0 | 0.7494 | 0
6153 | 257 | 14 | 9 | Sunday | 8 | 0 | 0 | 0 | 9.3937 | 15.5065 | 0.691 | 0 | 0.0112 | 0 | 3.7167 | 24.8594 | 0 | 0 | 0.7494 | 0
6154 | 257 | 14 | 9 | Sunday | 9 | 0 | 0 | 0 | 8.5805 | 15.5065 | 0.691 | 0 | 0.0112 | 0 | 9.5067 | 24.0462 | 0 | 0 | 0.7494 | 0
6155 | 257 | 14 | 9 | Sunday | 10 | 0 | 0 | 0 | 8.725 | 16.3554 | 0.691 | 0 | 0.0112 | 0 | 15.0652 | 25.0493 | 0 | 0 | 0.7494 | 0
6156 | 257 | 14 | 9 | Sunday | 11 | 0 | 0.59 | 0 | 8.5292 | 16.3554 | 1.036 | 0 | 0.0486 | 0 | 18.5312 | 25.4476 | 0 | 0 | 1.1241 | 0
6157 | 257 | 14 | 9 | Sunday | 12 | 0 | 4.044 | 0 | 11.1467 | 20.794 | 1.036 | 0 | 0.2365 | 0 | 21.7757 | 35.988 | 0 | 0 | 1.1241 | 0
6158 | 257 | 14 | 9 | Sunday | 13 | 0 | 4.118 | 0 | 11.1552 | 20.794 | 1.554 | 0 | 0.2473 | 0 | 22.7767 | 36.0795 | 0 | 0 | 1.6862 | 0
6159 | 257 | 14 | 9 | Sunday | 14 | 0 | 5.352 | 0 | 11.3624 | 20.794 | 1.036 | 0 | 0.3073 | 0 | 19.5643 | 37.5239 | 0 | 0 | 1.1241 | 0
6160 | 257 | 14 | 9 | Sunday | 15 | 0 | 7.234 | 0 | 11.8092 | 20.794 | 0.691 | 0 | 0.4035 | 0 | 17.3856 | 39.7191 | 0 | 0 | 0.7494 | 0
6161 | 257 | 14 | 9 | Sunday | 16 | 0 | 7.038 | 0 | 11.9581 | 20.3695 | 0.691 | 0 | 0.3997 | 0 | 14.3469 | 39.3842 | 0 | 0 | 0.7494 | 0
6162 | 257 | 14 | 9 | Sunday | 17 | 0 | 4.958 | 0 | 11.7864 | 19.916 | 0.691 | 0 | 0.2869 | 0 | 9.1023 | 36.6352 | 0 | 0 | 0.7494 | 0
6163 | 257 | 14 | 9 | Sunday | 18 | 0 | 1.96 | 0 | 12.4634 | 19.916 | 0.691 | 0 | 0.1177 | 0 | 3.6954 | 34.3124 | 0 | 0 | 0.7494 | 0
6164 | 257 | 14 | 9 | Sunday | 19 | 0 | 3.816 | 0 | 13.9043 | 19.916 | 0.691 | 0 | 0.2215 | 0 | 0.7456 | 37.6277 | 0 | 0 | 0.7494 | 0
6165 | 257 | 14 | 9 | Sunday | 20 | 0 | 1.071 | 0 | 13.6956 | 19.916 | 0.691 | 0 | 0.0712 | 0 | 0 | 34.6535 | 0 | 0 | 0.7494 | 0
6166 | 257 | 14 | 9 | Sunday | 21 | 0 | 0 | 0 | 13.6956 | 19.916 | 1.208 | 0 | 0.0197 | 0 | 0 | 33.5809 | 0 | 0 | 1.3115 | 0
6167 | 257 | 14 | 9 | Sunday | 22 | 0 | 0 | 0 | 6.2927 | 11.8825 | 0.691 | 0 | 0.0112 | 0 | 0 | 18.1545 | 0 | 0 | 0.7494 | 0
6168 | 257 | 14 | 9 | Sunday | 23 | 0 | 0 | 0 | 5.6618 | 11.0335 | 0.691 | 0 | 0.0112 | 0 | 0 | 16.6746 | 0 | 0 | 0.7494 | 0
6169 | 258 | 15 | 9 | Monday | 0 | 0 | 0 | 0 | 5.1885 | 10.3969 | 0.863 | 0 | 0.0141 | 0 | 0 | 15.5675 | 0 | 0 | 0.9368 | 0
6170 | 258 | 15 | 9 | Monday | 1 | 0 | 0 | 0 | 5.1829 | 10.3969 | 0.863 | 0 | 0.0141 | 0 | 0 | 15.5675 | 0 | 0 | 0.9368 | 0
6171 | 258 | 15 | 9 | Monday | 2 | 0 | 0 | 0 | 5.1829 | 10.3969 | 0.863 | 0 | 0.0141 | 0 | 0 | 15.5675 | 0 | 0 | 0.9368 | 0
6172 | 258 | 15 | 9 | Monday | 3 | 0 | 0 | 0 | 5.1829 | 10.3969 | 0.863 | 0 | 0.0141 | 0 | 0 | 15.5675 | 0 | 0 | 0.9368 | 0
6173 | 258 | 15 | 9 | Monday | 4 | 0 | 0 | 0 | 5.6548 | 10.3969 | 0.863 | 0 | 0.0141 | 0 | 0 | 16.0394 | 0 | 0 | 0.9368 | 0
6174 | 258 | 15 | 9 | Monday | 5 | 0 | 0 | 0 | 8.8552 | 14.4831 | 1.381 | 0 | 0.0225 | 0 | 0 | 23.3344 | 0 | 0 | 1.4989 | 0
6175 | 258 | 15 | 9 | Monday | 6 | 0 | 0 | 0 | 17.0169 | 21.1313 | 1.208 | 0 | 0.0197 | 0 | 0 | 38.1343 | 0 | 0 | 1.3114 | 0
6176 | 258 | 15 | 9 | Monday | 7 | 0 | 16.438 | 4.7447 | 28.1962 | 37.109 | 3.28 | 0 | 0.4602 | 8.4 | 0.3697 | 84.2115 | 0 | 0 | 3.5598 | 0
6177 | 258 | 15 | 9 | Monday | 8 | 0 | 3.923 | 27.1709 | 44.5398 | 79.9326 | 6.042 | 0 | 0.3123 | 16.56 | 4.3029 | 172.2677 | 0 | 0 | 6.5572 | 0
6178 | 258 | 15 | 9 | Monday | 9 | 0 | 5.666 | 27.1709 | 40.8815 | 84.3871 | 6.56 | 0 | 0.419 | 10.32 | 11.7057 | 168.5703 | 0 | 0 | 7.119 | 0
6179 | 258 | 15 | 9 | Monday | 10 | 0 | 9.823 | 27.1709 | 39.7911 | 85.6606 | 6.733 | 0 | 0.658 | 8.88 | 19.008 | 171.4772 | 0 | 0 | 7.3063 | 0
6180 | 258 | 15 | 9 | Monday | 11 | 1.285 | 9.938 | 27.1709 | 39.0327 | 85.6606 | 8.114 | 0 | 0.7101 | 10.32 | 21.9872 | 172.3594 | 0 | 0 | 10.0893 | 0
6181 | 258 | 15 | 9 | Monday | 12 | 0 | 2.307 | 27.1709 | 36.8693 | 78.8121 | 9.84 | 0 | 0.2881 | 13.92 | 20.3155 | 159.2646 | 0 | 0 | 10.677 | 0
6182 | 258 | 15 | 9 | Monday | 13 | 0 | 5.361 | 27.1709 | 40.296 | 85.6606 | 9.322 | 0 | 0.445 | 11.52 | 14.5446 | 170.1984 | 0 | 0 | 10.1152 | 0
6183 | 258 | 15 | 9 | Monday | 14 | 0 | 7.504 | 27.1709 | 42.7163 | 85.6606 | 5.869 | 0 | 0.5066 | 8.88 | 8.0033 | 172.0734 | 0 | 0 | 6.3696 | 0
6184 | 258 | 15 | 9 | Monday | 15 | 0 | 3.063 | 27.1709 | 47.2213 | 85.6606 | 5.697 | 0 | 0.2581 | 8.88 | 4.9936 | 172.0979 | 0 | 0 | 6.1824 | 0
6185 | 258 | 15 | 9 | Monday | 16 | 0 | 0.97 | 27.1709 | 53.8796 | 85.2073 | 7.596 | 0 | 0.1764 | 11.04 | 2.8472 | 178.3849 | 0 | 0 | 8.2429 | 0
6186 | 258 | 15 | 9 | Monday | 17 | 0 | 0.447 | 27.1709 | 42.1206 | 55.9825 | 4.488 | 0 | 0.0971 | 14.88 | 1.4808 | 140.6628 | 0 | 0 | 4.871 | 0
6187 | 258 | 15 | 9 | Monday | 18 | 0 | 0.753 | 13.5854 | 30.5584 | 40.9205 | 3.625 | 0 | 0.1 | 4.8 | 0.7685 | 90.6289 | 0 | 0 | 3.9344 | 0
6188 | 258 | 15 | 9 | Monday | 19 | 0 | 0 | 0 | 28.3042 | 40.0131 | 2.589 | 0 | 0.0422 | 2.88 | 0.193 | 71.1932 | 0 | 0 | 2.8103 | 0
6189 | 258 | 15 | 9 | Monday | 20 | 0 | 0.601 | 0 | 24.1068 | 33.1724 | 2.935 | 0 | 0.0803 | 0.96 | 0 | 58.839 | 0 | 0 | 3.1851 | 0
6190 | 258 | 15 | 9 | Monday | 21 | 0 | 0 | 0 | 24.1068 | 32.719 | 1.381 | 0 | 0.0225 | 0.96 | 0 | 57.7555 | 0 | 0 | 1.4988 | 0
6191 | 258 | 15 | 9 | Monday | 22 | 0 | 0 | 0 | 12.7362 | 17.8393 | 0.863 | 0 | 0.0141 | 0 | 0 | 30.5535 | 0 | 0 | 0.9368 | 0
6192 | 258 | 15 | 9 | Monday | 23 | 0 | 0 | 0 | 6.1377 | 11.0335 | 0.863 | 0 | 0.0141 | 0 | 0 | 17.1493 | 0 | 0 | 0.9368 | 0
6193 | 259 | 16 | 9 | Tuesday | 0 | 0 | 0 | 0 | 5.1885 | 10.3969 | 0.863 | 0 | 0.0141 | 0 | 0 | 15.5675 | 0 | 0 | 0.9368 | 0
6194 | 259 | 16 | 9 | Tuesday | 1 | 0 | 0 | 0 | 5.1829 | 10.3969 | 0.863 | 0 | 0.0141 | 0 | 0 | 15.5675 | 0 | 0 | 0.9368 | 0
6195 | 259 | 16 | 9 | Tuesday | 2 | 0 | 0 | 0 | 5.1829 | 10.3969 | 0.863 | 0 | 0.0141 | 0 | 0 | 15.5675 | 0 | 0 | 0.9368 | 0
6196 | 259 | 16 | 9 | Tuesday | 3 | 0 | 0 | 0 | 5.1829 | 10.3969 | 0.863 | 0 | 0.0141 | 0 | 0 | 15.5675 | 0 | 0 | 0.9368 | 0
6197 | 259 | 16 | 9 | Tuesday | 4 | 0 | 0 | 0 | 5.6548 | 10.3969 | 0.863 | 0 | 0.0141 | 0 | 0 | 16.0394 | 0 | 0 | 0.9368 | 0
6198 | 259 | 16 | 9 | Tuesday | 5 | 0 | 0 | 0 | 8.8552 | 14.4831 | 1.381 | 0 | 0.0225 | 0 | 0 | 23.3344 | 0 | 0 | 1.4989 | 0
6199 | 259 | 16 | 9 | Tuesday | 6 | 0 | 0 | 0 | 17.0169 | 21.1313 | 1.208 | 0 | 0.0197 | 0 | 0 | 38.1343 | 0 | 0 | 1.3114 | 0
6200 | 259 | 16 | 9 | Tuesday | 7 | 0 | 8.323 | 1.5816 | 28.2361 | 37.109 | 3.28 | 0 | 0.2203 | 8.4 | 0.2812 | 77.6142 | 0 | 0 | 3.5598 | 0
6201 | 259 | 16 | 9 | Tuesday | 8 | 0 | 4.913 | 27.1709 | 45.6511 | 79.9326 | 6.042 | 0 | 0.3341 | 16.56 | 3.1434 | 173.475 | 0 | 0 | 6.5572 | 0
6202 | 259 | 16 | 9 | Tuesday | 9 | 0 | 2.252 | 27.1709 | 41.3038 | 84.3871 | 6.56 | 0 | 0.2298 | 10.32 | 7.7703 | 165.5497 | 0 | 0 | 7.119 | 0
6203 | 259 | 16 | 9 | Tuesday | 10 | 0 | 5.397 | 27.1709 | 40.0333 | 85.6606 | 6.733 | 0 | 0.4091 | 8.88 | 14.4641 | 167.295 | 0 | 0 | 7.3063 | 0
6204 | 259 | 16 | 9 | Tuesday | 11 | 0 | 8.79 | 27.1709 | 39.1737 | 85.6606 | 8.114 | 0 | 0.622 | 10.32 | 18.2713 | 171.3181 | 0 | 0 | 8.8044 | 0
6205 | 259 | 16 | 9 | Tuesday | 12 | 0 | 8.429 | 27.1709 | 36.8193 | 78.8121 | 9.84 | 0 | 0.6275 | 13.92 | 16.9735 | 165.388 | 0 | 0 | 10.677 | 0
6206 | 259 | 16 | 9 | Tuesday | 13 | 0 | 10.623 | 27.1709 | 39.0372 | 85.6606 | 9.322 | 0 | 0.744 | 11.52 | 15.5687 | 174.1069 | 0 | 0 | 10.1152 | 0
6207 | 259 | 16 | 9 | Tuesday | 14 | 0 | 11.228 | 27.1709 | 39.3881 | 85.6606 | 5.869 | 0 | 0.7292 | 8.88 | 14.5133 | 172.5042 | 0 | 0 | 6.3696 | 0
6208 | 259 | 16 | 9 | Tuesday | 15 | 0 | 13.191 | 27.1709 | 40.2666 | 85.6606 | 5.697 | 0 | 0.8408 | 8.88 | 13.2095 | 175.3809 | 0 | 0 | 6.1824 | 0
6209 | 259 | 16 | 9 | Tuesday | 16 | 0 | 12.833 | 27.1709 | 40.987 | 85.2073 | 7.596 | 0 | 0.8501 | 11.04 | 10.6496 | 177.4465 | 0 | 0 | 8.2429 | 0
6210 | 259 | 16 | 9 | Tuesday | 17 | 0 | 3.379 | 27.1709 | 31.9613 | 55.9825 | 4.488 | 0 | 0.257 | 14.88 | 7.8712 | 133.4569 | 0 | 0 | 4.871 | 0
6211 | 259 | 16 | 9 | Tuesday | 18 | 0 | 0.366 | 13.5854 | 25.2746 | 40.9205 | 3.625 | 0 | 0.0786 | 4.8 | 3.7023 | 84.9548 | 0 | 0 | 3.9344 | 0
6212 | 259 | 16 | 9 | Tuesday | 19 | 0 | 0 | 0 | 27.7134 | 40.0131 | 2.589 | 0 | 0.0422 | 2.88 | 0.7497 | 70.6023 | 0 | 0 | 2.8103 | 0
6213 | 259 | 16 | 9 | Tuesday | 20 | 0 | 0.49 | 0 | 24.1068 | 33.1724 | 2.935 | 0 | 0.0744 | 0.96 | 0 | 58.7278 | 0 | 0 | 3.1851 | 0
6214 | 259 | 16 | 9 | Tuesday | 21 | 0 | 0 | 0 | 24.1068 | 32.719 | 1.381 | 0 | 0.0225 | 0.96 | 0 | 57.7555 | 0 | 0 | 1.4988 | 0
6215 | 259 | 16 | 9 | Tuesday | 22 | 0 | 0 | 0 | 12.7362 | 17.8393 | 0.863 | 0 | 0.0141 | 0 | 0 | 30.5535 | 0 | 0 | 0.9368 | 0
6216 | 259 | 16 | 9 | Tuesday | 23 | 0 | 0 | 0 | 6.1377 | 11.0335 | 0.863 | 0 | 0.0141 | 0 | 0 | 17.1493 | 0 | 0 | 0.9368 | 0
6217 | 260 | 17 | 9 | Wednesday | 0 | 0 | 0 | 0 | 5.1885 | 10.3969 | 0.863 | 0 | 0.0141 | 0 | 0 | 15.5675 | 0 | 0 | 0.9368 | 0
6218 | 260 | 17 | 9 | Wednesday | 1 | 0 | 0 | 0 | 5.1829 | 10.3969 | 0.863 | 0 | 0.0141 | 0 | 0 | 15.5675 | 0 | 0 | 0.9368 | 0
6219 | 260 | 17 | 9 | Wednesday | 2 | 0 | 0 | 0 | 5.1829 | 10.3969 | 0.863 | 0 | 0.0141 | 0 | 0 | 15.5675 | 0 | 0 | 0.9368 | 0
6220 | 260 | 17 | 9 | Wednesday | 3 | 0 | 0 | 0 | 5.1829 | 10.3969 | 0.863 | 0 | 0.0141 | 0 | 0 | 15.5675 | 0 | 0 | 0.9368 | 0
6221 | 260 | 17 | 9 | Wednesday | 4 | 0 | 0 | 0 | 5.6548 | 10.3969 | 0.863 | 0 | 0.0141 | 0 | 0 | 16.0394 | 0 | 0 | 0.9368 | 0
6222 | 260 | 17 | 9 | Wednesday | 5 | 0 | 0 | 0 | 8.8552 | 14.4831 | 1.381 | 0 | 0.0225 | 0 | 0 | 23.3344 | 0 | 0 | 1.4989 | 0
6223 | 260 | 17 | 9 | Wednesday | 6 | 0 | 0 | 0 | 17.0169 | 21.1313 | 1.208 | 0 | 0.0197 | 0 | 0 | 38.1343 | 0 | 0 | 1.3114 | 0
6224 | 260 | 17 | 9 | Wednesday | 7 | 0 | 8.661 | 1.5816 | 28.2996 | 37.109 | 3.28 | 0 | 0.2252 | 8.4 | 0.2252 | 77.7159 | 0 | 0 | 3.5598 | 0
6225 | 260 | 17 | 9 | Wednesday | 8 | 0 | 4.894 | 27.1709 | 50.7247 | 79.9326 | 6.042 | 0 | 0.3166 | 16.56 | 2.2887 | 178.2392 | 0 | 0 | 6.5572 | 0
6226 | 260 | 17 | 9 | Wednesday | 9 | 0 | 2.331 | 27.1709 | 48.1926 | 84.3871 | 6.56 | 0 | 0.2341 | 10.32 | 4.3188 | 172.5189 | 0 | 0 | 7.119 | 0
6227 | 260 | 17 | 9 | Wednesday | 10 | 0 | 5.175 | 27.1709 | 42.4244 | 85.6606 | 6.733 | 0 | 0.3966 | 8.88 | 7.8981 | 169.4615 | 0 | 0 | 7.3063 | 0
6228 | 260 | 17 | 9 | Wednesday | 11 | 0 | 6.824 | 27.1709 | 39.6151 | 85.6606 | 8.114 | 0 | 0.5101 | 10.32 | 16.8213 | 169.7737 | 0 | 0 | 8.8044 | 0
6229 | 260 | 17 | 9 | Wednesday | 12 | 0 | 6.771 | 27.1709 | 37.9815 | 78.8121 | 9.84 | 0 | 0.5346 | 13.92 | 24.0473 | 164.8768 | 0 | 0 | 10.677 | 0
6230 | 260 | 17 | 9 | Wednesday | 13 | 0 | 10.251 | 27.1709 | 39.4418 | 85.6606 | 9.322 | 0 | 0.7191 | 11.52 | 23.5886 | 174.0561 | 0 | 0 | 10.1152 | 0
6231 | 260 | 17 | 9 | Wednesday | 14 | 0 | 11.191 | 27.1709 | 39.3734 | 85.6606 | 5.869 | 0 | 0.7193 | 8.88 | 22.1754 | 172.1109 | 0 | 0 | 6.3696 | 0
6232 | 260 | 17 | 9 | Wednesday | 15 | 0 | 13.146 | 27.1709 | 40.2202 | 85.6606 | 5.697 | 0 | 0.7995 | 8.88 | 19.5279 | 174.4987 | 0 | 0 | 6.1824 | 0
6233 | 260 | 17 | 9 | Wednesday | 16 | 0 | 12.045 | 27.1709 | 41.7343 | 85.2073 | 7.596 | 0 | 0.8042 | 11.04 | 13.7528 | 177.3041 | 0 | 0 | 8.2429 | 0
6234 | 260 | 17 | 9 | Wednesday | 17 | 0 | 1.038 | 27.1709 | 33.3246 | 55.9825 | 4.488 | 0 | 0.1297 | 14.88 | 8.709 | 132.4625 | 0 | 0 | 4.871 | 0
6235 | 260 | 17 | 9 | Wednesday | 18 | 0 | 1.122 | 13.5854 | 26.4086 | 40.9205 | 3.625 | 0 | 0.1196 | 4.8 | 3.424 | 86.8504 | 0 | 0 | 3.9344 | 0
6236 | 260 | 17 | 9 | Wednesday | 19 | 0 | 0 | 0 | 27.9348 | 40.0131 | 2.589 | 0 | 0.0422 | 2.88 | 0.6442 | 70.8237 | 0 | 0 | 2.8103 | 0
6237 | 260 | 17 | 9 | Wednesday | 20 | 0 | 0 | 0 | 24.1068 | 33.1724 | 2.935 | 0 | 0.0478 | 0.96 | 0 | 58.2342 | 0 | 0 | 3.1851 | 0
6238 | 260 | 17 | 9 | Wednesday | 21 | 0 | 0 | 0 | 24.1068 | 32.719 | 1.381 | 0 | 0.0225 | 0.96 | 0 | 57.7555 | 0 | 0 | 1.4988 | 0
6239 | 260 | 17 | 9 | Wednesday | 22 | 0 | 0 | 0 | 12.7362 | 17.8393 | 0.863 | 0 | 0.0141 | 0 | 0 | 30.5535 | 0 | 0 | 0.9368 | 0
6240 | 260 | 17 | 9 | Wednesday | 23 | 0 | 0 | 0 | 6.1377 | 11.0335 | 0.863 | 0 | 0.0141 | 0 | 0 | 17.1493 | 0 | 0 | 0.9368 | 0
6241 | 261 | 18 | 9 | Thursday | 0 | 0 | 0 | 0 | 5.1885 | 10.3969 | 0.863 | 0 | 0.0141 | 0 | 0 | 15.5675 | 0 | 0 | 0.9368 | 0
6242 | 261 | 18 | 9 | Thursday | 1 | 0 | 0 | 0 | 5.1829 | 10.3969 | 0.863 | 0 | 0.0141 | 0 | 0 | 15.5675 | 0 | 0 | 0.9368 | 0
6243 | 261 | 18 | 9 | Thursday | 2 | 0 | 0 | 0 | 5.1829 | 10.3969 | 0.863 | 0 | 0.0141 | 0 | 0 | 15.5675 | 0 | 0 | 0.9368 | 0
6244 | 261 | 18 | 9 | Thursday | 3 | 0 | 0 | 0 | 5.1829 | 10.3969 | 0.863 | 0 | 0.0141 | 0 | 0 | 15.5675 | 0 | 0 | 0.9368 | 0
6245 | 261 | 18 | 9 | Thursday | 4 | 0 | 0 | 0 | 5.6548 | 10.3969 | 0.863 | 0 | 0.0141 | 0 | 0 | 16.0394 | 0 | 0 | 0.9368 | 0
6246 | 261 | 18 | 9 | Thursday | 5 | 0 | 0 | 0 | 8.8552 | 14.4831 | 1.381 | 0 | 0.0225 | 0 | 0 | 23.3344 | 0 | 0 | 1.4989 | 0
6247 | 261 | 18 | 9 | Thursday | 6 | 0 | 0 | 0 | 17.0169 | 21.1313 | 1.208 | 0 | 0.0197 | 0 | 0 | 38.1343 | 0 | 0 | 1.3114 | 0
6248 | 261 | 18 | 9 | Thursday | 7 | 0 | 8.468 | 1.5816 | 28.2159 | 37.109 | 3.28 | 0 | 0.222 | 8.4 | 0.3046 | 77.6103 | 0 | 0 | 3.5598 | 0
6249 | 261 | 18 | 9 | Thursday | 8 | 0 | 4.3 | 27.1709 | 46.1753 | 79.9326 | 6.042 | 0 | 0.3056 | 16.56 | 4.3368 | 173.547 | 0 | 0 | 6.5572 | 0
6250 | 261 | 18 | 9 | Thursday | 9 | 0 | 2.194 | 27.1709 | 42.5711 | 84.3871 | 6.56 | 0 | 0.2264 | 10.32 | 12.0471 | 166.7589 | 0 | 0 | 7.119 | 0
6251 | 261 | 18 | 9 | Thursday | 10 | 0 | 5.243 | 27.1709 | 39.8556 | 85.6606 | 6.733 | 0 | 0.4008 | 8.88 | 19.5386 | 166.962 | 0 | 0 | 7.3063 | 0
6252 | 261 | 18 | 9 | Thursday | 11 | 0 | 9.845 | 27.1709 | 39.079 | 85.6606 | 8.114 | 0 | 0.6833 | 10.32 | 23.6581 | 172.2899 | 0 | 0 | 8.8044 | 0
6253 | 261 | 18 | 9 | Thursday | 12 | 0 | 6.123 | 27.1709 | 36.8586 | 78.8121 | 9.84 | 0 | 0.4984 | 13.92 | 26.4075 | 163.1007 | 0 | 0 | 10.677 | 0
6254 | 261 | 18 | 9 | Thursday | 13 | 0 | 14.542 | 27.1709 | 39.1914 | 85.6606 | 9.322 | 0 | 0.9675 | 11.52 | 27.0864 | 178.0625 | 0 | 0 | 10.1152 | 0
6255 | 261 | 18 | 9 | Thursday | 14 | 0 | 14.262 | 27.1709 | 39.2667 | 85.6606 | 5.869 | 0 | 0.901 | 8.88 | 23.3844 | 175.2188 | 0 | 0 | 6.3696 | 0
6256 | 261 | 18 | 9 | Thursday | 15 | 0 | 15.461 | 27.1709 | 40.055 | 85.6606 | 5.697 | 0 | 0.9525 | 8.88 | 17.7763 | 177.0123 | 0 | 0 | 6.1824 | 0
6257 | 261 | 18 | 9 | Thursday | 16 | 0 | 10.728 | 27.1709 | 41.0579 | 85.2073 | 7.596 | 0 | 0.7233 | 11.04 | 13.7551 | 175.3003 | 0 | 0 | 8.2429 | 0
6258 | 261 | 18 | 9 | Thursday | 17 | 0 | 2.688 | 27.1709 | 32.7317 | 55.9825 | 4.488 | 0 | 0.2244 | 14.88 | 8.4304 | 133.5373 | 0 | 0 | 4.871 | 0
6259 | 261 | 18 | 9 | Thursday | 18 | 0 | 0.292 | 13.5854 | 26.1061 | 40.9205 | 3.625 | 0 | 0.0746 | 4.8 | 3.352 | 85.7124 | 0 | 0 | 3.9344 | 0
6260 | 261 | 18 | 9 | Thursday | 19 | 0 | 0 | 0 | 27.8616 | 40.0131 | 2.589 | 0 | 0.0422 | 2.88 | 0.6644 | 70.7505 | 0 | 0 | 2.8103 | 0
6261 | 261 | 18 | 9 | Thursday | 20 | 0 | 0 | 0 | 24.1068 | 33.1724 | 2.935 | 0 | 0.0478 | 0.96 | 0 | 58.2342 | 0 | 0 | 3.1851 | 0
6262 | 261 | 18 | 9 | Thursday | 21 | 0 | 0 | 0 | 24.1068 | 32.719 | 1.381 | 0 | 0.0225 | 0.96 | 0 | 57.7555 | 0 | 0 | 1.4988 | 0
6263 | 261 | 18 | 9 | Thursday | 22 | 0 | 0 | 0 | 12.7362 | 17.8393 | 0.863 | 0 | 0.0141 | 0 | 0 | 30.5535 | 0 | 0 | 0.9368 | 0
6264 | 261 | 18 | 9 | Thursday | 23 | 0 | 0 | 0 | 6.1377 | 11.0335 | 0.863 | 0 | 0.0141 | 0 | 0 | 17.1493 | 0 | 0 | 0.9368 | 0
6265 | 262 | 19 | 9 | Friday | 0 | 0 | 0 | 0 | 5.1885 | 10.3969 | 0.863 | 0 | 0.0141 | 0 | 0 | 15.5675 | 0 | 0 | 0.9368 | 0
6266 | 262 | 19 | 9 | Friday | 1 | 0 | 0 | 0 | 5.1829 | 10.3969 | 0.863 | 0 | 0.0141 | 0 | 0 | 15.5675 | 0 | 0 | 0.9368 | 0
6267 | 262 | 19 | 9 | Friday | 2 | 0 | 0 | 0 | 5.1829 | 10.3969 | 0.863 | 0 | 0.0141 | 0 | 0 | 15.5675 | 0 | 0 | 0.9368 | 0
6268 | 262 | 19 | 9 | Friday | 3 | 0 | 0 | 0 | 5.1829 | 10.3969 | 0.863 | 0 | 0.0141 | 0 | 0 | 15.5675 | 0 | 0 | 0.9368 | 0
6269 | 262 | 19 | 9 | Friday | 4 | 0 | 0 | 0 | 5.6548 | 10.3969 | 0.863 | 0 | 0.0141 | 0 | 0 | 16.0394 | 0 | 0 | 0.9368 | 0
6270 | 262 | 19 | 9 | Friday | 5 | 0 | 0 | 0 | 8.8552 | 14.4831 | 1.381 | 0 | 0.0225 | 0 | 0 | 23.3344 | 0 | 0 | 1.4989 | 0
6271 | 262 | 19 | 9 | Friday | 6 | 0 | 0 | 0 | 17.0169 | 21.1313 | 1.208 | 0 | 0.0197 | 0 | 0 | 38.1343 | 0 | 0 | 1.3114 | 0
6272 | 262 | 19 | 9 | Friday | 7 | 0 | 8.388 | 1.5816 | 28.2728 | 37.109 | 3.28 | 0 | 0.2202 | 8.4 | 0.2643 | 77.6576 | 0 | 0 | 3.5598 | 0
6273 | 262 | 19 | 9 | Friday | 8 | 0 | 4.052 | 27.1709 | 49.0221 | 79.9326 | 6.042 | 0 | 0.3822 | 16.56 | 3.7116 | 176.2699 | 0 | 0 | 6.5572 | 0
6274 | 262 | 19 | 9 | Friday | 9 | 0 | 2.084 | 27.1709 | 43.9621 | 84.3871 | 6.56 | 0 | 0.2203 | 10.32 | 10.7281 | 168.039 | 0 | 0 | 7.119 | 0
6275 | 262 | 19 | 9 | Friday | 10 | 0 | 3.099 | 27.1709 | 40.0381 | 85.6606 | 6.733 | 0 | 0.2794 | 8.88 | 19.2508 | 164.9793 | 0 | 0 | 7.3063 | 0
6276 | 262 | 19 | 9 | Friday | 11 | 0 | 11.706 | 27.1709 | 39.2102 | 85.6606 | 8.114 | 0 | 0.7951 | 10.32 | 25.7633 | 174.2517 | 0 | 0 | 8.8044 | 0
6277 | 262 | 19 | 9 | Friday | 12 | 0 | 5.022 | 27.1709 | 36.9122 | 78.8121 | 9.84 | 0 | 0.4369 | 13.92 | 27.594 | 162.0432 | 0 | 0 | 10.677 | 0
6278 | 262 | 19 | 9 | Friday | 13 | 0 | 14.148 | 27.1709 | 39.1757 | 85.6606 | 9.322 | 0 | 0.9116 | 11.52 | 25.6101 | 176.9236 | 0 | 0 | 10.1152 | 0
6279 | 262 | 19 | 9 | Friday | 14 | 0 | 15.998 | 27.1709 | 39.0795 | 85.6606 | 5.869 | 0 | 0.9762 | 8.88 | 23.2992 | 176.1225 | 0 | 0 | 6.3696 | 0
6280 | 262 | 19 | 9 | Friday | 15 | 0 | 18.958 | 27.1709 | 39.7544 | 85.6606 | 5.697 | 0 | 1.0506 | 8.88 | 21.3983 | 178.0091 | 0 | 0 | 6.1824 | 0
6281 | 262 | 19 | 9 | Friday | 16 | 0 | 12.326 | 27.1709 | 40.8804 | 85.2073 | 7.596 | 0 | 0.8161 | 11.04 | 16.2177 | 176.6929 | 0 | 0 | 8.2429 | 0
6282 | 262 | 19 | 9 | Friday | 17 | 0 | 0.817 | 27.1709 | 32.1711 | 55.9825 | 4.488 | 0 | 0.1186 | 14.88 | 8.8908 | 131.0875 | 0 | 0 | 4.871 | 0
6283 | 262 | 19 | 9 | Friday | 18 | 0 | 1.06 | 13.5854 | 25.6789 | 40.9205 | 3.625 | 0 | 0.1161 | 4.8 | 3.394 | 86.0579 | 0 | 0 | 3.9344 | 0
6284 | 262 | 19 | 9 | Friday | 19 | 0 | 0 | 0 | 27.8012 | 40.0131 | 2.589 | 0 | 0.0422 | 2.88 | 0.7009 | 70.6901 | 0 | 0 | 2.8103 | 0
6285 | 262 | 19 | 9 | Friday | 20 | 0 | 0 | 0 | 24.1068 | 33.1724 | 2.935 | 0 | 0.0478 | 0.96 | 0 | 58.2342 | 0 | 0 | 3.1851 | 0
6286 | 262 | 19 | 9 | Friday | 21 | 0 | 0 | 0 | 24.1068 | 32.719 | 1.381 | 0 | 0.0225 | 0.96 | 0 | 57.7555 | 0 | 0 | 1.4988 | 0
6287 | 262 | 19 | 9 | Friday | 22 | 0 | 0 | 0 | 12.7362 | 17.8393 | 0.863 | 0 | 0.0141 | 0 | 0 | 30.5535 | 0 | 0 | 0.9368 | 0
6288 | 262 | 19 | 9 | Friday | 23 | 0 | 0 | 0 | 6.1377 | 11.0335 | 0.863 | 0 | 0.0141 | 0 | 0 | 17.1493 | 0 | 0 | 0.9368 | 0
6289 | 263 | 20 | 9 | Saturday | 0 | 0 | 0 | 0 | 5.3495 | 10.6091 | 0.863 | 0 | 0.0141 | 0 | 0 | 15.9374 | 0 | 0 | 0.9368 | 0
6290 | 263 | 20 | 9 | Saturday | 1 | 0 | 0 | 0 | 5.1845 | 10.3969 | 0.863 | 0 | 0.0141 | 0 | 0 | 15.5675 | 0 | 0 | 0.9368 | 0
6291 | 263 | 20 | 9 | Saturday | 2 | 0 | 0 | 0 | 5.1845 | 10.3969 | 0.863 | 0 | 0.0141 | 0 | 0 | 15.5675 | 0 | 0 | 0.9368 | 0
6292 | 263 | 20 | 9 | Saturday | 3 | 0 | 0 | 0 | 5.1845 | 10.3969 | 0.863 | 0 | 0.0141 | 0 | 0 | 15.5675 | 0 | 0 | 0.9368 | 0
6293 | 263 | 20 | 9 | Saturday | 4 | 0 | 0 | 0 | 5.1845 | 10.3969 | 0.863 | 0 | 0.0141 | 0 | 0 | 15.5675 | 0 | 0 | 0.9368 | 0
6294 | 263 | 20 | 9 | Saturday | 5 | 0 | 0 | 0 | 5.6564 | 10.3969 | 1.381 | 0 | 0.0225 | 0 | 0 | 16.0478 | 0 | 0 | 1.4989 | 0
6295 | 263 | 20 | 9 | Saturday | 6 | 0 | 0 | 0 | 10.2167 | 14.454 | 1.208 | 0 | 0.0197 | 0 | 0 | 24.6584 | 0 | 0 | 1.3114 | 0
6296 | 263 | 20 | 9 | Saturday | 7 | 0 | 0 | 0 | 14.0947 | 18.078 | 1.899 | 0 | 0.0309 | 3.84 | 0.2195 | 36.0309 | 0 | 0 | 2.061 | 0
6297 | 263 | 20 | 9 | Saturday | 8 | 0 | 0 | 0 | 21.9657 | 33.4891 | 2.589 | 0 | 0.0422 | 3.36 | 2.1998 | 58.8322 | 0 | 0 | 2.8104 | 0
6298 | 263 | 20 | 9 | Saturday | 9 | 0 | 0 | 0 | 20.6447 | 36.0383 | 3.625 | 0 | 0.0591 | 5.04 | 4.9012 | 61.7629 | 0 | 0 | 3.9345 | 0
6299 | 263 | 20 | 9 | Saturday | 10 | 0 | 2.259 | 0 | 19.213 | 36.8872 | 3.28 | 0 | 0.1754 | 4.32 | 8.3116 | 62.7288 | 0 | 0 | 3.5597 | 0
6300 | 263 | 20 | 9 | Saturday | 11 | 0 | 6.513 | 0 | 18.4258 | 36.8872 | 3.97 | 0 | 0.4204 | 6 | 11.5956 | 67.9124 | 0 | 0 | 4.3092 | 0
6301 | 263 | 20 | 9 | Saturday | 12 | 0 | 6.317 | 0 | 14.9784 | 26.6109 | 3.453 | 0 | 0.3998 | 5.04 | 14.2179 | 53.0132 | 0 | 0 | 3.7471 | 0
6302 | 263 | 20 | 9 | Saturday | 13 | 0 | 6.112 | 0 | 15.2241 | 26.1571 | 3.28 | 0 | 0.3858 | 3.12 | 14.0096 | 50.6699 | 0 | 0 | 3.5597 | 0
6303 | 263 | 20 | 9 | Saturday | 14 | 0 | 7.092 | 0 | 15.225 | 26.1571 | 2.589 | 0 | 0.4292 | 1.92 | 10.3204 | 50.4441 | 0 | 0 | 2.8103 | 0
6304 | 263 | 20 | 9 | Saturday | 15 | 0 | 6.423 | 0 | 15.6839 | 26.1571 | 2.072 | 0 | 0.3832 | 0.96 | 7.1286 | 49.2558 | 0 | 0 | 2.2483 | 0
6305 | 263 | 20 | 9 | Saturday | 16 | 0 | 7.476 | 0 | 16.13 | 26.1571 | 2.417 | 0 | 0.4517 | 1.2 | 5.2212 | 51.0155 | 0 | 0 | 2.623 | 0
6306 | 263 | 20 | 9 | Saturday | 17 | 0 | 6.13 | 0 | 12.351 | 19.2871 | 1.208 | 0 | 0.3547 | 1.44 | 3.5552 | 39.2192 | 0 | 0 | 1.3114 | 0
6307 | 263 | 20 | 9 | Saturday | 18 | 0 | 1.97 | 0 | 13.0984 | 19.2871 | 1.208 | 0 | 0.1255 | 0 | 2.0268 | 34.3245 | 0 | 0 | 1.3114 | 0
6308 | 263 | 20 | 9 | Saturday | 19 | 0 | 3.361 | 0 | 13.7487 | 19.2871 | 1.208 | 0 | 0.2012 | 0 | 0.5287 | 36.3759 | 0 | 0 | 1.3114 | 0
6309 | 263 | 20 | 9 | Saturday | 20 | 0 | 0.846 | 0 | 13.8282 | 19.2871 | 1.208 | 0 | 0.065 | 0 | 0 | 33.9269 | 0 | 0 | 1.3114 | 0
6310 | 263 | 20 | 9 | Saturday | 21 | 0 | 0 | 0 | 13.8282 | 19.2871 | 1.554 | 0 | 0.0253 | 0 | 0 | 33.0807 | 0 | 0 | 1.6862 | 0
6311 | 263 | 20 | 9 | Saturday | 22 | 0 | 0 | 0 | 12.5503 | 17.5892 | 0.863 | 0 | 0.0141 | 0 | 0 | 30.1095 | 0 | 0 | 0.9368 | 0
6312 | 263 | 20 | 9 | Saturday | 23 | 0 | 0 | 0 | 6.6175 | 11.0335 | 0.863 | 0 | 0.0141 | 0 | 0 | 17.6211 | 0 | 0 | 0.9368 | 0
6313 | 264 | 21 | 9 | Sunday | 0 | 0 | 0 | 0 | 5.3583 | 10.6091 | 0.691 | 0 | 0.0112 | 0 | 0 | 15.9346 | 0 | 0 | 0.7494 | 0
6314 | 264 | 21 | 9 | Sunday | 1 | 0 | 0 | 0 | 5.2005 | 10.3969 | 0.691 | 0 | 0.0112 | 0 | 0 | 15.5647 | 0 | 0 | 0.7494 | 0
6315 | 264 | 21 | 9 | Sunday | 2 | 0 | 0 | 0 | 5.1909 | 10.3969 | 0.691 | 0 | 0.0112 | 0 | 0 | 15.5647 | 0 | 0 | 0.7494 | 0
6316 | 264 | 21 | 9 | Sunday | 3 | 0 | 0 | 0 | 5.1909 | 10.3969 | 0.691 | 0 | 0.0112 | 0 | 0 | 15.5647 | 0 | 0 | 0.7494 | 0
6317 | 264 | 21 | 9 | Sunday | 4 | 0 | 0 | 0 | 5.1909 | 10.3969 | 0.691 | 0 | 0.0112 | 0 | 0 | 15.5647 | 0 | 0 | 0.7494 | 0
6318 | 264 | 21 | 9 | Sunday | 5 | 0 | 0 | 0 | 5.6628 | 10.3969 | 1.208 | 0 | 0.0197 | 0 | 0 | 16.045 | 0 | 0 | 1.3115 | 0
6319 | 264 | 21 | 9 | Sunday | 6 | 0 | 0 | 0 | 6.1433 | 11.0335 | 0.691 | 0 | 0.0112 | 0 | 0 | 17.1465 | 0 | 0 | 0.7494 | 0
6320 | 264 | 21 | 9 | Sunday | 7 | 0 | 0 | 0 | 9.5472 | 14.6575 | 0.691 | 0 | 0.0112 | 0 | 0.2682 | 24.1743 | 0 | 0 | 0.7494 | 0
6321 | 264 | 21 | 9 | Sunday | 8 | 0 | 0 | 0 | 9.4623 | 15.5065 | 0.691 | 0 | 0.0112 | 0 | 3.8459 | 24.928 | 0 | 0 | 0.7494 | 0
6322 | 264 | 21 | 9 | Sunday | 9 | 0 | 0 | 0 | 8.5945 | 15.5065 | 0.691 | 0 | 0.0112 | 0 | 11.689 | 24.0602 | 0 | 0 | 0.7494 | 0
6323 | 264 | 21 | 9 | Sunday | 10 | 0 | 0.299 | 0 | 8.7159 | 16.3554 | 0.691 | 0 | 0.0273 | 0 | 19.7744 | 25.3408 | 0 | 0 | 0.7494 | 0
6324 | 264 | 21 | 9 | Sunday | 11 | 0 | 1.36 | 0 | 8.5345 | 16.3554 | 1.036 | 0 | 0.0896 | 0 | 25.7644 | 26.2271 | 0 | 0 | 1.1241 | 0
6325 | 264 | 21 | 9 | Sunday | 12 | 0 | 4.372 | 0 | 11.1609 | 20.794 | 1.036 | 0 | 0.2544 | 0 | 29.6229 | 36.3331 | 0 | 0 | 1.1241 | 0
6326 | 264 | 21 | 9 | Sunday | 13 | 0 | 8.04 | 0 | 11.0771 | 20.794 | 1.554 | 0 | 0.4683 | 0 | 30.991 | 40.0153 | 0 | 0 | 1.6862 | 0
6327 | 264 | 21 | 9 | Sunday | 14 | 0 | 9.26 | 0 | 11.1565 | 20.794 | 1.036 | 0 | 0.5245 | 0 | 29.2691 | 41.2641 | 0 | 0 | 1.1241 | 0
6328 | 264 | 21 | 9 | Sunday | 15 | 0 | 12.004 | 0 | 11.6756 | 20.794 | 0.691 | 0 | 0.6567 | 0 | 24.8428 | 44.2236 | 0 | 0 | 0.7494 | 0
6329 | 264 | 21 | 9 | Sunday | 16 | 0 | 10.115 | 0 | 11.9833 | 20.3695 | 0.691 | 0 | 0.5782 | 0 | 17.9943 | 42.7686 | 0 | 0 | 0.7494 | 0
6330 | 264 | 21 | 9 | Sunday | 17 | 0 | 11.057 | 0 | 11.8109 | 19.916 | 0.691 | 0 | 0.5931 | 0 | 9.8631 | 42.2376 | 0 | 0 | 0.7494 | 0
6331 | 264 | 21 | 9 | Sunday | 18 | 0 | 7.529 | 0 | 12.56 | 19.916 | 0.691 | 0 | 0.4342 | 0 | 3.1718 | 40.2095 | 0 | 0 | 0.7494 | 0
6332 | 264 | 21 | 9 | Sunday | 19 | 0 | 5.845 | 0 | 14.0213 | 19.916 | 0.691 | 0 | 0.3367 | 0 | 0.541 | 39.8022 | 0 | 0 | 0.7494 | 0
6333 | 264 | 21 | 9 | Sunday | 20 | 0 | 4.167 | 0 | 13.6956 | 19.916 | 0.691 | 0 | 0.2422 | 0 | 0 | 37.7746 | 0 | 0 | 0.7494 | 0
6334 | 264 | 21 | 9 | Sunday | 21 | 0 | 0 | 0 | 13.6956 | 19.916 | 1.208 | 0 | 0.0197 | 0 | 0 | 33.5809 | 0 | 0 | 1.3115 | 0
6335 | 264 | 21 | 9 | Sunday | 22 | 0 | 0 | 0 | 6.2927 | 11.8825 | 0.691 | 0 | 0.0112 | 0 | 0 | 18.1545 | 0 | 0 | 0.7494 | 0
6336 | 264 | 21 | 9 | Sunday | 23 | 0 | 0 | 0 | 5.6618 | 11.0335 | 0.691 | 0 | 0.0112 | 0 | 0 | 16.6746 | 0 | 0 | 0.7494 | 0
6337 | 265 | 22 | 9 | Monday | 0 | 0 | 0 | 0 | 5.1885 | 10.3969 | 0.863 | 0 | 0.0141 | 0 | 0 | 15.5675 | 0 | 0 | 0.9368 | 0
6338 | 265 | 22 | 9 | Monday | 1 | 0 | 0 | 0 | 5.1829 | 10.3969 | 0.863 | 0 | 0.0141 | 0 | 0 | 15.5675 | 0 | 0 | 0.9368 | 0
6339 | 265 | 22 | 9 | Monday | 2 | 0 | 0 | 0 | 5.1829 | 10.3969 | 0.863 | 0 | 0.0141 | 0 | 0 | 15.5675 | 0 | 0 | 0.9368 | 0
6340 | 265 | 22 | 9 | Monday | 3 | 0 | 0 | 0 | 5.1829 | 10.3969 | 0.863 | 0 | 0.0141 | 0 | 0 | 15.5675 | 0 | 0 | 0.9368 | 0
6341 | 265 | 22 | 9 | Monday | 4 | 0 | 0 | 0 | 5.6548 | 10.3969 | 0.863 | 0 | 0.0141 | 0 | 0 | 16.0394 | 0 | 0 | 0.9368 | 0
6342 | 265 | 22 | 9 | Monday | 5 | 0 | 0 | 0 | 8.8552 | 14.4831 | 1.381 | 0 | 0.0225 | 0 | 0 | 23.3344 | 0 | 0 | 1.4989 | 0
6343 | 265 | 22 | 9 | Monday | 6 | 0 | 0 | 0 | 17.0169 | 21.1313 | 1.208 | 0 | 0.0197 | 0 | 0 | 38.1343 | 0 | 0 | 1.3114 | 0
6344 | 265 | 22 | 9 | Monday | 7 | 0 | 17.236 | 3.1631 | 28.2132 | 37.109 | 3.28 | 0 | 0.4102 | 8.4 | 0.2755 | 81.511 | 0 | 0 | 3.5598 | 0
6345 | 265 | 22 | 9 | Monday | 8 | 0 | 7.179 | 27.1709 | 45.3341 | 79.9326 | 6.042 | 0 | 0.4746 | 16.56 | 4.2386 | 175.7697 | 0 | 0 | 6.5572 | 0
6346 | 265 | 22 | 9 | Monday | 9 | 0 | 12.724 | 27.1709 | 41.3872 | 84.3871 | 6.56 | 0 | 0.8316 | 10.32 | 12.1217 | 176.165 | 0 | 0 | 7.119 | 0
6347 | 265 | 22 | 9 | Monday | 10 | 0.404 | 9.798 | 27.1709 | 39.9401 | 85.6606 | 6.733 | 0 | 0.6636 | 8.88 | 20.3894 | 171.5561 | 0 | 0 | 7.71 | 0
6348 | 265 | 22 | 9 | Monday | 11 | 0 | 13.264 | 27.1709 | 39.2463 | 85.6606 | 8.114 | 0 | 0.8732 | 10.32 | 26.7368 | 175.8084 | 0 | 0 | 8.8044 | 0
6349 | 265 | 22 | 9 | Monday | 12 | 0 | 5.821 | 27.1709 | 37.0095 | 78.8121 | 9.84 | 0 | 0.4855 | 13.92 | 30.409 | 163.0358 | 0 | 0 | 10.677 | 0
6350 | 265 | 22 | 9 | Monday | 13 | 0 | 92.743 | 27.1709 | 39.3542 | 85.6606 | 9.322 | 0 | 1.8613 | 11.52 | 31.1852 | 197.0731 | 0 | 0 | 10.1152 | 0
6351 | 265 | 22 | 9 | Monday | 14 | 0 | 71.135 | 27.1709 | 39.3753 | 85.6606 | 5.869 | 0 | 1.801 | 8.88 | 29.1952 | 194.9882 | 0 | 0 | 6.3696 | 0
6352 | 265 | 22 | 9 | Monday | 15 | 0 | 84.526 | 27.1709 | 40.1171 | 85.6606 | 5.697 | 0 | 1.8087 | 8.88 | 24.6252 | 197.3203 | 0 | 0 | 6.1824 | 0
6353 | 265 | 22 | 9 | Monday | 16 | 0 | 133.687 | 27.1709 | 41.1695 | 85.2073 | 7.596 | 0 | 2.0407 | 11.04 | 17.6688 | 206.4018 | 0 | 0 | 8.2429 | 0
6354 | 265 | 22 | 9 | Monday | 17 | 0 | 71.16 | 27.1709 | 32.4715 | 55.9825 | 4.488 | 0 | 1.5889 | 14.88 | 9.549 | 164.7801 | 0 | 0 | 4.871 | 0
6355 | 265 | 22 | 9 | Monday | 18 | 0 | 31.82 | 13.5854 | 26.1386 | 40.9205 | 3.625 | 0 | 0.849 | 4.8 | 3.0044 | 102.2207 | 0 | 0 | 3.9344 | 0
6356 | 265 | 22 | 9 | Monday | 19 | 0 | 0 | 0 | 28.0117 | 40.0131 | 2.589 | 0 | 0.0422 | 2.88 | 0.5082 | 70.9006 | 0 | 0 | 2.8103 | 0
6357 | 265 | 22 | 9 | Monday | 20 | 0 | 0 | 0 | 24.1068 | 33.1724 | 2.935 | 0 | 0.1864 | 0.96 | 0 | 58.3728 | 0 | 0 | 3.1851 | 0
6358 | 265 | 22 | 9 | Monday | 21 | 0 | 0 | 0 | 24.1068 | 32.719 | 1.381 | 0 | 0.0225 | 0.96 | 0 | 57.7555 | 0 | 0 | 1.4988 | 0
6359 | 265 | 22 | 9 | Monday | 22 | 0 | 0 | 0 | 12.7362 | 17.8393 | 0.863 | 0 | 0.0141 | 0 | 0 | 30.5535 | 0 | 0 | 0.9368 | 0
6360 | 265 | 22 | 9 | Monday | 23 | 0 | 0 | 0 | 6.1377 | 11.0335 | 0.863 | 0 | 0.0141 | 0 | 0 | 17.1493 | 0 | 0 | 0.9368 | 0
6361 | 266 | 23 | 9 | Tuesday | 0 | 0 | 0 | 0 | 5.1885 | 10.3969 | 0.863 | 0 | 0.0141 | 0 | 0 | 15.5675 | 0 | 0 | 0.9368 | 0
6362 | 266 | 23 | 9 | Tuesday | 1 | 0 | 0 | 0 | 5.1829 | 10.3969 | 0.863 | 0 | 0.0141 | 0 | 0 | 15.5675 | 0 | 0 | 0.9368 | 0
6363 | 266 | 23 | 9 | Tuesday | 2 | 0 | 0 | 0 | 5.1829 | 10.3969 | 0.863 | 0 | 0.0141 | 0 | 0 | 15.5675 | 0 | 0 | 0.9368 | 0
6364 | 266 | 23 | 9 | Tuesday | 3 | 0 | 0 | 0 | 5.1829 | 10.3969 | 0.863 | 0 | 0.0141 | 0 | 0 | 15.5675 | 0 | 0 | 0.9368 | 0
6365 | 266 | 23 | 9 | Tuesday | 4 | 0 | 0 | 0 | 5.6548 | 10.3969 | 0.863 | 0 | 0.0141 | 0 | 0 | 16.0394 | 0 | 0 | 0.9368 | 0
6366 | 266 | 23 | 9 | Tuesday | 5 | 0 | 0 | 0 | 8.8552 | 14.4831 | 1.381 | 0 | 0.0225 | 0 | 0 | 23.3344 | 0 | 0 | 1.4989 | 0
6367 | 266 | 23 | 9 | Tuesday | 6 | 0 | 0 | 0 | 17.0169 | 21.1313 | 1.208 | 0 | 0.0197 | 0 | 0 | 38.1343 | 0 | 0 | 1.3114 | 0
6368 | 266 | 23 | 9 | Tuesday | 7 | 0 | 1.388 | 1.5816 | 28.2916 | 37.109 | 3.28 | 0 | 0.2361 | 8.4 | 0.2467 | 76.4298 | 0 | 0 | 3.5598 | 0
6369 | 266 | 23 | 9 | Tuesday | 8 | 0 | 0 | 27.1709 | 49.0701 | 79.9326 | 6.042 | 0 | 1.1786 | 16.56 | 3.2825 | 173.9258 | 0 | 0 | 6.5572 | 0
6370 | 266 | 23 | 9 | Tuesday | 9 | 0 | 0 | 27.1709 | 43.3567 | 84.3871 | 6.56 | 0 | 1.4128 | 10.32 | 10.7097 | 166.6402 | 0 | 0 | 7.119 | 0
6371 | 266 | 23 | 9 | Tuesday | 10 | 0.364 | 5.811 | 27.1709 | 39.7985 | 85.6606 | 6.733 | 0 | 0.6795 | 8.88 | 17.6824 | 167.7283 | 0 | 0 | 7.6701 | 0
6372 | 266 | 23 | 9 | Tuesday | 11 | 0 | 7.301 | 27.1709 | 38.9501 | 85.6606 | 8.114 | 0 | 0.533 | 10.32 | 22.8457 | 169.5852 | 0 | 0 | 8.8044 | 0
6373 | 266 | 23 | 9 | Tuesday | 12 | 0 | 3.45 | 27.1709 | 36.7495 | 78.8121 | 9.84 | 0 | 0.3485 | 13.92 | 27.1381 | 160.2938 | 0 | 0 | 10.677 | 0
6374 | 266 | 23 | 9 | Tuesday | 13 | 0 | 24.451 | 27.1709 | 39.1378 | 85.6606 | 9.322 | 0 | 1.3992 | 11.52 | 28.6498 | 185.1093 | 0 | 0 | 10.1152 | 0
6375 | 266 | 23 | 9 | Tuesday | 14 | 0 | 28.133 | 27.1709 | 39.3037 | 85.6606 | 5.869 | 0 | 1.5781 | 8.88 | 26.9162 | 186.766 | 0 | 0 | 6.3696 | 0
6376 | 266 | 23 | 9 | Tuesday | 15 | 0 | 41.746 | 27.1709 | 40.1614 | 85.6606 | 5.697 | 0 | 1.6854 | 8.88 | 22.1069 | 188.469 | 0 | 0 | 6.1824 | 0
6377 | 266 | 23 | 9 | Tuesday | 16 | 0 | 42.14 | 27.1709 | 41.1672 | 85.2073 | 7.596 | 0 | 1.7162 | 11.04 | 14.8459 | 191.2912 | 0 | 0 | 8.2429 | 0
6378 | 266 | 23 | 9 | Tuesday | 17 | 0 | 4.383 | 27.1709 | 32.4981 | 55.9825 | 4.488 | 0 | 0.2813 | 14.88 | 7.2166 | 134.3757 | 0 | 0 | 4.871 | 0
6379 | 266 | 23 | 9 | Tuesday | 18 | 0 | 7.503 | 13.5854 | 26.978 | 40.9205 | 3.625 | 0 | 0.4801 | 4.8 | 2.6329 | 93.8111 | 0 | 0 | 3.9344 | 0
6380 | 266 | 23 | 9 | Tuesday | 19 | 0 | 0 | 0 | 28.1393 | 40.0131 | 2.589 | 0 | 0.0422 | 2.88 | 0.5178 | 71.0282 | 0 | 0 | 2.8103 | 0
6381 | 266 | 23 | 9 | Tuesday | 20 | 0 | 0.573 | 0 | 24.1068 | 33.1724 | 2.935 | 0 | 0.0786 | 0.96 | 0 | 58.8106 | 0 | 0 | 3.1851 | 0
6382 | 266 | 23 | 9 | Tuesday | 21 | 0 | 0 | 0 | 24.1068 | 32.719 | 1.381 | 0 | 0.0225 | 0.96 | 0 | 57.7555 | 0 | 0 | 1.4988 | 0
6383 | 266 | 23 | 9 | Tuesday | 22 | 0 | 0 | 0 | 12.7362 | 17.8393 | 0.863 | 0 | 0.0141 | 0 | 0 | 30.5535 | 0 | 0 | 0.9368 | 0
6384 | 266 | 23 | 9 | Tuesday | 23 | 0 | 0 | 0 | 6.1377 | 11.0335 | 0.863 | 0 | 0.0141 | 0 | 0 | 17.1493 | 0 | 0 | 0.9368 | 0
6385 | 267 | 24 | 9 | Wednesday | 0 | 0 | 0 | 0 | 5.1885 | 10.3969 | 0.863 | 0 | 0.0141 | 0 | 0 | 15.5675 | 0 | 0 | 0.9368 | 0
6386 | 267 | 24 | 9 | Wednesday | 1 | 0 | 0 | 0 | 5.1829 | 10.3969 | 0.863 | 0 | 0.0141 | 0 | 0 | 15.5675 | 0 | 0 | 0.9368 | 0
6387 | 267 | 24 | 9 | Wednesday | 2 | 0 | 0 | 0 | 5.1829 | 10.3969 | 0.863 | 0 | 0.0141 | 0 | 0 | 15.5675 | 0 | 0 | 0.9368 | 0
6388 | 267 | 24 | 9 | Wednesday | 3 | 0 | 0 | 0 | 5.1829 | 10.3969 | 0.863 | 0 | 0.0141 | 0 | 0 | 15.5675 | 0 | 0 | 0.9368 | 0
6389 | 267 | 24 | 9 | Wednesday | 4 | 0 | 0 | 0 | 5.6548 | 10.3969 | 0.863 | 0 | 0.0141 | 0 | 0 | 16.0394 | 0 | 0 | 0.9368 | 0
6390 | 267 | 24 | 9 | Wednesday | 5 | 0 | 0 | 0 | 8.8552 | 14.4831 | 1.381 | 0 | 0.0225 | 0 | 0 | 23.3344 | 0 | 0 | 1.4989 | 0
6391 | 267 | 24 | 9 | Wednesday | 6 | 0 | 0 | 0 | 17.0169 | 21.1313 | 1.208 | 0 | 0.0197 | 0 | 0 | 38.1343 | 0 | 0 | 1.3114 | 0
6392 | 267 | 24 | 9 | Wednesday | 7 | 0 | 10.546 | 1.5816 | 28.318 | 37.109 | 3.28 | 0 | 0.2512 | 8.4 | 0.1787 | 77.9528 | 0 | 0 | 3.5598 | 0
6393 | 267 | 24 | 9 | Wednesday | 8 | 0 | 11.599 | 27.1709 | 52.2576 | 79.9326 | 6.042 | 0 | 0.6502 | 16.56 | 1.9294 | 185.4769 | 0 | 0 | 6.5572 | 0
6394 | 267 | 24 | 9 | Wednesday | 9 | 0 | 4.73 | 27.1709 | 47.6765 | 84.3871 | 6.56 | 0 | 0.3673 | 10.32 | 5.0096 | 174.4218 | 0 | 0 | 7.119 | 0
6395 | 267 | 24 | 9 | Wednesday | 10 | 0 | 11.743 | 27.1709 | 42.5674 | 85.6606 | 6.733 | 0 | 0.7761 | 8.88 | 9.2156 | 176.1964 | 0 | 0 | 7.3063 | 0
6396 | 267 | 24 | 9 | Wednesday | 11 | 0 | 10.675 | 27.1709 | 39.5688 | 85.6606 | 8.114 | 0 | 0.7315 | 10.32 | 13.7672 | 173.6105 | 0 | 0 | 8.8044 | 0
6397 | 267 | 24 | 9 | Wednesday | 12 | 0 | 1.553 | 27.1709 | 36.8803 | 78.8121 | 9.84 | 0 | 0.2497 | 13.92 | 17.9365 | 158.5184 | 0 | 0 | 10.677 | 0
6398 | 267 | 24 | 9 | Wednesday | 13 | 0 | 9.137 | 27.1709 | 39.2527 | 85.6606 | 9.322 | 0 | 0.6573 | 11.52 | 23.1189 | 172.7533 | 0 | 0 | 10.1152 | 0
6399 | 267 | 24 | 9 | Wednesday | 14 | 0 | 26.304 | 27.1709 | 39.4213 | 85.6606 | 5.869 | 0 | 1.4712 | 8.88 | 23.6104 | 184.965 | 0 | 0 | 6.3696 | 0
6400 | 267 | 24 | 9 | Wednesday | 15 | 0 | 27.369 | 27.1709 | 40.2894 | 85.6606 | 5.697 | 0 | 1.4975 | 8.88 | 20.2469 | 186.4195 | 0 | 0 | 6.1824 | 0
6401 | 267 | 24 | 9 | Wednesday | 16 | 0 | 26.795 | 27.1709 | 41.3814 | 85.2073 | 7.596 | 0 | 1.5721 | 11.04 | 13.8818 | 190.0261 | 0 | 0 | 8.2429 | 0
6402 | 267 | 24 | 9 | Wednesday | 17 | 0 | 3.494 | 27.1709 | 33.0245 | 55.9825 | 4.488 | 0 | 0.2606 | 14.88 | 6.8733 | 134.5661 | 0 | 0 | 4.871 | 0
6403 | 267 | 24 | 9 | Wednesday | 18 | 0 | 6.514 | 13.5854 | 27.0248 | 40.9205 | 3.625 | 0 | 0.43 | 4.8 | 2.3525 | 92.9892 | 0 | 0 | 3.9344 | 0
6404 | 267 | 24 | 9 | Wednesday | 19 | 0 | 0 | 0 | 28.1158 | 40.0131 | 2.589 | 0 | 0.0422 | 2.88 | 0.4726 | 71.0047 | 0 | 0 | 2.8103 | 0
6405 | 267 | 24 | 9 | Wednesday | 20 | 0 | 0 | 0 | 24.1068 | 33.1724 | 2.935 | 0 | 0.0478 | 0.96 | 0 | 58.2342 | 0 | 0 | 3.1851 | 0
6406 | 267 | 24 | 9 | Wednesday | 21 | 0 | 0 | 0 | 24.1068 | 32.719 | 1.381 | 0 | 0.0225 | 0.96 | 0 | 57.7555 | 0 | 0 | 1.4988 | 0
6407 | 267 | 24 | 9 | Wednesday | 22 | 0 | 0 | 0 | 12.7362 | 17.8393 | 0.863 | 0 | 0.0141 | 0 | 0 | 30.5535 | 0 | 0 | 0.9368 | 0
6408 | 267 | 24 | 9 | Wednesday | 23 | 0 | 0 | 0 | 6.1377 | 11.0335 | 0.863 | 0 | 0.0141 | 0 | 0 | 17.1493 | 0 | 0 | 0.9368 | 0
6409 | 268 | 25 | 9 | Thursday | 0 | 0 | 0 | 0 | 5.1885 | 10.3969 | 0.863 | 0 | 0.0141 | 0 | 0 | 15.5675 | 0 | 0 | 0.9368 | 0
6410 | 268 | 25 | 9 | Thursday | 1 | 0 | 0 | 0 | 5.1829 | 10.3969 | 0.863 | 0 | 0.0141 | 0 | 0 | 15.5675 | 0 | 0 | 0.9368 | 0
6411 | 268 | 25 | 9 | Thursday | 2 | 0 | 0 | 0 | 5.1829 | 10.3969 | 0.863 | 0 | 0.0141 | 0 | 0 | 15.5675 | 0 | 0 | 0.9368 | 0
6412 | 268 | 25 | 9 | Thursday | 3 | 0 | 0 | 0 | 5.1829 | 10.3969 | 0.863 | 0 | 0.0141 | 0 | 0 | 15.5675 | 0 | 0 | 0.9368 | 0
6413 | 268 | 25 | 9 | Thursday | 4 | 0 | 0 | 0 | 5.6548 | 10.3969 | 0.863 | 0 | 0.0141 | 0 | 0 | 16.0394 | 0 | 0 | 0.9368 | 0
6414 | 268 | 25 | 9 | Thursday | 5 | 0 | 0 | 0 | 8.8552 | 14.4831 | 1.381 | 0 | 0.0225 | 0 | 0 | 23.3344 | 0 | 0 | 1.4989 | 0
6415 | 268 | 25 | 9 | Thursday | 6 | 0 | 0 | 0 | 17.0169 | 21.1313 | 1.208 | 0 | 0.0197 | 0 | 0 | 38.1343 | 0 | 0 | 1.3114 | 0
6416 | 268 | 25 | 9 | Thursday | 7 | 0 | 9.641 | 1.5816 | 28.3205 | 37.109 | 3.28 | 0 | 0.2358 | 8.4 | 0.1363 | 77.847 | 0 | 0 | 3.5598 | 0
6417 | 268 | 25 | 9 | Thursday | 8 | 0 | 4.892 | 27.1709 | 53.3007 | 79.9326 | 6.042 | 0 | 0.3304 | 16.56 | 1.2437 | 181.0699 | 0 | 0 | 6.5572 | 0
6418 | 268 | 25 | 9 | Thursday | 9 | 0 | 6.755 | 27.1709 | 51.2708 | 84.3871 | 6.56 | 0 | 0.4884 | 10.32 | 3.0749 | 180.0679 | 0 | 0 | 7.119 | 0
6419 | 268 | 25 | 9 | Thursday | 10 | 0 | 6.583 | 27.1709 | 45.3203 | 85.6606 | 6.733 | 0 | 0.4784 | 8.88 | 4.0462 | 173.7819 | 0 | 0 | 7.3063 | 0
6420 | 268 | 25 | 9 | Thursday | 11 | 0 | 8.467 | 27.1709 | 41.9596 | 85.6606 | 8.114 | 0 | 0.6015 | 10.32 | 4.2521 | 173.7746 | 0 | 0 | 8.8044 | 0
6421 | 268 | 25 | 9 | Thursday | 12 | 0 | 5.905 | 27.1709 | 41.5061 | 78.8121 | 9.84 | 0 | 0.4859 | 13.92 | 3.9273 | 167.528 | 0 | 0 | 10.677 | 0
6422 | 268 | 25 | 9 | Thursday | 13 | 0 | 12.897 | 27.1709 | 50.0674 | 85.6606 | 9.322 | 0 | 0.8834 | 11.52 | 3.2726 | 187.4336 | 0 | 0 | 10.1152 | 0
6423 | 268 | 25 | 9 | Thursday | 14 | 0 | 11.897 | 27.1709 | 50.7052 | 85.6606 | 5.869 | 0 | 0.772 | 8.88 | 3.453 | 184.5172 | 0 | 0 | 6.3696 | 0
6424 | 268 | 25 | 9 | Thursday | 15 | 0 | 15.119 | 27.1709 | 53.544 | 85.6606 | 5.697 | 0 | 0.9239 | 8.88 | 3.0911 | 189.9383 | 0 | 0 | 6.1824 | 0
6425 | 268 | 25 | 9 | Thursday | 16 | 0 | 16.289 | 27.1709 | 51.8823 | 85.2073 | 7.596 | 0 | 1.0027 | 11.04 | 3.2177 | 190.6941 | 0 | 0 | 8.2429 | 0
6426 | 268 | 25 | 9 | Thursday | 17 | 0 | 1.413 | 27.1709 | 36.2339 | 55.9825 | 4.488 | 0 | 0.1512 | 14.88 | 3.7164 | 135.7511 | 0 | 0 | 4.871 | 0
6427 | 268 | 25 | 9 | Thursday | 18 | 0 | 1.378 | 13.5854 | 28.0905 | 40.9205 | 3.625 | 0 | 0.1334 | 4.8 | 2.4054 | 88.79 | 0 | 0 | 3.9344 | 0
6428 | 268 | 25 | 9 | Thursday | 19 | 0 | 0 | 0 | 28.1443 | 40.0131 | 2.589 | 0 | 0.0422 | 2.88 | 0.5177 | 71.0332 | 0 | 0 | 2.8103 | 0
6429 | 268 | 25 | 9 | Thursday | 20 | 0 | 0 | 0 | 24.1068 | 33.1724 | 2.935 | 0 | 0.0478 | 0.96 | 0 | 58.2342 | 0 | 0 | 3.1851 | 0
6430 | 268 | 25 | 9 | Thursday | 21 | 0 | 0 | 0 | 24.1068 | 32.719 | 1.381 | 0 | 0.0225 | 0.96 | 0 | 57.7555 | 0 | 0 | 1.4988 | 0
6431 | 268 | 25 | 9 | Thursday | 22 | 0 | 0 | 0 | 12.7362 | 17.8393 | 0.863 | 0 | 0.0141 | 0 | 0 | 30.5535 | 0 | 0 | 0.9368 | 0
6432 | 268 | 25 | 9 | Thursday | 23 | 0 | 0 | 0 | 6.1377 | 11.0335 | 0.863 | 0 | 0.0141 | 0 | 0 | 17.1493 | 0 | 0 | 0.9368 | 0
6433 | 269 | 26 | 9 | Friday | 0 | 0 | 0 | 0 | 5.1885 | 10.3969 | 0.863 | 0 | 0.0141 | 0 | 0 | 15.5675 | 0 | 0 | 0.9368 | 0
6434 | 269 | 26 | 9 | Friday | 1 | 0 | 0 | 0 | 5.1829 | 10.3969 | 0.863 | 0 | 0.0141 | 0 | 0 | 15.5675 | 0 | 0 | 0.9368 | 0
6435 | 269 | 26 | 9 | Friday | 2 | 0 | 0 | 0 | 5.1829 | 10.3969 | 0.863 | 0 | 0.0141 | 0 | 0 | 15.5675 | 0 | 0 | 0.9368 | 0
6436 | 269 | 26 | 9 | Friday | 3 | 0 | 0 | 0 | 5.1829 | 10.3969 | 0.863 | 0 | 0.0141 | 0 | 0 | 15.5675 | 0 | 0 | 0.9368 | 0
6437 | 269 | 26 | 9 | Friday | 4 | 0 | 0 | 0 | 5.6548 | 10.3969 | 0.863 | 0 | 0.0141 | 0 | 0 | 16.0394 | 0 | 0 | 0.9368 | 0
6438 | 269 | 26 | 9 | Friday | 5 | 0 | 0 | 0 | 8.8552 | 14.4831 | 1.381 | 0 | 0.0225 | 0 | 0 | 23.3344 | 0 | 0 | 1.4989 | 0
6439 | 269 | 26 | 9 | Friday | 6 | 0 | 0 | 0 | 17.0169 | 21.1313 | 1.208 | 0 | 0.0197 | 0 | 0 | 38.1343 | 0 | 0 | 1.3114 | 0
6440 | 269 | 26 | 9 | Friday | 7 | 0 | 9.148 | 1.5816 | 28.3212 | 37.109 | 3.28 | 0 | 0.2312 | 8.4 | 0.1635 | 77.7925 | 0 | 0 | 3.5598 | 0
6441 | 269 | 26 | 9 | Friday | 8 | 0 | 4.793 | 27.1709 | 53.3155 | 79.9326 | 6.042 | 0 | 0.322 | 16.56 | 1.4846 | 180.9342 | 0 | 0 | 6.5572 | 0
6442 | 269 | 26 | 9 | Friday | 9 | 0 | 6.765 | 27.1709 | 48.129 | 84.3871 | 6.56 | 0 | 0.4899 | 10.32 | 3.9379 | 176.9377 | 0 | 0 | 7.119 | 0
6443 | 269 | 26 | 9 | Friday | 10 | 0 | 5.078 | 27.1709 | 43.5414 | 85.6606 | 6.733 | 0 | 0.3927 | 8.88 | 6.2009 | 170.4825 | 0 | 0 | 7.3063 | 0
6444 | 269 | 26 | 9 | Friday | 11 | 0 | 9.671 | 27.1709 | 41.5235 | 85.6606 | 8.114 | 0 | 0.6777 | 10.32 | 7.3052 | 174.5638 | 0 | 0 | 8.8044 | 0
6445 | 269 | 26 | 9 | Friday | 12 | 0 | 7.061 | 27.1709 | 38.891 | 78.8121 | 9.84 | 0 | 0.5518 | 13.92 | 7.6279 | 166.0798 | 0 | 0 | 10.677 | 0
6446 | 269 | 26 | 9 | Friday | 13 | 0 | 11.104 | 27.1709 | 41.2428 | 85.6606 | 9.322 | 0 | 0.7726 | 11.52 | 7.9787 | 176.8041 | 0 | 0 | 10.1152 | 0
6447 | 269 | 26 | 9 | Friday | 14 | 0 | 2.441 | 27.1709 | 40.9749 | 85.6606 | 5.869 | 0 | 0.2317 | 8.88 | 8.8203 | 165.2329 | 0 | 0 | 6.3696 | 0
6448 | 269 | 26 | 9 | Friday | 15 | 0 | 6.983 | 27.1709 | 41.2376 | 85.6606 | 5.697 | 0 | 0.4766 | 8.88 | 8.6966 | 170.0684 | 0 | 0 | 6.1824 | 0
6449 | 269 | 26 | 9 | Friday | 16 | 0 | 14.651 | 27.1709 | 43.0207 | 85.2073 | 7.596 | 0 | 0.9404 | 11.04 | 6.6622 | 181.0153 | 0 | 0 | 8.2429 | 0
6450 | 269 | 26 | 9 | Friday | 17 | 0 | 1.362 | 27.1709 | 36.2111 | 55.9825 | 4.488 | 0 | 0.1934 | 14.88 | 3.8666 | 135.7249 | 0 | 0 | 4.871 | 0
6451 | 269 | 26 | 9 | Friday | 18 | 0 | 0 | 13.5854 | 29.26 | 40.9205 | 3.625 | 0 | 0.0591 | 4.8 | 1.7171 | 88.5722 | 0 | 0 | 3.9344 | 0
6452 | 269 | 26 | 9 | Friday | 19 | 0 | 0 | 0 | 28.266 | 40.0131 | 2.589 | 0 | 0.0422 | 2.88 | 0.3493 | 71.155 | 0 | 0 | 2.8103 | 0
6453 | 269 | 26 | 9 | Friday | 20 | 0 | 0 | 0 | 24.1068 | 33.1724 | 2.935 | 0 | 0.0478 | 0.96 | 0 | 58.2342 | 0 | 0 | 3.1851 | 0
6454 | 269 | 26 | 9 | Friday | 21 | 0 | 0 | 0 | 24.1068 | 32.719 | 1.381 | 0 | 0.0225 | 0.96 | 0 | 57.7555 | 0 | 0 | 1.4988 | 0
6455 | 269 | 26 | 9 | Friday | 22 | 0 | 0 | 0 | 12.7362 | 17.8393 | 0.863 | 0 | 0.0141 | 0 | 0 | 30.5535 | 0 | 0 | 0.9368 | 0
6456 | 269 | 26 | 9 | Friday | 23 | 0 | 0 | 0 | 6.1377 | 11.0335 | 0.863 | 0 | 0.0141 | 0 | 0 | 17.1493 | 0 | 0 | 0.9368 | 0
6457 | 270 | 27 | 9 | Saturday | 0 | 0 | 0 | 0 | 5.3495 | 10.6091 | 0.863 | 0 | 0.0141 | 0 | 0 | 15.9374 | 0 | 0 | 0.9368 | 0
6458 | 270 | 27 | 9 | Saturday | 1 | 0 | 0 | 0 | 5.1845 | 10.3969 | 0.863 | 0 | 0.0141 | 0 | 0 | 15.5675 | 0 | 0 | 0.9368 | 0
6459 | 270 | 27 | 9 | Saturday | 2 | 0 | 0 | 0 | 5.1845 | 10.3969 | 0.863 | 0 | 0.0141 | 0 | 0 | 15.5675 | 0 | 0 | 0.9368 | 0
6460 | 270 | 27 | 9 | Saturday | 3 | 0 | 0 | 0 | 5.1845 | 10.3969 | 0.863 | 0 | 0.0141 | 0 | 0 | 15.5675 | 0 | 0 | 0.9368 | 0
6461 | 270 | 27 | 9 | Saturday | 4 | 0 | 0 | 0 | 5.1845 | 10.3969 | 0.863 | 0 | 0.0141 | 0 | 0 | 15.5675 | 0 | 0 | 0.9368 | 0
6462 | 270 | 27 | 9 | Saturday | 5 | 0 | 0 | 0 | 5.6564 | 10.3969 | 1.381 | 0 | 0.0225 | 0 | 0 | 16.0478 | 0 | 0 | 1.4989 | 0
6463 | 270 | 27 | 9 | Saturday | 6 | 0 | 0 | 0 | 10.2167 | 14.454 | 1.208 | 0 | 0.0197 | 0 | 0 | 24.6584 | 0 | 0 | 1.3114 | 0
6464 | 270 | 27 | 9 | Saturday | 7 | 0 | 0 | 0 | 14.0979 | 18.078 | 1.899 | 0 | 0.0309 | 3.84 | 0.1866 | 36.034 | 0 | 0 | 2.061 | 0
6465 | 270 | 27 | 9 | Saturday | 8 | 0 | 0 | 0 | 22.3484 | 33.4891 | 2.589 | 0 | 0.0422 | 3.36 | 1.7525 | 59.2149 | 0 | 0 | 2.8104 | 0
6466 | 270 | 27 | 9 | Saturday | 9 | 0 | 0 | 0 | 20.7664 | 36.0383 | 3.625 | 0 | 0.0591 | 5.04 | 4.8122 | 61.8846 | 0 | 0 | 3.9345 | 0
6467 | 270 | 27 | 9 | Saturday | 10 | 0 | 3.148 | 0 | 19.2933 | 36.8872 | 3.28 | 0 | 0.2245 | 4.32 | 8.6325 | 63.7054 | 0 | 0 | 3.5597 | 0
6468 | 270 | 27 | 9 | Saturday | 11 | 0 | 6.565 | 0 | 18.4769 | 36.8872 | 3.97 | 0 | 0.4249 | 6 | 14.9246 | 68.0172 | 0 | 0 | 4.3092 | 0
6469 | 270 | 27 | 9 | Saturday | 12 | 0 | 6.574 | 0 | 15.0984 | 26.6109 | 3.453 | 0 | 0.4142 | 5.04 | 20.5788 | 53.3927 | 0 | 0 | 3.7471 | 0
6470 | 270 | 27 | 9 | Saturday | 13 | 0 | 7.118 | 0 | 15.1171 | 26.1571 | 3.28 | 0 | 0.4419 | 3.12 | 22.0155 | 51.5779 | 0 | 0 | 3.5597 | 0
6471 | 270 | 27 | 9 | Saturday | 14 | 0 | 7.513 | 0 | 14.7622 | 26.1571 | 2.589 | 0 | 0.4513 | 1.92 | 21.1623 | 50.4043 | 0 | 0 | 2.8103 | 0
6472 | 270 | 27 | 9 | Saturday | 15 | 0 | 7.397 | 0 | 15.1916 | 26.1571 | 2.072 | 0 | 0.4379 | 0.96 | 17.8357 | 49.7473 | 0 | 0 | 2.2483 | 0
6473 | 270 | 27 | 9 | Saturday | 16 | 0 | 7.649 | 0 | 15.6549 | 26.1571 | 2.417 | 0 | 0.4572 | 1.2 | 12.4674 | 50.7103 | 0 | 0 | 2.623 | 0
6474 | 270 | 27 | 9 | Saturday | 17 | 0 | 6.642 | 0 | 11.9512 | 19.2871 | 1.208 | 0 | 0.3796 | 1.44 | 6.8435 | 39.332 | 0 | 0 | 1.3114 | 0
6475 | 270 | 27 | 9 | Saturday | 18 | 0 | 2.584 | 0 | 12.8006 | 19.2871 | 1.208 | 0 | 0.1599 | 0 | 2.2824 | 34.6464 | 0 | 0 | 1.3114 | 0
6476 | 270 | 27 | 9 | Saturday | 19 | 0 | 3.452 | 0 | 13.7892 | 19.2871 | 1.208 | 0 | 0.2063 | 0 | 0.3733 | 36.5078 | 0 | 0 | 1.3114 | 0
6477 | 270 | 27 | 9 | Saturday | 20 | 0 | 1.187 | 0 | 13.8282 | 19.2871 | 1.208 | 0 | 0.0839 | 0 | 0 | 34.2703 | 0 | 0 | 1.3114 | 0
6478 | 270 | 27 | 9 | Saturday | 21 | 0 | 0 | 0 | 13.8282 | 19.2871 | 1.554 | 0 | 0.0253 | 0 | 0 | 33.0807 | 0 | 0 | 1.6862 | 0
6479 | 270 | 27 | 9 | Saturday | 22 | 0 | 0 | 0 | 12.5503 | 17.5892 | 0.863 | 0 | 0.0141 | 0 | 0 | 30.1095 | 0 | 0 | 0.9368 | 0
6480 | 270 | 27 | 9 | Saturday | 23 | 0 | 0 | 0 | 6.6175 | 11.0335 | 0.863 | 0 | 0.0141 | 0 | 0 | 17.6211 | 0 | 0 | 0.9368 | 0
6481 | 271 | 28 | 9 | Sunday | 0 | 0 | 0 | 0 | 5.3583 | 10.6091 | 0.691 | 0 | 0.0112 | 0 | 0 | 15.9346 | 0 | 0 | 0.7494 | 0
6482 | 271 | 28 | 9 | Sunday | 1 | 0 | 0 | 0 | 5.2005 | 10.3969 | 0.691 | 0 | 0.0112 | 0 | 0 | 15.5647 | 0 | 0 | 0.7494 | 0
6483 | 271 | 28 | 9 | Sunday | 2 | 0 | 0 | 0 | 5.1909 | 10.3969 | 0.691 | 0 | 0.0112 | 0 | 0 | 15.5647 | 0 | 0 | 0.7494 | 0
6484 | 271 | 28 | 9 | Sunday | 3 | 0 | 0 | 0 | 5.1909 | 10.3969 | 0.691 | 0 | 0.0112 | 0 | 0 | 15.5647 | 0 | 0 | 0.7494 | 0
6485 | 271 | 28 | 9 | Sunday | 4 | 0 | 0 | 0 | 5.1909 | 10.3969 | 0.691 | 0 | 0.0112 | 0 | 0 | 15.5647 | 0 | 0 | 0.7494 | 0
6486 | 271 | 28 | 9 | Sunday | 5 | 0 | 0 | 0 | 5.6628 | 10.3969 | 1.208 | 0 | 0.0197 | 0 | 0 | 16.045 | 0 | 0 | 1.3115 | 0
6487 | 271 | 28 | 9 | Sunday | 6 | 0 | 0 | 0 | 6.1433 | 11.0335 | 0.691 | 0 | 0.0112 | 0 | 0 | 17.1465 | 0 | 0 | 0.7494 | 0
6488 | 271 | 28 | 9 | Sunday | 7 | 0 | 0 | 0 | 9.5572 | 14.6575 | 0.691 | 0 | 0.0112 | 0 | 0.1805 | 24.1843 | 0 | 0 | 0.7494 | 0
6489 | 271 | 28 | 9 | Sunday | 8 | 0 | 0 | 0 | 9.6377 | 15.5065 | 0.691 | 0 | 0.0112 | 0 | 2.0428 | 25.1034 | 0 | 0 | 0.7494 | 0
6490 | 271 | 28 | 9 | Sunday | 9 | 0 | 0 | 0 | 8.6089 | 15.5065 | 0.691 | 0 | 0.0112 | 0 | 6.7185 | 24.0746 | 0 | 0 | 0.7494 | 0
6491 | 271 | 28 | 9 | Sunday | 10 | 0 | 0.596 | 0 | 8.7759 | 16.3554 | 0.691 | 0 | 0.0432 | 0 | 12.596 | 25.7001 | 0 | 0 | 0.7494 | 0
6492 | 271 | 28 | 9 | Sunday | 11 | 0 | 1.308 | 0 | 8.5614 | 16.3554 | 1.036 | 0 | 0.0868 | 0 | 17.985 | 26.2016 | 0 | 0 | 1.1241 | 0
6493 | 271 | 28 | 9 | Sunday | 12 | 0 | 5.077 | 0 | 11.164 | 20.794 | 1.036 | 0 | 0.2929 | 0 | 20.644 | 37.0464 | 0 | 0 | 1.1241 | 0
6494 | 271 | 28 | 9 | Sunday | 13 | 0 | 5.206 | 0 | 11.2569 | 20.794 | 1.554 | 0 | 0.3071 | 0 | 19.7397 | 37.2777 | 0 | 0 | 1.6862 | 0
6495 | 271 | 28 | 9 | Sunday | 14 | 0 | 7.666 | 0 | 11.5189 | 20.794 | 1.036 | 0 | 0.4395 | 0 | 17.5948 | 40.0189 | 0 | 0 | 1.1241 | 0
6496 | 271 | 28 | 9 | Sunday | 15 | 0 | 12.024 | 0 | 11.9717 | 20.794 | 0.691 | 0 | 0.6582 | 0 | 15.7159 | 44.3888 | 0 | 0 | 0.7494 | 0
6497 | 271 | 28 | 9 | Sunday | 16 | 0 | 9.051 | 0 | 12.0857 | 20.3695 | 0.691 | 0 | 0.5027 | 0 | 11.6343 | 41.303 | 0 | 0 | 0.7494 | 0
6498 | 271 | 28 | 9 | Sunday | 17 | 0 | 6.48 | 0 | 11.9764 | 19.916 | 0.691 | 0 | 0.348 | 0 | 5.7739 | 37.9036 | 0 | 0 | 0.7494 | 0
6499 | 271 | 28 | 9 | Sunday | 18 | 0 | 6.99 | 0 | 13.133 | 19.916 | 0.691 | 0 | 0.3971 | 0 | 1.919 | 40.056 | 0 | 0 | 0.7494 | 0
6500 | 271 | 28 | 9 | Sunday | 19 | 0 | 5.44 | 0 | 14.1318 | 19.916 | 0.691 | 0 | 0.3115 | 0 | 0.3397 | 39.4934 | 0 | 0 | 0.7494 | 0
6501 | 271 | 28 | 9 | Sunday | 20 | 0 | 3.201 | 0 | 13.6956 | 19.916 | 0.691 | 0 | 0.1875 | 0 | 0 | 36.7991 | 0 | 0 | 0.7494 | 0
6502 | 271 | 28 | 9 | Sunday | 21 | 0 | 0 | 0 | 13.6956 | 19.916 | 1.208 | 0 | 0.0197 | 0 | 0 | 33.5809 | 0 | 0 | 1.3115 | 0
6503 | 271 | 28 | 9 | Sunday | 22 | 0 | 0 | 0 | 6.2927 | 11.8825 | 0.691 | 0 | 0.0112 | 0 | 0 | 18.1545 | 0 | 0 | 0.7494 | 0
6504 | 271 | 28 | 9 | Sunday | 23 | 0 | 0 | 0 | 5.6618 | 11.0335 | 0.691 | 0 | 0.0112 | 0 | 0 | 16.6746 | 0 | 0 | 0.7494 | 0
6505 | 272 | 29 | 9 | Monday | 0 | 0 | 0 | 0 | 5.1885 | 10.3969 | 0.863 | 0 | 0.0141 | 0 | 0 | 15.5675 | 0 | 0 | 0.9368 | 0
6506 | 272 | 29 | 9 | Monday | 1 | 0 | 0 | 0 | 5.1829 | 10.3969 | 0.863 | 0 | 0.0141 | 0 | 0 | 15.5675 | 0 | 0 | 0.9368 | 0
6507 | 272 | 29 | 9 | Monday | 2 | 0 | 0 | 0 | 5.1829 | 10.3969 | 0.863 | 0 | 0.0141 | 0 | 0 | 15.5675 | 0 | 0 | 0.9368 | 0
6508 | 272 | 29 | 9 | Monday | 3 | 0 | 0 | 0 | 5.1829 | 10.3969 | 0.863 | 0 | 0.0141 | 0 | 0 | 15.5675 | 0 | 0 | 0.9368 | 0
6509 | 272 | 29 | 9 | Monday | 4 | 0 | 0 | 0 | 5.6548 | 10.3969 | 0.863 | 0 | 0.0141 | 0 | 0 | 16.0394 | 0 | 0 | 0.9368 | 0
6510 | 272 | 29 | 9 | Monday | 5 | 0 | 0 | 0 | 8.8552 | 14.4831 | 1.381 | 0 | 0.0225 | 0 | 0 | 23.3344 | 0 | 0 | 1.4989 | 0
6511 | 272 | 29 | 9 | Monday | 6 | 0 | 0 | 0 | 17.0169 | 21.1313 | 1.208 | 0 | 0.0197 | 0 | 0 | 38.1343 | 0 | 0 | 1.3114 | 0
6512 | 272 | 29 | 9 | Monday | 7 | 0 | 20.329 | 3.9539 | 28.3214 | 37.109 | 3.28 | 0 | 0.485 | 8.4 | 0.0555 | 83.4372 | 0 | 0 | 3.5598 | 0
6513 | 272 | 29 | 9 | Monday | 8 | 0 | 12.203 | 27.1709 | 55.0858 | 79.9326 | 6.042 | 0 | 0.8155 | 16.56 | 0.5531 | 190.6844 | 0 | 0 | 6.5572 | 0
6514 | 272 | 29 | 9 | Monday | 9 | 0 | 14.541 | 27.1709 | 56.2409 | 84.3871 | 6.56 | 0 | 0.9233 | 10.32 | 1.7922 | 192.5977 | 0 | 0 | 7.119 | 0
6515 | 272 | 29 | 9 | Monday | 10 | 0 | 15.188 | 27.1709 | 51.4945 | 85.6606 | 6.733 | 0 | 0.9025 | 8.88 | 3.0141 | 187.123 | 0 | 0 | 7.3063 | 0
6516 | 272 | 29 | 9 | Monday | 11 | 0 | 24.446 | 27.1709 | 53.0507 | 85.6606 | 8.114 | 0 | 1.2467 | 10.32 | 2.8477 | 195.1231 | 0 | 0 | 8.8044 | 0
6517 | 272 | 29 | 9 | Monday | 12 | 0 | 17.204 | 27.1709 | 52.3247 | 78.8121 | 9.84 | 0 | 1.129 | 13.92 | 2.3821 | 189.2933 | 0 | 0 | 10.677 | 0
6518 | 272 | 29 | 9 | Monday | 13 | 0 | 29.709 | 27.1709 | 57.0011 | 85.6606 | 9.322 | 0 | 1.4798 | 11.52 | 2.1581 | 203.532 | 0 | 0 | 10.1152 | 0
6519 | 272 | 29 | 9 | Monday | 14 | 0 | 27.951 | 27.1709 | 57.6075 | 85.6606 | 5.869 | 0 | 1.45 | 8.88 | 1.9985 | 202.236 | 0 | 0 | 6.3696 | 0
6520 | 272 | 29 | 9 | Monday | 15 | 0 | 27.785 | 27.1709 | 57.9026 | 85.6606 | 5.697 | 0 | 1.4723 | 8.88 | 1.9392 | 202.9994 | 0 | 0 | 6.1824 | 0
6521 | 272 | 29 | 9 | Monday | 16 | 0 | 27.472 | 27.1709 | 58.731 | 85.2073 | 7.596 | 0 | 1.4481 | 11.04 | 1.6951 | 204.5175 | 0 | 0 | 8.2429 | 0
6522 | 272 | 29 | 9 | Monday | 17 | 0 | 10.988 | 27.1709 | 42.9209 | 55.9825 | 4.488 | 0 | 0.6435 | 14.88 | 1.1765 | 151.0895 | 0 | 0 | 4.871 | 0
6523 | 272 | 29 | 9 | Monday | 18 | 0 | 2.609 | 13.5854 | 30.6497 | 40.9205 | 3.625 | 0 | 0.2023 | 4.8 | 0.5642 | 92.5915 | 0 | 0 | 3.9344 | 0
6524 | 272 | 29 | 9 | Monday | 19 | 0 | 0 | 0 | 28.3042 | 40.0131 | 2.589 | 0 | 0.0422 | 2.88 | 0.1162 | 71.1932 | 0 | 0 | 2.8103 | 0
6525 | 272 | 29 | 9 | Monday | 20 | 0 | 0.605 | 0 | 24.1068 | 33.1724 | 2.935 | 0 | 0.0809 | 0.96 | 0 | 58.8441 | 0 | 0 | 3.1851 | 0
6526 | 272 | 29 | 9 | Monday | 21 | 0 | 0 | 0 | 24.1068 | 32.719 | 1.381 | 0 | 0.0225 | 0.96 | 0 | 57.7555 | 0 | 0 | 1.4988 | 0
6527 | 272 | 29 | 9 | Monday | 22 | 0 | 0 | 0 | 12.7362 | 17.8393 | 0.863 | 0 | 0.0141 | 0 | 0 | 30.5535 | 0 | 0 | 0.9368 | 0
6528 | 272 | 29 | 9 | Monday | 23 | 0 | 0 | 0 | 6.1377 | 11.0335 | 0.863 | 0 | 0.0141 | 0 | 0 | 17.1493 | 0 | 0 | 0.9368 | 0
6529 | 273 | 30 | 9 | Tuesday | 0 | 0 | 0 | 0 | 5.1885 | 10.3969 | 0.863 | 0 | 0.0141 | 0 | 0 | 15.5675 | 0 | 0 | 0.9368 | 0
6530 | 273 | 30 | 9 | Tuesday | 1 | 0 | 0 | 0 | 5.1829 | 10.3969 | 0.863 | 0 | 0.0141 | 0 | 0 | 15.5675 | 0 | 0 | 0.9368 | 0
6531 | 273 | 30 | 9 | Tuesday | 2 | 0 | 0 | 0 | 5.1829 | 10.3969 | 0.863 | 0 | 0.0141 | 0 | 0 | 15.5675 | 0 | 0 | 0.9368 | 0
6532 | 273 | 30 | 9 | Tuesday | 3 | 0 | 0 | 0 | 5.1829 | 10.3969 | 0.863 | 0 | 0.0141 | 0 | 0 | 15.5675 | 0 | 0 | 0.9368 | 0
6533 | 273 | 30 | 9 | Tuesday | 4 | 0 | 0 | 0 | 5.6548 | 10.3969 | 0.863 | 0 | 0.0141 | 0 | 0 | 16.0394 | 0 | 0 | 0.9368 | 0
6534 | 273 | 30 | 9 | Tuesday | 5 | 0 | 0 | 0 | 8.8552 | 14.4831 | 1.381 | 0 | 0.0225 | 0 | 0 | 23.3344 | 0 | 0 | 1.4989 | 0
6535 | 273 | 30 | 9 | Tuesday | 6 | 0 | 0 | 0 | 17.0169 | 21.1313 | 1.208 | 0 | 0.0197 | 0 | 0 | 38.1343 | 0 | 0 | 1.3114 | 0
6536 | 273 | 30 | 9 | Tuesday | 7 | 0 | 14.958 | 2.3723 | 28.3214 | 37.109 | 3.28 | 0 | 0.3467 | 8.4 | 0 | 79.9114 | 0 | 0 | 3.5598 | 0
6537 | 273 | 30 | 9 | Tuesday | 8 | 0 | 12.624 | 27.1709 | 55.0378 | 79.9326 | 6.042 | 0 | 0.747 | 16.56 | 0.3249 | 190.1127 | 0 | 0 | 6.5572 | 0
6538 | 273 | 30 | 9 | Tuesday | 9 | 0 | 9.431 | 27.1709 | 50.1531 | 84.3871 | 6.56 | 0 | 0.6237 | 10.32 | 2.9092 | 181.2153 | 0 | 0 | 7.119 | 0
6539 | 273 | 30 | 9 | Tuesday | 10 | 0 | 13.997 | 27.1709 | 41.3601 | 85.6606 | 6.733 | 0 | 0.8254 | 8.88 | 6.6651 | 175.6084 | 0 | 0 | 7.3063 | 0
6540 | 273 | 30 | 9 | Tuesday | 11 | 0 | 17.041 | 27.1709 | 39.5834 | 85.6606 | 8.114 | 0 | 0.9573 | 10.32 | 12.2453 | 177.0463 | 0 | 0 | 8.8044 | 0
6541 | 273 | 30 | 9 | Tuesday | 12 | 0 | 13.245 | 27.1709 | 37.1323 | 78.8121 | 9.84 | 0 | 0.8992 | 13.92 | 16.3821 | 170.1747 | 0 | 0 | 10.677 | 0
6542 | 273 | 30 | 9 | Tuesday | 13 | 0 | 20.991 | 27.1709 | 39.8248 | 85.6606 | 9.322 | 0 | 1.2702 | 11.52 | 16.2584 | 183.5827 | 0 | 0 | 10.1152 | 0
6543 | 273 | 30 | 9 | Tuesday | 14 | 0 | 22.041 | 27.1709 | 40.0827 | 85.6606 | 5.869 | 0 | 1.2945 | 8.88 | 15.5718 | 182.4828 | 0 | 0 | 6.3696 | 0
6544 | 273 | 30 | 9 | Tuesday | 15 | 0 | 26.31 | 27.1709 | 40.7272 | 85.6606 | 5.697 | 0 | 1.4247 | 8.88 | 14.4632 | 185.1074 | 0 | 0 | 6.1824 | 0
6545 | 273 | 30 | 9 | Tuesday | 16 | 0 | 21 | 27.1709 | 41.8269 | 85.2073 | 7.596 | 0 | 1.2746 | 11.04 | 11.0223 | 185.2253 | 0 | 0 | 8.2429 | 0
6546 | 273 | 30 | 9 | Tuesday | 17 | 0 | 4.796 | 27.1709 | 35.4797 | 55.9825 | 4.488 | 0 | 0.3398 | 14.88 | 5.4558 | 138.4091 | 0 | 0 | 4.871 | 0
6547 | 273 | 30 | 9 | Tuesday | 18 | 0 | 1.028 | 13.5854 | 29.6876 | 40.9205 | 3.625 | 0 | 0.1141 | 4.8 | 1.4872 | 90.0339 | 0 | 0 | 3.9344 | 0
6548 | 273 | 30 | 9 | Tuesday | 19 | 0 | 0 | 0 | 28.2941 | 40.0131 | 2.589 | 0 | 0.0422 | 2.88 | 0.2666 | 71.183 | 0 | 0 | 2.8103 | 0
6549 | 273 | 30 | 9 | Tuesday | 20 | 0 | 0.603 | 0 | 24.1068 | 33.1724 | 2.935 | 0 | 0.0804 | 0.96 | 0 | 58.8417 | 0 | 0 | 3.1851 | 0
6550 | 273 | 30 | 9 | Tuesday | 21 | 0 | 0 | 0 | 24.1068 | 32.719 | 1.381 | 0 | 0.0225 | 0.96 | 0 | 57.7555 | 0 | 0 | 1.4988 | 0
6551 | 273 | 30 | 9 | Tuesday | 22 | 0 | 0 | 0 | 12.7362 | 17.8393 | 0.863 | 0 | 0.0141 | 0 | 0 | 30.5535 | 0 | 0 | 0.9368 | 0
6552 | 273 | 30 | 9 | Tuesday | 23 | 0 | 0 | 0 | 6.1377 | 11.0335 | 0.863 | 0 | 0.0141 | 0 | 0 | 17.1493 | 0 | 0 | 0.9368 | 0
6553 | 274 | 1 | 10 | Wednesday | 0 | 0 | 0 | 0 | 5.1885 | 10.3969 | 0.863 | 0 | 0.0141 | 0 | 0 | 15.5675 | 0 | 0 | 0.9368 | 0
6554 | 274 | 1 | 10 | Wednesday | 1 | 0 | 0 | 0 | 5.1829 | 10.3969 | 0.863 | 0 | 0.0141 | 0 | 0 | 15.5675 | 0 | 0 | 0.9368 | 0
6555 | 274 | 1 | 10 | Wednesday | 2 | 0 | 0 | 0 | 5.1829 | 10.3969 | 0.863 | 0 | 0.0141 | 0 | 0 | 15.5675 | 0 | 0 | 0.9368 | 0
6556 | 274 | 1 | 10 | Wednesday | 3 | 0 | 0 | 0 | 5.1829 | 10.3969 | 0.863 | 0 | 0.0141 | 0 | 0 | 15.5675 | 0 | 0 | 0.9368 | 0
6557 | 274 | 1 | 10 | Wednesday | 4 | 0 | 0 | 0 | 5.6548 | 10.3969 | 0.863 | 0 | 0.0141 | 0 | 0 | 16.0394 | 0 | 0 | 0.9368 | 0
6558 | 274 | 1 | 10 | Wednesday | 5 | 0 | 0 | 0 | 8.8552 | 14.4831 | 1.381 | 0 | 0.0225 | 0 | 0 | 23.3344 | 0 | 0 | 1.4989 | 0
6559 | 274 | 1 | 10 | Wednesday | 6 | 0 | 0 | 0 | 17.0169 | 21.1313 | 1.208 | 0 | 0.0197 | 0 | 0 | 38.1343 | 0 | 0 | 1.3114 | 0
6560 | 274 | 1 | 10 | Wednesday | 7 | 0 | 11.026 | 1.5816 | 28.3211 | 37.109 | 3.28 | 0 | 0.2596 | 8.4 | 0.1509 | 78.0144 | 0 | 0 | 3.5598 | 0
6561 | 274 | 1 | 10 | Wednesday | 8 | 0 | 13.523 | 27.1709 | 52.7597 | 79.9326 | 6.042 | 0 | 0.7313 | 16.56 | 1.5493 | 187.416 | 0 | 0 | 6.5572 | 0
6562 | 274 | 1 | 10 | Wednesday | 9 | 0 | 5.487 | 27.1709 | 47.1505 | 84.3871 | 6.56 | 0 | 0.4085 | 10.32 | 4.5064 | 174.4882 | 0 | 0 | 7.119 | 0
6563 | 274 | 1 | 10 | Wednesday | 10 | 0 | 9.83 | 27.1709 | 41.6362 | 85.6606 | 6.733 | 0 | 0.6555 | 8.88 | 8.1984 | 173.0463 | 0 | 0 | 7.3063 | 0
6564 | 274 | 1 | 10 | Wednesday | 11 | 0 | 14 | 27.1709 | 40.2684 | 85.6606 | 8.114 | 0 | 0.9125 | 10.32 | 12.8433 | 177.2911 | 0 | 0 | 8.8044 | 0
6565 | 274 | 1 | 10 | Wednesday | 12 | 0 | 12.493 | 27.1709 | 37.6767 | 78.8121 | 9.84 | 0 | 0.8701 | 13.92 | 17.8385 | 170.279 | 0 | 0 | 10.677 | 0
6566 | 274 | 1 | 10 | Wednesday | 13 | 0.803 | 1.772 | 27.1709 | 40.0238 | 85.6606 | 9.322 | 0 | 0.2616 | 11.52 | 22.8345 | 166.3224 | 0 | 0 | 10.9177 | 0
6567 | 274 | 1 | 10 | Wednesday | 14 | 0 | 3.236 | 27.1709 | 40.2814 | 85.6606 | 5.869 | 0 | 0.2703 | 8.88 | 24.3542 | 165.3353 | 0 | 0 | 6.3696 | 0
6568 | 274 | 1 | 10 | Wednesday | 15 | 0 | 3.04 | 27.1709 | 40.619 | 85.6606 | 5.697 | 0 | 0.2564 | 8.88 | 19.7246 | 165.472 | 0 | 0 | 6.1824 | 0
6569 | 274 | 1 | 10 | Wednesday | 16 | 0 | 2.045 | 27.1709 | 40.8359 | 85.2073 | 7.596 | 0 | 0.2344 | 11.04 | 12.3686 | 166.4229 | 0 | 0 | 8.2429 | 0
6570 | 274 | 1 | 10 | Wednesday | 17 | 0 | 0.051 | 27.1709 | 32.7362 | 55.9825 | 4.488 | 0 | 0.0759 | 14.88 | 6.2367 | 130.8793 | 0 | 0 | 4.871 | 0
6571 | 274 | 1 | 10 | Wednesday | 18 | 0 | 0 | 13.5854 | 28.6379 | 40.9205 | 3.625 | 0 | 0.0591 | 4.8 | 2.2877 | 87.9501 | 0 | 0 | 3.9344 | 0
6572 | 274 | 1 | 10 | Wednesday | 19 | 0 | 0 | 0 | 28.3029 | 40.0131 | 2.589 | 0 | 0.0422 | 2.88 | 0.4502 | 71.1919 | 0 | 0 | 2.8103 | 0
6573 | 274 | 1 | 10 | Wednesday | 20 | 0 | 0 | 0 | 24.1068 | 33.1724 | 2.935 | 0 | 0.0478 | 0.96 | 0 | 58.2342 | 0 | 0 | 3.1851 | 0
6574 | 274 | 1 | 10 | Wednesday | 21 | 0 | 0 | 0 | 24.1068 | 32.719 | 1.381 | 0 | 0.0225 | 0.96 | 0 | 57.7555 | 0 | 0 | 1.4988 | 0
6575 | 274 | 1 | 10 | Wednesday | 22 | 0 | 0 | 0 | 12.7362 | 17.8393 | 0.863 | 0 | 0.0141 | 0 | 0 | 30.5535 | 0 | 0 | 0.9368 | 0
6576 | 274 | 1 | 10 | Wednesday | 23 | 0 | 0 | 0 | 6.1377 | 11.0335 | 0.863 | 0 | 0.0141 | 0 | 0 | 17.1493 | 0 | 0 | 0.9368 | 0
6577 | 275 | 2 | 10 | Thursday | 0 | 0 | 0 | 0 | 5.1885 | 10.3969 | 0.863 | 0 | 0.0141 | 0 | 0 | 15.5675 | 0 | 0 | 0.9368 | 0
6578 | 275 | 2 | 10 | Thursday | 1 | 0 | 0 | 0 | 5.1829 | 10.3969 | 0.863 | 0 | 0.0141 | 0 | 0 | 15.5675 | 0 | 0 | 0.9368 | 0
6579 | 275 | 2 | 10 | Thursday | 2 | 0 | 0 | 0 | 5.1829 | 10.3969 | 0.863 | 0 | 0.0141 | 0 | 0 | 15.5675 | 0 | 0 | 0.9368 | 0
6580 | 275 | 2 | 10 | Thursday | 3 | 0 | 0 | 0 | 5.1829 | 10.3969 | 0.863 | 0 | 0.0141 | 0 | 0 | 15.5675 | 0 | 0 | 0.9368 | 0
6581 | 275 | 2 | 10 | Thursday | 4 | 0 | 0 | 0 | 5.6548 | 10.3969 | 0.863 | 0 | 0.0141 | 0 | 0 | 16.0394 | 0 | 0 | 0.9368 | 0
6582 | 275 | 2 | 10 | Thursday | 5 | 0 | 0 | 0 | 8.8552 | 14.4831 | 1.381 | 0 | 0.0225 | 0 | 0 | 23.3344 | 0 | 0 | 1.4989 | 0
6583 | 275 | 2 | 10 | Thursday | 6 | 0 | 0 | 0 | 17.0169 | 21.1313 | 1.208 | 0 | 0.0197 | 0 | 0 | 38.1343 | 0 | 0 | 1.3114 | 0
6584 | 275 | 2 | 10 | Thursday | 7 | 0 | 9.068 | 1.5816 | 28.3214 | 37.109 | 3.28 | 0 | 0.2301 | 8.4 | 0.1055 | 77.7837 | 0 | 0 | 3.5598 | 0
6585 | 275 | 2 | 10 | Thursday | 8 | 0 | 7.437 | 27.1709 | 54.1612 | 79.9326 | 6.042 | 0 | 0.4735 | 16.56 | 1.1631 | 184.3933 | 0 | 0 | 6.5572 | 0
6586 | 275 | 2 | 10 | Thursday | 9 | 0 | 4.069 | 27.1709 | 50.3712 | 84.3871 | 6.56 | 0 | 0.3329 | 10.32 | 3.8469 | 176.4522 | 0 | 0 | 7.119 | 0
6587 | 275 | 2 | 10 | Thursday | 10 | 0 | 7.522 | 27.1709 | 44.834 | 85.6606 | 6.733 | 0 | 0.5343 | 8.88 | 6.1762 | 174.1206 | 0 | 0 | 7.3063 | 0
6588 | 275 | 2 | 10 | Thursday | 11 | 0 | 7.568 | 27.1709 | 41.4144 | 85.6606 | 8.114 | 0 | 0.5561 | 10.32 | 8.3793 | 172.3278 | 0 | 0 | 8.8044 | 0
6589 | 275 | 2 | 10 | Thursday | 12 | 0 | 5.281 | 27.1709 | 37.9184 | 78.8121 | 9.84 | 0 | 0.4499 | 13.92 | 12.2825 | 163.3088 | 0 | 0 | 10.677 | 0
6590 | 275 | 2 | 10 | Thursday | 13 | 0 | 12.791 | 27.1709 | 40.3648 | 85.6606 | 9.322 | 0 | 0.8578 | 11.52 | 14.141 | 177.2383 | 0 | 0 | 10.1152 | 0
6591 | 275 | 2 | 10 | Thursday | 14 | 0 | 13.693 | 27.1709 | 40.6737 | 85.6606 | 5.869 | 0 | 0.8677 | 8.88 | 13.6468 | 176.1079 | 0 | 0 | 6.3696 | 0
6592 | 275 | 2 | 10 | Thursday | 15 | 0 | 12.253 | 27.1709 | 41.096 | 85.6606 | 5.697 | 0 | 0.7637 | 8.88 | 10.6988 | 174.8442 | 0 | 0 | 6.1824 | 0
6593 | 275 | 2 | 10 | Thursday | 16 | 0 | 13.399 | 27.1709 | 42.9723 | 85.2073 | 7.596 | 0 | 0.8784 | 11.04 | 6.3429 | 179.8499 | 0 | 0 | 8.2429 | 0
6594 | 275 | 2 | 10 | Thursday | 17 | 0 | 2.072 | 27.1709 | 36.267 | 55.9825 | 4.488 | 0 | 0.19 | 14.88 | 3.3291 | 136.4509 | 0 | 0 | 4.871 | 0
6595 | 275 | 2 | 10 | Thursday | 18 | 0 | 0.549 | 13.5854 | 29.9024 | 40.9205 | 3.625 | 0 | 0.0884 | 4.8 | 1.2858 | 89.7675 | 0 | 0 | 3.9344 | 0
6596 | 275 | 2 | 10 | Thursday | 19 | 0 | 0 | 0 | 28.3042 | 40.0131 | 2.589 | 0 | 0.0422 | 2.88 | 0.2095 | 71.1932 | 0 | 0 | 2.8103 | 0
6597 | 275 | 2 | 10 | Thursday | 20 | 0 | 0 | 0 | 24.1068 | 33.1724 | 2.935 | 0 | 0.0478 | 0.96 | 0 | 58.2342 | 0 | 0 | 3.1851 | 0
6598 | 275 | 2 | 10 | Thursday | 21 | 0 | 0 | 0 | 24.1068 | 32.719 | 1.381 | 0 | 0.0225 | 0.96 | 0 | 57.7555 | 0 | 0 | 1.4988 | 0
6599 | 275 | 2 | 10 | Thursday | 22 | 0 | 0 | 0 | 12.7362 | 17.8393 | 0.863 | 0 | 0.0141 | 0 | 0 | 30.5535 | 0 | 0 | 0.9368 | 0
6600 | 275 | 2 | 10 | Thursday | 23 | 0 | 0 | 0 | 6.1377 | 11.0335 | 0.863 | 0 | 0.0141 | 0 | 0 | 17.1493 | 0 | 0 | 0.9368 | 0
6601 | 276 | 3 | 10 | Friday | 0 | 0 | 0 | 0 | 5.1885 | 10.3969 | 0.863 | 0 | 0.0141 | 0 | 0 | 15.5675 | 0 | 0 | 0.9368 | 0
6602 | 276 | 3 | 10 | Friday | 1 | 0 | 0 | 0 | 5.1829 | 10.3969 | 0.863 | 0 | 0.0141 | 0 | 0 | 15.5675 | 0 | 0 | 0.9368 | 0
6603 | 276 | 3 | 10 | Friday | 2 | 0 | 0 | 0 | 5.1829 | 10.3969 | 0.863 | 0 | 0.0141 | 0 | 0 | 15.5675 | 0 | 0 | 0.9368 | 0
6604 | 276 | 3 | 10 | Friday | 3 | 0 | 0 | 0 | 5.1829 | 10.3969 | 0.863 | 0 | 0.0141 | 0 | 0 | 15.5675 | 0 | 0 | 0.9368 | 0
6605 | 276 | 3 | 10 | Friday | 4 | 0 | 0 | 0 | 5.6548 | 10.3969 | 0.863 | 0 | 0.0141 | 0 | 0 | 16.0394 | 0 | 0 | 0.9368 | 0
6606 | 276 | 3 | 10 | Friday | 5 | 0 | 0 | 0 | 8.8552 | 14.4831 | 1.381 | 0 | 0.0225 | 0 | 0 | 23.3344 | 0 | 0 | 1.4989 | 0
6607 | 276 | 3 | 10 | Friday | 6 | 0 | 0 | 0 | 17.0169 | 21.1313 | 1.208 | 0 | 0.0197 | 0 | 0 | 38.1343 | 0 | 0 | 1.3114 | 0
6608 | 276 | 3 | 10 | Friday | 7 | 0 | 10.708 | 1.5816 | 28.3214 | 37.109 | 3.28 | 0 | 0.2557 | 8.4 | 0 | 77.9765 | 0 | 0 | 3.5598 | 0
6609 | 276 | 3 | 10 | Friday | 8 | 0.365 | 18.108 | 27.1709 | 54.8181 | 79.9326 | 6.042 | 0 | 1.0155 | 16.56 | 0.3088 | 194.5813 | 0 | 0 | 6.9223 | 0
6610 | 276 | 3 | 10 | Friday | 9 | 0 | 13.62 | 27.1709 | 47.8952 | 84.3871 | 6.56 | 0 | 0.8719 | 10.32 | 2.6017 | 183.5608 | 0 | 0 | 7.119 | 0
6611 | 276 | 3 | 10 | Friday | 10 | 0 | 14.017 | 27.1709 | 41.2378 | 85.6606 | 6.733 | 0 | 0.9006 | 8.88 | 5.8149 | 177.1997 | 0 | 0 | 7.3063 | 0
6612 | 276 | 3 | 10 | Friday | 11 | 0 | 15.977 | 27.1709 | 40.3206 | 85.6606 | 8.114 | 0 | 1.0428 | 10.32 | 7.5729 | 179.738 | 0 | 0 | 8.8044 | 0
6613 | 276 | 3 | 10 | Friday | 12 | 0 | 2.952 | 27.1709 | 38.472 | 78.8121 | 9.84 | 0 | 0.3253 | 13.92 | 6.7033 | 161.5194 | 0 | 0 | 10.677 | 0
6614 | 276 | 3 | 10 | Friday | 13 | 0 | 20.457 | 27.1709 | 41.2431 | 85.6606 | 9.322 | 0 | 1.219 | 11.52 | 5.8383 | 184.2854 | 0 | 0 | 10.1152 | 0
6615 | 276 | 3 | 10 | Friday | 14 | 0 | 25.86 | 27.1709 | 41.4522 | 85.6606 | 5.869 | 0 | 1.429 | 8.88 | 5.748 | 186.3285 | 0 | 0 | 6.3696 | 0
6616 | 276 | 3 | 10 | Friday | 15 | 0 | 33.853 | 27.1709 | 41.7418 | 85.6606 | 5.697 | 0 | 1.642 | 8.88 | 4.8266 | 189.9504 | 0 | 0 | 6.1824 | 0
6617 | 276 | 3 | 10 | Friday | 16 | 0 | 35.888 | 27.1709 | 44.7968 | 85.2073 | 7.596 | 0 | 1.6777 | 11.04 | 3.2061 | 194.8591 | 0 | 0 | 8.2429 | 0
6618 | 276 | 3 | 10 | Friday | 17 | 0 | 4.26 | 27.1709 | 39.5628 | 55.9825 | 4.488 | 0 | 0.3004 | 14.88 | 1.7578 | 141.898 | 0 | 0 | 4.871 | 0
6619 | 276 | 3 | 10 | Friday | 18 | 0 | 4.242 | 13.5854 | 30.5445 | 40.9205 | 3.625 | 0 | 0.2983 | 4.8 | 0.6074 | 94.2485 | 0 | 0 | 3.9344 | 0
6620 | 276 | 3 | 10 | Friday | 19 | 0 | 0 | 0 | 28.3042 | 40.0131 | 2.589 | 0 | 0.0422 | 2.88 | 0.0813 | 71.1932 | 0 | 0 | 2.8103 | 0
6621 | 276 | 3 | 10 | Friday | 20 | 0 | 0 | 0 | 24.1068 | 33.1724 | 2.935 | 0 | 0.0478 | 0.96 | 0 | 58.2342 | 0 | 0 | 3.1851 | 0
6622 | 276 | 3 | 10 | Friday | 21 | 0 | 0 | 0 | 24.1068 | 32.719 | 1.381 | 0 | 0.0225 | 0.96 | 0 | 57.7555 | 0 | 0 | 1.4988 | 0
6623 | 276 | 3 | 10 | Friday | 22 | 0 | 0 | 0 | 12.7362 | 17.8393 | 0.863 | 0 | 0.0141 | 0 | 0 | 30.5535 | 0 | 0 | 0.9368 | 0
6624 | 276 | 3 | 10 | Friday | 23 | 0 | 0 | 0 | 6.1377 | 11.0335 | 0.863 | 0 | 0.0141 | 0 | 0 | 17.1493 | 0 | 0 | 0.9368 | 0
6625 | 277 | 4 | 10 | Saturday | 0 | 0 | 0 | 0 | 5.3495 | 10.6091 | 0.863 | 0 | 0.0141 | 0 | 0 | 15.9374 | 0 | 0 | 0.9368 | 0
6626 | 277 | 4 | 10 | Saturday | 1 | 0 | 0 | 0 | 5.1845 | 10.3969 | 0.863 | 0 | 0.0141 | 0 | 0 | 15.5675 | 0 | 0 | 0.9368 | 0
6627 | 277 | 4 | 10 | Saturday | 2 | 0 | 0 | 0 | 5.1845 | 10.3969 | 0.863 | 0 | 0.0141 | 0 | 0 | 15.5675 | 0 | 0 | 0.9368 | 0
6628 | 277 | 4 | 10 | Saturday | 3 | 0 | 0 | 0 | 5.1845 | 10.3969 | 0.863 | 0 | 0.0141 | 0 | 0 | 15.5675 | 0 | 0 | 0.9368 | 0
6629 | 277 | 4 | 10 | Saturday | 4 | 0 | 0 | 0 | 5.1845 | 10.3969 | 0.863 | 0 | 0.0141 | 0 | 0 | 15.5675 | 0 | 0 | 0.9368 | 0
6630 | 277 | 4 | 10 | Saturday | 5 | 0 | 0 | 0 | 5.6564 | 10.3969 | 1.381 | 0 | 0.0225 | 0 | 0 | 16.0478 | 0 | 0 | 1.4989 | 0
6631 | 277 | 4 | 10 | Saturday | 6 | 0 | 0 | 0 | 10.2167 | 14.454 | 1.208 | 0 | 0.0197 | 0 | 0 | 24.6584 | 0 | 0 | 1.3114 | 0
6632 | 277 | 4 | 10 | Saturday | 7 | 0 | 0 | 0 | 14.0993 | 18.078 | 1.899 | 0 | 0.0309 | 3.84 | 0.1394 | 36.0355 | 0 | 0 | 2.061 | 0
6633 | 277 | 4 | 10 | Saturday | 8 | 0 | 0 | 0 | 22.6817 | 33.4891 | 2.589 | 0 | 0.0422 | 3.36 | 1.3162 | 59.5482 | 0 | 0 | 2.8104 | 0
6634 | 277 | 4 | 10 | Saturday | 9 | 0 | 0 | 0 | 21.6682 | 36.0383 | 3.625 | 0 | 0.0591 | 5.04 | 3.7761 | 62.7864 | 0 | 0 | 3.9345 | 0
6635 | 277 | 4 | 10 | Saturday | 10 | 0 | 1.974 | 0 | 19.624 | 36.8872 | 3.28 | 0 | 0.1605 | 4.32 | 5.7995 | 62.8535 | 0 | 0 | 3.5597 | 0
6636 | 277 | 4 | 10 | Saturday | 11 | 0 | 5.735 | 0 | 18.8369 | 36.8872 | 3.97 | 0 | 0.3771 | 6 | 7.253 | 67.5387 | 0 | 0 | 4.3092 | 0
6637 | 277 | 4 | 10 | Saturday | 12 | 0 | 6.259 | 0 | 15.3511 | 26.6109 | 3.453 | 0 | 0.3978 | 5.04 | 9.3695 | 53.3292 | 0 | 0 | 3.7471 | 0
6638 | 277 | 4 | 10 | Saturday | 13 | 0 | 6.048 | 0 | 15.369 | 26.1571 | 3.28 | 0 | 0.3832 | 3.12 | 11.5488 | 50.7514 | 0 | 0 | 3.5597 | 0
6639 | 277 | 4 | 10 | Saturday | 14 | 0 | 6.553 | 0 | 14.9707 | 26.1571 | 2.589 | 0 | 0.3979 | 1.92 | 14.2315 | 49.6447 | 0 | 0 | 2.8103 | 0
6640 | 277 | 4 | 10 | Saturday | 15 | 0 | 6.88 | 0 | 15.2702 | 26.1571 | 2.072 | 0 | 0.4085 | 0.96 | 15.2874 | 49.3034 | 0 | 0 | 2.2483 | 0
6641 | 277 | 4 | 10 | Saturday | 16 | 0 | 7.098 | 0 | 15.4083 | 26.1571 | 2.417 | 0 | 0.4252 | 1.2 | 12.5927 | 49.9062 | 0 | 0 | 2.623 | 0
6642 | 277 | 4 | 10 | Saturday | 17 | 0 | 5.932 | 0 | 11.9727 | 19.2871 | 1.208 | 0 | 0.3406 | 1.44 | 6.3938 | 38.6374 | 0 | 0 | 1.3114 | 0
6643 | 277 | 4 | 10 | Saturday | 18 | 0 | 2.095 | 0 | 13.4662 | 19.2871 | 1.208 | 0 | 0.1328 | 0 | 1.5219 | 34.8184 | 0 | 0 | 1.3114 | 0
6644 | 277 | 4 | 10 | Saturday | 19 | 0 | 2.472 | 0 | 13.8322 | 19.2871 | 1.208 | 0 | 0.1524 | 0 | 0.264 | 35.5635 | 0 | 0 | 1.3114 | 0
6645 | 277 | 4 | 10 | Saturday | 20 | 0 | 1.346 | 0 | 13.8282 | 19.2871 | 1.208 | 0 | 0.0923 | 0 | 0 | 34.4298 | 0 | 0 | 1.3114 | 0
6646 | 277 | 4 | 10 | Saturday | 21 | 0 | 0 | 0 | 13.8282 | 19.2871 | 1.554 | 0 | 0.0253 | 0 | 0 | 33.0807 | 0 | 0 | 1.6862 | 0
6647 | 277 | 4 | 10 | Saturday | 22 | 0 | 0 | 0 | 12.5503 | 17.5892 | 0.863 | 0 | 0.0141 | 0 | 0 | 30.1095 | 0 | 0 | 0.9368 | 0
6648 | 277 | 4 | 10 | Saturday | 23 | 0 | 0 | 0 | 6.6175 | 11.0335 | 0.863 | 0 | 0.0141 | 0 | 0 | 17.6211 | 0 | 0 | 0.9368 | 0
6649 | 278 | 5 | 10 | Sunday | 0 | 0 | 0 | 0 | 5.3583 | 10.6091 | 0.691 | 0 | 0.0112 | 0 | 0 | 15.9346 | 0 | 0 | 0.7494 | 0
6650 | 278 | 5 | 10 | Sunday | 1 | 0 | 0 | 0 | 5.2005 | 10.3969 | 0.691 | 0 | 0.0112 | 0 | 0 | 15.5647 | 0 | 0 | 0.7494 | 0
6651 | 278 | 5 | 10 | Sunday | 2 | 0 | 0 | 0 | 5.1909 | 10.3969 | 0.691 | 0 | 0.0112 | 0 | 0 | 15.5647 | 0 | 0 | 0.7494 | 0
6652 | 278 | 5 | 10 | Sunday | 3 | 0 | 0 | 0 | 5.1909 | 10.3969 | 0.691 | 0 | 0.0112 | 0 | 0 | 15.5647 | 0 | 0 | 0.7494 | 0
6653 | 278 | 5 | 10 | Sunday | 4 | 0 | 0 | 0 | 5.1909 | 10.3969 | 0.691 | 0 | 0.0112 | 0 | 0 | 15.5647 | 0 | 0 | 0.7494 | 0
6654 | 278 | 5 | 10 | Sunday | 5 | 0 | 0 | 0 | 5.6628 | 10.3969 | 1.208 | 0 | 0.0197 | 0 | 0 | 16.045 | 0 | 0 | 1.3115 | 0
6655 | 278 | 5 | 10 | Sunday | 6 | 0 | 0 | 0 | 6.1433 | 11.0335 | 0.691 | 0 | 0.0112 | 0 | 0 | 17.1465 | 0 | 0 | 0.7494 | 0
6656 | 278 | 5 | 10 | Sunday | 7 | 0 | 0 | 0 | 9.5606 | 14.6575 | 0.691 | 0 | 0.0112 | 0 | 0.1235 | 24.1877 | 0 | 0 | 0.7494 | 0
6657 | 278 | 5 | 10 | Sunday | 8 | 0 | 0 | 0 | 10.0549 | 15.5065 | 0.691 | 0 | 0.0112 | 0 | 1.1723 | 25.5206 | 0 | 0 | 0.7494 | 0
6658 | 278 | 5 | 10 | Sunday | 9 | 0 | 0 | 0 | 9.3394 | 15.5065 | 0.691 | 0 | 0.0112 | 0 | 3.3065 | 24.8051 | 0 | 0 | 0.7494 | 0
6659 | 278 | 5 | 10 | Sunday | 10 | 0 | 0 | 0 | 9.5993 | 16.3554 | 0.691 | 0 | 0.0112 | 0 | 4.7131 | 25.9236 | 0 | 0 | 0.7494 | 0
6660 | 278 | 5 | 10 | Sunday | 11 | 0 | 0.594 | 0 | 9.5386 | 16.3554 | 1.036 | 0 | 0.0487 | 0 | 4.459 | 26.4607 | 0 | 0 | 1.1241 | 0
6661 | 278 | 5 | 10 | Sunday | 12 | 0 | 3.027 | 0 | 12.8555 | 20.794 | 1.036 | 0 | 0.1801 | 0 | 4.2102 | 36.6712 | 0 | 0 | 1.1241 | 0
6662 | 278 | 5 | 10 | Sunday | 13 | 0 | 3.14 | 0 | 12.6703 | 20.794 | 1.554 | 0 | 0.1949 | 0 | 4.9215 | 36.6102 | 0 | 0 | 1.6862 | 0
6663 | 278 | 5 | 10 | Sunday | 14 | 0 | 3.54 | 0 | 12.573 | 20.794 | 1.036 | 0 | 0.208 | 0 | 5.8537 | 36.9084 | 0 | 0 | 1.1241 | 0
6664 | 278 | 5 | 10 | Sunday | 15 | 0 | 4.975 | 0 | 12.6524 | 20.794 | 0.691 | 0 | 0.2836 | 0 | 6.3344 | 38.4357 | 0 | 0 | 0.7494 | 0
6665 | 278 | 5 | 10 | Sunday | 16 | 0 | 5.3 | 0 | 12.3889 | 20.3695 | 0.691 | 0 | 0.302 | 0 | 6.5599 | 38.06 | 0 | 0 | 0.7494 | 0
6666 | 278 | 5 | 10 | Sunday | 17 | 0 | 3.245 | 0 | 12.2389 | 19.916 | 0.691 | 0 | 0.1878 | 0 | 4.4496 | 35.3851 | 0 | 0 | 0.7494 | 0
6667 | 278 | 5 | 10 | Sunday | 18 | 0 | 2.554 | 0 | 13.7234 | 19.916 | 0.691 | 0 | 0.1507 | 0 | 1.464 | 36.172 | 0 | 0 | 0.7494 | 0
6668 | 278 | 5 | 10 | Sunday | 19 | 0 | 2.887 | 0 | 14.1657 | 19.916 | 0.691 | 0 | 0.1703 | 0 | 0.25 | 36.9529 | 0 | 0 | 0.7494 | 0
6669 | 278 | 5 | 10 | Sunday | 20 | 0 | 2.542 | 0 | 13.6956 | 19.916 | 0.691 | 0 | 0.1532 | 0 | 0 | 36.1375 | 0 | 0 | 0.7494 | 0
6670 | 278 | 5 | 10 | Sunday | 21 | 0 | 0 | 0 | 13.6956 | 19.916 | 1.208 | 0 | 0.0197 | 0 | 0 | 33.5809 | 0 | 0 | 1.3115 | 0
6671 | 278 | 5 | 10 | Sunday | 22 | 0 | 0 | 0 | 6.2927 | 11.8825 | 0.691 | 0 | 0.0112 | 0 | 0 | 18.1545 | 0 | 0 | 0.7494 | 0
6672 | 278 | 5 | 10 | Sunday | 23 | 0 | 0 | 0 | 5.6618 | 11.0335 | 0.691 | 0 | 0.0112 | 0 | 0 | 16.6746 | 0 | 0 | 0.7494 | 0
6673 | 279 | 6 | 10 | Monday | 0 | 0 | 0 | 0 | 5.1885 | 10.3969 | 0.863 | 0 | 0.0141 | 0 | 0 | 15.5675 | 0 | 0 | 0.9368 | 0
6674 | 279 | 6 | 10 | Monday | 1 | 0 | 0 | 0 | 5.1829 | 10.3969 | 0.863 | 0 | 0.0141 | 0 | 0 | 15.5675 | 0 | 0 | 0.9368 | 0
6675 | 279 | 6 | 10 | Monday | 2 | 0 | 0 | 0 | 5.1829 | 10.3969 | 0.863 | 0 | 0.0141 | 0 | 0 | 15.5675 | 0 | 0 | 0.9368 | 0
6676 | 279 | 6 | 10 | Monday | 3 | 0 | 0 | 0 | 5.1829 | 10.3969 | 0.863 | 0 | 0.0141 | 0 | 0 | 15.5675 | 0 | 0 | 0.9368 | 0
6677 | 279 | 6 | 10 | Monday | 4 | 0 | 0 | 0 | 5.6548 | 10.3969 | 0.863 | 0 | 0.0141 | 0 | 0 | 16.0394 | 0 | 0 | 0.9368 | 0
6678 | 279 | 6 | 10 | Monday | 5 | 0 | 0 | 0 | 8.8552 | 14.4831 | 1.381 | 0 | 0.0225 | 0 | 0 | 23.3344 | 0 | 0 | 1.4989 | 0
6679 | 279 | 6 | 10 | Monday | 6 | 0 | 0 | 0 | 17.0169 | 21.1313 | 1.208 | 0 | 0.0197 | 0 | 0 | 38.1343 | 0 | 0 | 1.3114 | 0
6680 | 279 | 6 | 10 | Monday | 7 | 0 | 15.2 | 3.1631 | 28.3213 | 37.109 | 3.28 | 0 | 0.3839 | 8.4 | 0.1173 | 81.399 | 0 | 0 | 3.5598 | 0
6681 | 279 | 6 | 10 | Monday | 8 | 0 | 5.609 | 27.1709 | 52.0585 | 79.9326 | 6.042 | 0 | 0.4097 | 16.56 | 1.9283 | 181.4902 | 0 | 0 | 6.5572 | 0
6682 | 279 | 6 | 10 | Monday | 9 | 0 | 4.889 | 27.1709 | 45.8788 | 84.3871 | 6.56 | 0 | 0.3754 | 10.32 | 8.2183 | 172.7839 | 0 | 0 | 7.119 | 0
6683 | 279 | 6 | 10 | Monday | 10 | 0 | 8.298 | 27.1709 | 41.5581 | 85.6606 | 6.733 | 0 | 0.5696 | 8.88 | 14.9483 | 171.7446 | 0 | 0 | 7.3063 | 0
6684 | 279 | 6 | 10 | Monday | 11 | 0 | 16.453 | 27.1709 | 40.4756 | 85.6606 | 8.114 | 0 | 1.0347 | 10.32 | 18.5062 | 179.579 | 0 | 0 | 8.8044 | 0
6685 | 279 | 6 | 10 | Monday | 12 | 0 | 14.835 | 27.1709 | 38.561 | 78.8121 | 9.84 | 0 | 0.9952 | 13.92 | 20.2828 | 173.3219 | 0 | 0 | 10.677 | 0
6686 | 279 | 6 | 10 | Monday | 13 | 0 | 20.763 | 27.1709 | 42.9283 | 85.6606 | 9.322 | 0 | 1.2284 | 11.52 | 21.1963 | 185.8113 | 0 | 0 | 10.1152 | 0
6687 | 279 | 6 | 10 | Monday | 14 | 0 | 16.866 | 27.1709 | 41.6535 | 85.6606 | 5.869 | 0 | 1.0414 | 8.88 | 17.8969 | 180.0396 | 0 | 0 | 6.3696 | 0
6688 | 279 | 6 | 10 | Monday | 15 | 0 | 16.226 | 27.1709 | 41.3384 | 85.6606 | 5.697 | 0 | 0.9844 | 8.88 | 14.0857 | 178.7434 | 0 | 0 | 6.1824 | 0
6689 | 279 | 6 | 10 | Monday | 16 | 0 | 18.478 | 27.1709 | 43.0534 | 85.2073 | 7.596 | 0 | 1.1118 | 11.04 | 9.3151 | 183.7113 | 0 | 0 | 8.2429 | 0
6690 | 279 | 6 | 10 | Monday | 17 | 0 | 5.805 | 27.1709 | 35.4166 | 55.9825 | 4.488 | 0 | 0.395 | 14.88 | 4.1343 | 139.3623 | 0 | 0 | 4.871 | 0
6691 | 279 | 6 | 10 | Monday | 18 | 0 | 2.251 | 13.5854 | 29.8999 | 40.9205 | 3.625 | 0 | 0.1817 | 4.8 | 1.3152 | 91.4794 | 0 | 0 | 3.9344 | 0
6692 | 279 | 6 | 10 | Monday | 19 | 0 | 0 | 0 | 28.3042 | 40.0131 | 2.589 | 0 | 0.0422 | 2.88 | 0.2387 | 71.1932 | 0 | 0 | 2.8103 | 0
6693 | 279 | 6 | 10 | Monday | 20 | 0 | 0.597 | 0 | 24.1068 | 33.1724 | 2.935 | 0 | 0.0799 | 0.96 | 0 | 58.8352 | 0 | 0 | 3.1851 | 0
6694 | 279 | 6 | 10 | Monday | 21 | 0 | 0 | 0 | 24.1068 | 32.719 | 1.381 | 0 | 0.0225 | 0.96 | 0 | 57.7555 | 0 | 0 | 1.4988 | 0
6695 | 279 | 6 | 10 | Monday | 22 | 0 | 0 | 0 | 12.7362 | 17.8393 | 0.863 | 0 | 0.0141 | 0 | 0 | 30.5535 | 0 | 0 | 0.9368 | 0
6696 | 279 | 6 | 10 | Monday | 23 | 0 | 0 | 0 | 6.1377 | 11.0335 | 0.863 | 0 | 0.0141 | 0 | 0 | 17.1493 | 0 | 0 | 0.9368 | 0
6697 | 280 | 7 | 10 | Tuesday | 0 | 0 | 0 | 0 | 5.1885 | 10.3969 | 0.863 | 0 | 0.0141 | 0 | 0 | 15.5675 | 0 | 0 | 0.9368 | 0
6698 | 280 | 7 | 10 | Tuesday | 1 | 0 | 0 | 0 | 5.1829 | 10.3969 | 0.863 | 0 | 0.0141 | 0 | 0 | 15.5675 | 0 | 0 | 0.9368 | 0
6699 | 280 | 7 | 10 | Tuesday | 2 | 0 | 0 | 0 | 5.1829 | 10.3969 | 0.863 | 0 | 0.0141 | 0 | 0 | 15.5675 | 0 | 0 | 0.9368 | 0
6700 | 280 | 7 | 10 | Tuesday | 3 | 0 | 0 | 0 | 5.1829 | 10.3969 | 0.863 | 0 | 0.0141 | 0 | 0 | 15.5675 | 0 | 0 | 0.9368 | 0
6701 | 280 | 7 | 10 | Tuesday | 4 | 0 | 0 | 0 | 5.6548 | 10.3969 | 0.863 | 0 | 0.0141 | 0 | 0 | 16.0394 | 0 | 0 | 0.9368 | 0
6702 | 280 | 7 | 10 | Tuesday | 5 | 0 | 0 | 0 | 8.8552 | 14.4831 | 1.381 | 0 | 0.0225 | 0 | 0 | 23.3344 | 0 | 0 | 1.4989 | 0
6703 | 280 | 7 | 10 | Tuesday | 6 | 0 | 0 | 0 | 17.0169 | 21.1313 | 1.208 | 0 | 0.0197 | 0 | 0 | 38.1343 | 0 | 0 | 1.3114 | 0
6704 | 280 | 7 | 10 | Tuesday | 7 | 0 | 9.519 | 1.5816 | 28.32 | 37.109 | 3.28 | 0 | 0.2367 | 8.4 | 0.1142 | 77.8337 | 0 | 0 | 3.5598 | 0
6705 | 280 | 7 | 10 | Tuesday | 8 | 0 | 5.604 | 27.1709 | 52.5576 | 79.9326 | 6.042 | 0 | 0.348 | 16.56 | 1.9764 | 180.5858 | 0 | 0 | 6.5572 | 0
6706 | 280 | 7 | 10 | Tuesday | 9 | 0 | 2.141 | 27.1709 | 47.0452 | 84.3871 | 6.56 | 0 | 0.2237 | 10.32 | 8.7253 | 171.1793 | 0 | 0 | 7.119 | 0
6707 | 280 | 7 | 10 | Tuesday | 10 | 0 | 6.347 | 27.1709 | 41.2552 | 85.6606 | 6.733 | 0 | 0.4609 | 8.88 | 16.7758 | 169.4732 | 0 | 0 | 7.3063 | 0
6708 | 280 | 7 | 10 | Tuesday | 11 | 0 | 10.038 | 27.1709 | 40.5151 | 85.6606 | 8.114 | 0 | 0.694 | 10.32 | 23.0254 | 173.9207 | 0 | 0 | 8.8044 | 0
6709 | 280 | 7 | 10 | Tuesday | 12 | 0 | 14.568 | 27.1709 | 38.1957 | 78.8121 | 9.84 | 0 | 0.9934 | 13.92 | 26.6095 | 172.9834 | 0 | 0 | 10.677 | 0
6710 | 280 | 7 | 10 | Tuesday | 13 | 0 | 19.323 | 27.1709 | 40.4664 | 85.6606 | 9.322 | 0 | 1.1606 | 11.52 | 27.11 | 182.2948 | 0 | 0 | 10.1152 | 0
6711 | 280 | 7 | 10 | Tuesday | 14 | 0 | 1.897 | 27.1709 | 40.603 | 85.6606 | 5.869 | 0 | 0.1992 | 8.88 | 24.5892 | 164.3098 | 0 | 0 | 6.3696 | 0
6712 | 280 | 7 | 10 | Tuesday | 15 | 0 | 2.57 | 27.1709 | 40.8361 | 85.6606 | 5.697 | 0 | 0.2309 | 8.88 | 18.1414 | 165.2155 | 0 | 0 | 6.1824 | 0
6713 | 280 | 7 | 10 | Tuesday | 16 | 0 | 1.919 | 27.1709 | 41.2243 | 85.2073 | 7.596 | 0 | 0.2275 | 11.04 | 10.4102 | 166.6847 | 0 | 0 | 8.2429 | 0
6714 | 280 | 7 | 10 | Tuesday | 17 | 0 | 0.59 | 27.1709 | 33.7411 | 55.9825 | 4.488 | 0 | 0.1049 | 14.88 | 4.7095 | 132.4275 | 0 | 0 | 4.871 | 0
6715 | 280 | 7 | 10 | Tuesday | 18 | 0 | 0 | 13.5854 | 29.4967 | 40.9205 | 3.625 | 0 | 0.0591 | 4.8 | 1.6002 | 88.8089 | 0 | 0 | 3.9344 | 0
6716 | 280 | 7 | 10 | Tuesday | 19 | 0 | 0 | 0 | 28.3042 | 40.0131 | 2.589 | 0 | 0.0422 | 2.88 | 0.2494 | 71.1932 | 0 | 0 | 2.8103 | 0
6717 | 280 | 7 | 10 | Tuesday | 20 | 0 | 0 | 0 | 24.1068 | 33.1724 | 2.935 | 0 | 0.0478 | 0.96 | 0 | 58.2342 | 0 | 0 | 3.1851 | 0
6718 | 280 | 7 | 10 | Tuesday | 21 | 0 | 0 | 0 | 24.1068 | 32.719 | 1.381 | 0 | 0.0225 | 0.96 | 0 | 57.7555 | 0 | 0 | 1.4988 | 0
6719 | 280 | 7 | 10 | Tuesday | 22 | 0 | 0 | 0 | 12.7362 | 17.8393 | 0.863 | 0 | 0.0141 | 0 | 0 | 30.5535 | 0 | 0 | 0.9368 | 0
6720 | 280 | 7 | 10 | Tuesday | 23 | 0 | 0 | 0 | 6.1377 | 11.0335 | 0.863 | 0 | 0.0141 | 0 | 0 | 17.1493 | 0 | 0 | 0.9368 | 0
6721 | 281 | 8 | 10 | Wednesday | 0 | 0 | 0 | 0 | 5.1885 | 10.3969 | 0.863 | 0 | 0.0141 | 0 | 0 | 15.5675 | 0 | 0 | 0.9368 | 0
6722 | 281 | 8 | 10 | Wednesday | 1 | 0 | 0 | 0 | 5.1829 | 10.3969 | 0.863 | 0 | 0.0141 | 0 | 0 | 15.5675 | 0 | 0 | 0.9368 | 0
6723 | 281 | 8 | 10 | Wednesday | 2 | 0 | 0 | 0 | 5.1829 | 10.3969 | 0.863 | 0 | 0.0141 | 0 | 0 | 15.5675 | 0 | 0 | 0.9368 | 0
6724 | 281 | 8 | 10 | Wednesday | 3 | 0 | 0 | 0 | 5.1829 | 10.3969 | 0.863 | 0 | 0.0141 | 0 | 0 | 15.5675 | 0 | 0 | 0.9368 | 0
6725 | 281 | 8 | 10 | Wednesday | 4 | 0 | 0 | 0 | 5.6548 | 10.3969 | 0.863 | 0 | 0.0141 | 0 | 0 | 16.0394 | 0 | 0 | 0.9368 | 0
6726 | 281 | 8 | 10 | Wednesday | 5 | 0 | 0 | 0 | 8.8552 | 14.4831 | 1.381 | 0 | 0.0225 | 0 | 0 | 23.3344 | 0 | 0 | 1.4989 | 0
6727 | 281 | 8 | 10 | Wednesday | 6 | 0 | 0 | 0 | 17.0169 | 21.1313 | 1.208 | 0 | 0.0197 | 0 | 0 | 38.1343 | 0 | 0 | 1.3114 | 0
6728 | 281 | 8 | 10 | Wednesday | 7 | 0 | 4.335 | 1.5816 | 28.3206 | 37.109 | 3.28 | 0 | 0.1771 | 8.4 | 0.1089 | 77.2971 | 0 | 0 | 3.5598 | 0
6729 | 281 | 8 | 10 | Wednesday | 8 | 0.08 | 2.484 | 27.1709 | 51.7479 | 79.9326 | 6.042 | 0 | 0.24 | 16.56 | 1.7481 | 178.0326 | 0 | 0 | 6.6371 | 0
6730 | 281 | 8 | 10 | Wednesday | 9 | 0.067 | 1.348 | 27.1709 | 46.6975 | 84.3871 | 6.56 | 0 | 0.1813 | 10.32 | 7.3294 | 170.0339 | 0 | 0 | 7.1862 | 0
6731 | 281 | 8 | 10 | Wednesday | 10 | 0.009 | 2.461 | 27.1709 | 43.5092 | 85.6606 | 6.733 | 0 | 0.2463 | 8.88 | 13.2907 | 167.8097 | 0 | 0 | 7.3151 | 0
6732 | 281 | 8 | 10 | Wednesday | 11 | 0 | 6.066 | 27.1709 | 40.9106 | 85.6606 | 8.114 | 0 | 0.4659 | 10.32 | 17.6813 | 170.3022 | 0 | 0 | 8.8044 | 0
6733 | 281 | 8 | 10 | Wednesday | 12 | 0 | 4.915 | 27.1709 | 37.8964 | 78.8121 | 9.84 | 0 | 0.4302 | 13.92 | 21.0343 | 162.9188 | 0 | 0 | 10.677 | 0
6734 | 281 | 8 | 10 | Wednesday | 13 | 0 | 5.396 | 27.1709 | 40.3104 | 85.6606 | 9.322 | 0 | 0.4487 | 11.52 | 22.4564 | 170.25 | 0 | 0 | 10.1152 | 0
6735 | 281 | 8 | 10 | Wednesday | 14 | 0 | 1.201 | 27.1709 | 40.552 | 85.6606 | 5.869 | 0 | 0.1601 | 8.88 | 20.7452 | 163.5566 | 0 | 0 | 6.3696 | 0
6736 | 281 | 8 | 10 | Wednesday | 15 | 0 | 1.15 | 27.1709 | 40.925 | 85.6606 | 5.697 | 0 | 0.1548 | 8.88 | 15.5628 | 163.8762 | 0 | 0 | 6.1824 | 0
6737 | 281 | 8 | 10 | Wednesday | 16 | 0 | 1.188 | 27.1709 | 41.6173 | 85.2073 | 7.596 | 0 | 0.1887 | 11.04 | 8.6185 | 166.3423 | 0 | 0 | 8.2429 | 0
6738 | 281 | 8 | 10 | Wednesday | 17 | 0 | 0.08 | 27.1709 | 35.536 | 55.9825 | 4.488 | 0 | 0.0775 | 14.88 | 3.7775 | 133.7089 | 0 | 0 | 4.871 | 0
6739 | 281 | 8 | 10 | Wednesday | 18 | 0 | 0 | 13.5854 | 30.0345 | 40.9205 | 3.625 | 0 | 0.0591 | 4.8 | 0.8589 | 89.3467 | 0 | 0 | 3.9344 | 0
6740 | 281 | 8 | 10 | Wednesday | 19 | 0 | 0 | 0 | 28.3042 | 40.0131 | 2.589 | 0 | 0.0422 | 2.88 | 0 | 71.1932 | 0 | 0 | 2.8103 | 0
6741 | 281 | 8 | 10 | Wednesday | 20 | 0 | 0 | 0 | 24.1068 | 33.1724 | 2.935 | 0 | 0.0478 | 0.96 | 0 | 58.2342 | 0 | 0 | 3.1851 | 0
6742 | 281 | 8 | 10 | Wednesday | 21 | 0 | 0 | 0 | 24.1068 | 32.719 | 1.381 | 0 | 0.0225 | 0.96 | 0 | 57.7555 | 0 | 0 | 1.4988 | 0
6743 | 281 | 8 | 10 | Wednesday | 22 | 0 | 0 | 0 | 12.7362 | 17.8393 | 0.863 | 0 | 0.0141 | 0 | 0 | 30.5535 | 0 | 0 | 0.9368 | 0
6744 | 281 | 8 | 10 | Wednesday | 23 | 0 | 0 | 0 | 6.1377 | 11.0335 | 0.863 | 0 | 0.0141 | 0 | 0 | 17.1493 | 0 | 0 | 0.9368 | 0
6745 | 282 | 9 | 10 | Thursday | 0 | 0 | 0 | 0 | 5.1885 | 10.3969 | 0.863 | 0 | 0.0141 | 0 | 0 | 15.5675 | 0 | 0 | 0.9368 | 0
6746 | 282 | 9 | 10 | Thursday | 1 | 0 | 0 | 0 | 5.1829 | 10.3969 | 0.863 | 0 | 0.0141 | 0 | 0 | 15.5675 | 0 | 0 | 0.9368 | 0
6747 | 282 | 9 | 10 | Thursday | 2 | 0 | 0 | 0 | 5.1829 | 10.3969 | 0.863 | 0 | 0.0141 | 0 | 0 | 15.5675 | 0 | 0 | 0.9368 | 0
6748 | 282 | 9 | 10 | Thursday | 3 | 0 | 0 | 0 | 5.1829 | 10.3969 | 0.863 | 0 | 0.0141 | 0 | 0 | 15.5675 | 0 | 0 | 0.9368 | 0
6749 | 282 | 9 | 10 | Thursday | 4 | 0 | 0 | 0 | 5.6548 | 10.3969 | 0.863 | 0 | 0.0141 | 0 | 0 | 16.0394 | 0 | 0 | 0.9368 | 0
6750 | 282 | 9 | 10 | Thursday | 5 | 0 | 0 | 0 | 8.8552 | 14.4831 | 1.381 | 0 | 0.0225 | 0 | 0 | 23.3344 | 0 | 0 | 1.4989 | 0
6751 | 282 | 9 | 10 | Thursday | 6 | 0 | 0 | 0 | 17.0169 | 21.1313 | 1.208 | 0 | 0.0197 | 0 | 0 | 38.1343 | 0 | 0 | 1.3114 | 0
6752 | 282 | 9 | 10 | Thursday | 7 | 0 | 3.658 | 1.5816 | 28.3207 | 37.109 | 3.28 | 0 | 0.1718 | 8.4 | 0.1023 | 77.2561 | 0 | 0 | 3.5598 | 0
6753 | 282 | 9 | 10 | Thursday | 8 | 0.074 | 2.112 | 27.1709 | 51.9179 | 79.9326 | 6.042 | 0 | 0.2184 | 16.56 | 1.8664 | 177.8258 | 0 | 0 | 6.6307 | 0
6754 | 282 | 9 | 10 | Thursday | 9 | 0.08 | 0.851 | 27.1709 | 45.6524 | 84.3871 | 6.56 | 0 | 0.1548 | 10.32 | 8.5906 | 168.4888 | 0 | 0 | 7.1992 | 0
6755 | 282 | 9 | 10 | Thursday | 10 | 0.026 | 1.37 | 27.1709 | 41.6679 | 85.6606 | 6.733 | 0 | 0.1852 | 8.88 | 16.8086 | 164.8678 | 0 | 0 | 7.332 | 0
6756 | 282 | 9 | 10 | Thursday | 11 | 0 | 6.501 | 27.1709 | 40.7773 | 85.6606 | 8.114 | 0 | 0.494 | 10.32 | 23.11 | 170.6122 | 0 | 0 | 8.8044 | 0
6757 | 282 | 9 | 10 | Thursday | 12 | 0 | 5.578 | 27.1709 | 38.2757 | 78.8121 | 9.84 | 0 | 0.4674 | 13.92 | 26.6545 | 163.9671 | 0 | 0 | 10.677 | 0
6758 | 282 | 9 | 10 | Thursday | 13 | 0 | 5.072 | 27.1709 | 40.4539 | 85.6606 | 9.322 | 0 | 0.4305 | 11.52 | 27.5074 | 170.0666 | 0 | 0 | 10.1152 | 0
6759 | 282 | 9 | 10 | Thursday | 14 | 0 | 7.854 | 27.1709 | 40.6392 | 85.6606 | 5.869 | 0 | 0.5337 | 8.88 | 25.4487 | 170.3581 | 0 | 0 | 6.3696 | 0
6760 | 282 | 9 | 10 | Thursday | 15 | 0 | 9.114 | 27.1709 | 41.0078 | 85.6606 | 5.697 | 0 | 0.6001 | 8.88 | 20.3544 | 171.9943 | 0 | 0 | 6.1824 | 0
6761 | 282 | 9 | 10 | Thursday | 16 | 0 | 5.253 | 27.1709 | 41.8401 | 85.2073 | 7.596 | 0 | 0.4107 | 11.04 | 13.1167 | 170.6611 | 0 | 0 | 8.2429 | 0
6762 | 282 | 9 | 10 | Thursday | 17 | 0 | 0.449 | 27.1709 | 34.2583 | 55.9825 | 4.488 | 0 | 0.0975 | 14.88 | 5.0596 | 132.8021 | 0 | 0 | 4.871 | 0
6763 | 282 | 9 | 10 | Thursday | 18 | 0 | 0 | 13.5854 | 29.7728 | 40.9205 | 3.625 | 0 | 0.0591 | 4.8 | 0.8096 | 89.085 | 0 | 0 | 3.9344 | 0
6764 | 282 | 9 | 10 | Thursday | 19 | 0 | 0 | 0 | 28.3042 | 40.0131 | 2.589 | 0 | 0.0422 | 2.88 | 0 | 71.1932 | 0 | 0 | 2.8103 | 0
6765 | 282 | 9 | 10 | Thursday | 20 | 0 | 0 | 0 | 24.1068 | 33.1724 | 2.935 | 0 | 0.0478 | 0.96 | 0 | 58.2342 | 0 | 0 | 3.1851 | 0
6766 | 282 | 9 | 10 | Thursday | 21 | 0 | 0 | 0 | 24.1068 | 32.719 | 1.381 | 0 | 0.0225 | 0.96 | 0 | 57.7555 | 0 | 0 | 1.4988 | 0
6767 | 282 | 9 | 10 | Thursday | 22 | 0 | 0 | 0 | 12.7362 | 17.8393 | 0.863 | 0 | 0.0141 | 0 | 0 | 30.5535 | 0 | 0 | 0.9368 | 0
6768 | 282 | 9 | 10 | Thursday | 23 | 0 | 0 | 0 | 6.1377 | 11.0335 | 0.863 | 0 | 0.0141 | 0 | 0 | 17.1493 | 0 | 0 | 0.9368 | 0
6769 | 283 | 10 | 10 | Friday | 0 | 0 | 0 | 0 | 5.1885 | 10.3969 | 0.863 | 0 | 0.0141 | 0 | 0 | 15.5675 | 0 | 0 | 0.9368 | 0
6770 | 283 | 10 | 10 | Friday | 1 | 0 | 0 | 0 | 5.1829 | 10.3969 | 0.863 | 0 | 0.0141 | 0 | 0 | 15.5675 | 0 | 0 | 0.9368 | 0
6771 | 283 | 10 | 10 | Friday | 2 | 0 | 0 | 0 | 5.1829 | 10.3969 | 0.863 | 0 | 0.0141 | 0 | 0 | 15.5675 | 0 | 0 | 0.9368 | 0
6772 | 283 | 10 | 10 | Friday | 3 | 0 | 0 | 0 | 5.1829 | 10.3969 | 0.863 | 0 | 0.0141 | 0 | 0 | 15.5675 | 0 | 0 | 0.9368 | 0
6773 | 283 | 10 | 10 | Friday | 4 | 0 | 0 | 0 | 5.6548 | 10.3969 | 0.863 | 0 | 0.0141 | 0 | 0 | 16.0394 | 0 | 0 | 0.9368 | 0
6774 | 283 | 10 | 10 | Friday | 5 | 0 | 0 | 0 | 8.8552 | 14.4831 | 1.381 | 0 | 0.0225 | 0 | 0 | 23.3344 | 0 | 0 | 1.4989 | 0
6775 | 283 | 10 | 10 | Friday | 6 | 0 | 0 | 0 | 17.0169 | 21.1313 | 1.208 | 0 | 0.0197 | 0 | 0 | 38.1343 | 0 | 0 | 1.3114 | 0
6776 | 283 | 10 | 10 | Friday | 7 | 0 | 3.423 | 1.5816 | 28.3214 | 37.109 | 3.28 | 0 | 0.1701 | 8.4 | 0.1091 | 77.2427 | 0 | 0 | 3.5598 | 0
6777 | 283 | 10 | 10 | Friday | 8 | 0.327 | 1.828 | 27.1709 | 53.3197 | 79.9326 | 6.042 | 0 | 0.2063 | 16.56 | 1.7741 | 178.9453 | 0 | 0 | 6.8847 | 0
6778 | 283 | 10 | 10 | Friday | 9 | 0.188 | 0.976 | 27.1709 | 48.4275 | 84.3871 | 6.56 | 0 | 0.1631 | 10.32 | 7.7586 | 171.3915 | 0 | 0 | 7.3074 | 0
6779 | 283 | 10 | 10 | Friday | 10 | 0.126 | 1.33 | 27.1709 | 42.2617 | 85.6606 | 6.733 | 0 | 0.1844 | 8.88 | 14.4648 | 165.4224 | 0 | 0 | 7.4324 | 0
6780 | 283 | 10 | 10 | Friday | 11 | 0.065 | 5.923 | 27.1709 | 40.2821 | 85.6606 | 8.114 | 0 | 0.4639 | 10.32 | 19.2988 | 169.5358 | 0 | 0 | 8.8695 | 0
6781 | 283 | 10 | 10 | Friday | 12 | 0.005 | 2.847 | 27.1709 | 37.6652 | 78.8121 | 9.84 | 0 | 0.3168 | 13.92 | 21.8717 | 160.6035 | 0 | 0 | 10.6824 | 0
6782 | 283 | 10 | 10 | Friday | 13 | 0.005 | 6.145 | 27.1709 | 39.8147 | 85.6606 | 9.322 | 0 | 0.4917 | 11.52 | 20.3916 | 170.5116 | 0 | 0 | 10.1201 | 0
6783 | 283 | 10 | 10 | Friday | 14 | 0 | 6.438 | 27.1709 | 39.9872 | 85.6606 | 5.869 | 0 | 0.4544 | 8.88 | 17.1459 | 168.2771 | 0 | 0 | 6.3696 | 0
6784 | 283 | 10 | 10 | Friday | 15 | 0 | 8.916 | 27.1709 | 40.6247 | 85.6606 | 5.697 | 0 | 0.5865 | 8.88 | 15.2026 | 171.2919 | 0 | 0 | 6.1824 | 0
6785 | 283 | 10 | 10 | Friday | 16 | 0 | 4.611 | 27.1709 | 41.5844 | 85.2073 | 7.596 | 0 | 0.3763 | 11.04 | 11.7073 | 169.7588 | 0 | 0 | 8.2429 | 0
6786 | 283 | 10 | 10 | Friday | 17 | 0 | 0.127 | 27.1709 | 34.5524 | 55.9825 | 4.488 | 0 | 0.08 | 14.88 | 4.819 | 132.7719 | 0 | 0 | 4.871 | 0
6787 | 283 | 10 | 10 | Friday | 18 | 0.017 | 0 | 13.5854 | 29.9282 | 40.9205 | 3.625 | 0 | 0.0593 | 4.8 | 0.675 | 89.2407 | 0 | 0 | 3.9509 | 0
6788 | 283 | 10 | 10 | Friday | 19 | 0 | 0 | 0 | 28.3042 | 40.0131 | 2.589 | 0 | 0.0422 | 2.88 | 0 | 71.1932 | 0 | 0 | 2.8103 | 0
6789 | 283 | 10 | 10 | Friday | 20 | 0 | 0 | 0 | 24.1068 | 33.1724 | 2.935 | 0 | 0.0478 | 0.96 | 0 | 58.2342 | 0 | 0 | 3.1851 | 0
6790 | 283 | 10 | 10 | Friday | 21 | 0 | 0 | 0 | 24.1068 | 32.719 | 1.381 | 0 | 0.0225 | 0.96 | 0 | 57.7555 | 0 | 0 | 1.4988 | 0
6791 | 283 | 10 | 10 | Friday | 22 | 0 | 0 | 0 | 12.7362 | 17.8393 | 0.863 | 0 | 0.0141 | 0 | 0 | 30.5535 | 0 | 0 | 0.9368 | 0
6792 | 283 | 10 | 10 | Friday | 23 | 0 | 0 | 0 | 6.1377 | 11.0335 | 0.863 | 0 | 0.0141 | 0 | 0 | 17.1493 | 0 | 0 | 0.9368 | 0
6793 | 284 | 11 | 10 | Saturday | 0 | 0 | 0 | 0 | 5.3495 | 10.6091 | 0.863 | 0 | 0.0141 | 0 | 0 | 15.9374 | 0 | 0 | 0.9368 | 0
6794 | 284 | 11 | 10 | Saturday | 1 | 0 | 0 | 0 | 5.1845 | 10.3969 | 0.863 | 0 | 0.0141 | 0 | 0 | 15.5675 | 0 | 0 | 0.9368 | 0
6795 | 284 | 11 | 10 | Saturday | 2 | 0 | 0 | 0 | 5.1845 | 10.3969 | 0.863 | 0 | 0.0141 | 0 | 0 | 15.5675 | 0 | 0 | 0.9368 | 0
6796 | 284 | 11 | 10 | Saturday | 3 | 0 | 0 | 0 | 5.1845 | 10.3969 | 0.863 | 0 | 0.0141 | 0 | 0 | 15.5675 | 0 | 0 | 0.9368 | 0
6797 | 284 | 11 | 10 | Saturday | 4 | 0 | 0 | 0 | 5.1845 | 10.3969 | 0.863 | 0 | 0.0141 | 0 | 0 | 15.5675 | 0 | 0 | 0.9368 | 0
6798 | 284 | 11 | 10 | Saturday | 5 | 0 | 0 | 0 | 5.6564 | 10.3969 | 1.381 | 0 | 0.0225 | 0 | 0 | 16.0478 | 0 | 0 | 1.4989 | 0
6799 | 284 | 11 | 10 | Saturday | 6 | 0 | 0 | 0 | 10.2167 | 14.454 | 1.208 | 0 | 0.0197 | 0 | 0 | 24.6584 | 0 | 0 | 1.3114 | 0
6800 | 284 | 11 | 10 | Saturday | 7 | 0 | 0 | 0 | 14.0996 | 18.078 | 1.899 | 0 | 0.0309 | 3.84 | 0.0955 | 36.0357 | 0 | 0 | 2.061 | 0
6801 | 284 | 11 | 10 | Saturday | 8 | 0 | 0 | 0 | 23.1972 | 33.4891 | 2.589 | 0 | 0.0422 | 3.36 | 1.0385 | 60.0637 | 0 | 0 | 2.8104 | 0
6802 | 284 | 11 | 10 | Saturday | 9 | 0 | 0 | 0 | 21.9689 | 36.0383 | 3.625 | 0 | 0.0591 | 5.04 | 4.9029 | 63.0871 | 0 | 0 | 3.9345 | 0
6803 | 284 | 11 | 10 | Saturday | 10 | 0 | 1.634 | 0 | 19.4011 | 36.8872 | 3.28 | 0 | 0.1422 | 4.32 | 12.8243 | 62.2884 | 0 | 0 | 3.5597 | 0
6804 | 284 | 11 | 10 | Saturday | 11 | 0 | 5.427 | 0 | 18.8719 | 36.8872 | 3.97 | 0 | 0.3604 | 6 | 19.5189 | 67.263 | 0 | 0 | 4.3092 | 0
6805 | 284 | 11 | 10 | Saturday | 12 | 0 | 5.847 | 0 | 15.3678 | 26.6109 | 3.453 | 0 | 0.3739 | 5.04 | 21.3737 | 52.9294 | 0 | 0 | 3.7471 | 0
6806 | 284 | 11 | 10 | Saturday | 13 | 0 | 6.035 | 0 | 15.4529 | 26.1571 | 3.28 | 0 | 0.3808 | 3.12 | 21.2591 | 50.8197 | 0 | 0 | 3.5597 | 0
6807 | 284 | 11 | 10 | Saturday | 14 | 0 | 6.377 | 0 | 15.1951 | 26.1571 | 2.589 | 0 | 0.3879 | 1.92 | 18.6329 | 49.6916 | 0 | 0 | 2.8103 | 0
6808 | 284 | 11 | 10 | Saturday | 15 | 0 | 6.492 | 0 | 15.4593 | 26.1571 | 2.072 | 0 | 0.3881 | 0.96 | 13.9288 | 49.1029 | 0 | 0 | 2.2483 | 0
6809 | 284 | 11 | 10 | Saturday | 16 | 0 | 6.29 | 0 | 15.7898 | 26.1571 | 2.417 | 0 | 0.384 | 1.2 | 9.0266 | 49.4774 | 0 | 0 | 2.623 | 0
6810 | 284 | 11 | 10 | Saturday | 17 | 0 | 5.778 | 0 | 12.3514 | 19.2871 | 1.208 | 0 | 0.3335 | 1.44 | 3.7804 | 38.8631 | 0 | 0 | 1.3114 | 0
6811 | 284 | 11 | 10 | Saturday | 18 | 0 | 1.28 | 0 | 13.6509 | 19.2871 | 1.208 | 0 | 0.0884 | 0 | 0.6534 | 34.1817 | 0 | 0 | 1.3114 | 0
6812 | 284 | 11 | 10 | Saturday | 19 | 0 | 1.977 | 0 | 13.8322 | 19.2871 | 1.208 | 0 | 0.1257 | 0 | 0 | 35.0651 | 0 | 0 | 1.3114 | 0
6813 | 284 | 11 | 10 | Saturday | 20 | 0 | 1.271 | 0 | 13.8282 | 19.2871 | 1.208 | 0 | 0.0877 | 0 | 0 | 34.3541 | 0 | 0 | 1.3114 | 0
6814 | 284 | 11 | 10 | Saturday | 21 | 0 | 0 | 0 | 13.8282 | 19.2871 | 1.554 | 0 | 0.0253 | 0 | 0 | 33.0807 | 0 | 0 | 1.6862 | 0
6815 | 284 | 11 | 10 | Saturday | 22 | 0 | 0 | 0 | 12.5503 | 17.5892 | 0.863 | 0 | 0.0141 | 0 | 0 | 30.1095 | 0 | 0 | 0.9368 | 0
6816 | 284 | 11 | 10 | Saturday | 23 | 0 | 0 | 0 | 6.6175 | 11.0335 | 0.863 | 0 | 0.0141 | 0 | 0 | 17.6211 | 0 | 0 | 0.9368 | 0
6817 | 285 | 12 | 10 | Sunday | 0 | 0 | 0 | 0 | 5.3583 | 10.6091 | 0.691 | 0 | 0.0112 | 0 | 0 | 15.9346 | 0 | 0 | 0.7494 | 0
6818 | 285 | 12 | 10 | Sunday | 1 | 0 | 0 | 0 | 5.2005 | 10.3969 | 0.691 | 0 | 0.0112 | 0 | 0 | 15.5647 | 0 | 0 | 0.7494 | 0
6819 | 285 | 12 | 10 | Sunday | 2 | 0 | 0 | 0 | 5.1909 | 10.3969 | 0.691 | 0 | 0.0112 | 0 | 0 | 15.5647 | 0 | 0 | 0.7494 | 0
6820 | 285 | 12 | 10 | Sunday | 3 | 0 | 0 | 0 | 5.1909 | 10.3969 | 0.691 | 0 | 0.0112 | 0 | 0 | 15.5647 | 0 | 0 | 0.7494 | 0
6821 | 285 | 12 | 10 | Sunday | 4 | 0 | 0 | 0 | 5.1909 | 10.3969 | 0.691 | 0 | 0.0112 | 0 | 0 | 15.5647 | 0 | 0 | 0.7494 | 0
6822 | 285 | 12 | 10 | Sunday | 5 | 0 | 0 | 0 | 5.6628 | 10.3969 | 1.208 | 0 | 0.0197 | 0 | 0 | 16.045 | 0 | 0 | 1.3115 | 0
6823 | 285 | 12 | 10 | Sunday | 6 | 0 | 0 | 0 | 6.1433 | 11.0335 | 0.691 | 0 | 0.0112 | 0 | 0 | 17.1465 | 0 | 0 | 0.7494 | 0
6824 | 285 | 12 | 10 | Sunday | 7 | 0 | 0 | 0 | 9.5606 | 14.6575 | 0.691 | 0 | 0.0112 | 0 | 0 | 24.1877 | 0 | 0 | 0.7494 | 0
6825 | 285 | 12 | 10 | Sunday | 8 | 0 | 0 | 0 | 10.1345 | 15.5065 | 0.691 | 0 | 0.0112 | 0 | 0.6104 | 25.6002 | 0 | 0 | 0.7494 | 0
6826 | 285 | 12 | 10 | Sunday | 9 | 0 | 0 | 0 | 9.0497 | 15.5065 | 0.691 | 0 | 0.0112 | 0 | 7.006 | 24.5154 | 0 | 0 | 0.7494 | 0
6827 | 285 | 12 | 10 | Sunday | 10 | 0 | 0 | 0 | 8.8942 | 16.3554 | 0.691 | 0 | 0.0112 | 0 | 14.5662 | 25.2185 | 0 | 0 | 0.7494 | 0
6828 | 285 | 12 | 10 | Sunday | 11 | 0 | 0 | 0 | 8.7657 | 16.3554 | 1.036 | 0 | 0.0169 | 0 | 20.962 | 25.09 | 0 | 0 | 1.1241 | 0
6829 | 285 | 12 | 10 | Sunday | 12 | 0 | 2.449 | 0 | 11.5102 | 20.794 | 1.036 | 0 | 0.1486 | 0 | 24.9153 | 34.7438 | 0 | 0 | 1.1241 | 0
6830 | 285 | 12 | 10 | Sunday | 13 | 0 | 3.005 | 0 | 11.5788 | 20.794 | 1.554 | 0 | 0.1871 | 0 | 25.204 | 35.3827 | 0 | 0 | 1.6862 | 0
6831 | 285 | 12 | 10 | Sunday | 14 | 0 | 3.593 | 0 | 11.9981 | 20.794 | 1.036 | 0 | 0.211 | 0 | 21.926 | 36.3867 | 0 | 0 | 1.1241 | 0
6832 | 285 | 12 | 10 | Sunday | 15 | 0 | 4.563 | 0 | 12.4013 | 20.794 | 0.691 | 0 | 0.2593 | 0 | 15.4416 | 37.7678 | 0 | 0 | 0.7494 | 0
6833 | 285 | 12 | 10 | Sunday | 16 | 0 | 4.153 | 0 | 12.4228 | 20.3695 | 0.691 | 0 | 0.2382 | 0 | 9.2101 | 36.9365 | 0 | 0 | 0.7494 | 0
6834 | 285 | 12 | 10 | Sunday | 17 | 0 | 1.839 | 0 | 12.5657 | 19.916 | 0.691 | 0 | 0.1115 | 0 | 3.7536 | 34.296 | 0 | 0 | 0.7494 | 0
6835 | 285 | 12 | 10 | Sunday | 18 | 0 | 0.551 | 0 | 13.9646 | 19.916 | 0.691 | 0 | 0.0413 | 0 | 0.6361 | 34.3948 | 0 | 0 | 0.7494 | 0
6836 | 285 | 12 | 10 | Sunday | 19 | 0 | 1.916 | 0 | 14.1675 | 19.916 | 0.691 | 0 | 0.1101 | 0 | 0 | 35.7942 | 0 | 0 | 0.7494 | 0
6837 | 285 | 12 | 10 | Sunday | 20 | 0 | 0.644 | 0 | 13.6956 | 19.916 | 0.691 | 0 | 0.0465 | 0 | 0 | 34.2212 | 0 | 0 | 0.7494 | 0
6838 | 285 | 12 | 10 | Sunday | 21 | 0 | 0 | 0 | 13.6956 | 19.916 | 1.208 | 0 | 0.0197 | 0 | 0 | 33.5809 | 0 | 0 | 1.3115 | 0
6839 | 285 | 12 | 10 | Sunday | 22 | 0 | 0 | 0 | 6.2927 | 11.8825 | 0.691 | 0 | 0.0112 | 0 | 0 | 18.1545 | 0 | 0 | 0.7494 | 0
6840 | 285 | 12 | 10 | Sunday | 23 | 0 | 0 | 0 | 5.6618 | 11.0335 | 0.691 | 0 | 0.0112 | 0 | 0 | 16.6746 | 0 | 0 | 0.7494 | 0
6841 | 286 | 13 | 10 | Monday | 0 | 0 | 0 | 0 | 5.1885 | 10.3969 | 0.863 | 0 | 0.0141 | 0 | 0 | 15.5675 | 0 | 0 | 0.9368 | 0
6842 | 286 | 13 | 10 | Monday | 1 | 0 | 0 | 0 | 5.1829 | 10.3969 | 0.863 | 0 | 0.0141 | 0 | 0 | 15.5675 | 0 | 0 | 0.9368 | 0
6843 | 286 | 13 | 10 | Monday | 2 | 0 | 0 | 0 | 5.1829 | 10.3969 | 0.863 | 0 | 0.0141 | 0 | 0 | 15.5675 | 0 | 0 | 0.9368 | 0
6844 | 286 | 13 | 10 | Monday | 3 | 0 | 0 | 0 | 5.1829 | 10.3969 | 0.863 | 0 | 0.0141 | 0 | 0 | 15.5675 | 0 | 0 | 0.9368 | 0
6845 | 286 | 13 | 10 | Monday | 4 | 0 | 0 | 0 | 5.6548 | 10.3969 | 0.863 | 0 | 0.0141 | 0 | 0 | 16.0394 | 0 | 0 | 0.9368 | 0
6846 | 286 | 13 | 10 | Monday | 5 | 0 | 0 | 0 | 8.8552 | 14.4831 | 1.381 | 0 | 0.0225 | 0 | 0 | 23.3344 | 0 | 0 | 1.4989 | 0
6847 | 286 | 13 | 10 | Monday | 6 | 0 | 0 | 0 | 17.0169 | 21.1313 | 1.208 | 0 | 0.0197 | 0 | 0 | 38.1343 | 0 | 0 | 1.3114 | 0
6848 | 286 | 13 | 10 | Monday | 7 | 0.061 | 10.328 | 3.1631 | 28.3214 | 37.109 | 3.28 | 0 | 0.3258 | 8.4 | 0 | 80.9532 | 0 | 0 | 3.6206 | 0
6849 | 286 | 13 | 10 | Monday | 8 | 1.075 | 2.147 | 27.1709 | 54.4004 | 79.9326 | 6.042 | 0 | 0.2331 | 16.56 | 0.489 | 180.3564 | 0 | 0 | 7.6321 | 0
6850 | 286 | 13 | 10 | Monday | 9 | 0.432 | 2.057 | 27.1709 | 46.4184 | 84.3871 | 6.56 | 0 | 0.2259 | 10.32 | 4.7433 | 170.4751 | 0 | 0 | 7.5508 | 0
6851 | 286 | 13 | 10 | Monday | 10 | 0.333 | 5.246 | 27.1709 | 41.2813 | 85.6606 | 6.733 | 0 | 0.4014 | 8.88 | 9.5845 | 168.3903 | 0 | 0 | 7.6395 | 0
6852 | 286 | 13 | 10 | Monday | 11 | 0.267 | 8.83 | 27.1709 | 40.4666 | 85.6606 | 8.114 | 0 | 0.6313 | 10.32 | 14.7105 | 172.6585 | 0 | 0 | 9.0719 | 0
6853 | 286 | 13 | 10 | Monday | 12 | 0.203 | 10.541 | 27.1709 | 38.139 | 78.8121 | 9.84 | 0 | 0.7583 | 13.92 | 18.2022 | 168.8502 | 0 | 0 | 10.8794 | 0
6854 | 286 | 13 | 10 | Monday | 13 | 0.193 | 10.821 | 27.1709 | 40.7711 | 85.6606 | 9.322 | 0 | 0.7597 | 11.52 | 15.3849 | 176.1924 | 0 | 0 | 10.3076 | 0
6855 | 286 | 13 | 10 | Monday | 14 | 0.171 | 9.929 | 27.1709 | 41.0021 | 85.6606 | 5.869 | 0 | 0.6513 | 8.88 | 13.284 | 172.8163 | 0 | 0 | 6.5406 | 0
6856 | 286 | 13 | 10 | Monday | 15 | 0.149 | 11.19 | 27.1709 | 41.4352 | 85.6606 | 5.697 | 0 | 0.7244 | 8.88 | 11.4035 | 174.5247 | 0 | 0 | 6.3318 | 0
6857 | 286 | 13 | 10 | Monday | 16 | 0.149 | 7.996 | 27.1709 | 43.1073 | 85.2073 | 7.596 | 0 | 0.5732 | 11.04 | 6.4638 | 174.7059 | 0 | 0 | 8.3916 | 0
6858 | 286 | 13 | 10 | Monday | 17 | 0.182 | 3.996 | 27.1709 | 37.3497 | 55.9825 | 4.488 | 0 | 0.2928 | 14.88 | 3.022 | 139.4686 | 0 | 0 | 5.0527 | 0
6859 | 286 | 13 | 10 | Monday | 18 | 0.144 | 1.106 | 13.5854 | 30.2993 | 40.9205 | 3.625 | 0 | 0.1204 | 4.8 | 0.6975 | 90.7264 | 0 | 0 | 4.0782 | 0
6860 | 286 | 13 | 10 | Monday | 19 | 0 | 0 | 0 | 28.3042 | 40.0131 | 2.589 | 0 | 0.0422 | 2.88 | 0 | 71.1932 | 0 | 0 | 2.8103 | 0
6861 | 286 | 13 | 10 | Monday | 20 | 0 | 0.299 | 0 | 24.1068 | 33.1724 | 2.935 | 0 | 0.0639 | 0.96 | 0 | 58.5356 | 0 | 0 | 3.1851 | 0
6862 | 286 | 13 | 10 | Monday | 21 | 0 | 0 | 0 | 24.1068 | 32.719 | 1.381 | 0 | 0.0225 | 0.96 | 0 | 57.7555 | 0 | 0 | 1.4988 | 0
6863 | 286 | 13 | 10 | Monday | 22 | 0 | 0 | 0 | 12.7362 | 17.8393 | 0.863 | 0 | 0.0141 | 0 | 0 | 30.5535 | 0 | 0 | 0.9368 | 0
6864 | 286 | 13 | 10 | Monday | 23 | 0 | 0 | 0 | 6.1377 | 11.0335 | 0.863 | 0 | 0.0141 | 0 | 0 | 17.1493 | 0 | 0 | 0.9368 | 0
6865 | 287 | 14 | 10 | Tuesday | 0 | 0 | 0 | 0 | 5.1885 | 10.3969 | 0.863 | 0 | 0.0141 | 0 | 0 | 15.5675 | 0 | 0 | 0.9368 | 0
6866 | 287 | 14 | 10 | Tuesday | 1 | 0 | 0 | 0 | 5.1829 | 10.3969 | 0.863 | 0 | 0.0141 | 0 | 0 | 15.5675 | 0 | 0 | 0.9368 | 0
6867 | 287 | 14 | 10 | Tuesday | 2 | 0 | 0 | 0 | 5.1829 | 10.3969 | 0.863 | 0 | 0.0141 | 0 | 0 | 15.5675 | 0 | 0 | 0.9368 | 0
6868 | 287 | 14 | 10 | Tuesday | 3 | 0 | 0 | 0 | 5.1829 | 10.3969 | 0.863 | 0 | 0.0141 | 0 | 0 | 15.5675 | 0 | 0 | 0.9368 | 0
6869 | 287 | 14 | 10 | Tuesday | 4 | 0 | 0 | 0 | 5.6548 | 10.3969 | 0.863 | 0 | 0.0141 | 0 | 0 | 16.0394 | 0 | 0 | 0.9368 | 0
6870 | 287 | 14 | 10 | Tuesday | 5 | 0 | 0 | 0 | 8.8552 | 14.4831 | 1.381 | 0 | 0.0225 | 0 | 0 | 23.3344 | 0 | 0 | 1.4989 | 0
6871 | 287 | 14 | 10 | Tuesday | 6 | 0 | 0 | 0 | 17.0169 | 21.1313 | 1.208 | 0 | 0.0197 | 0 | 0 | 38.1343 | 0 | 0 | 1.3114 | 0
6872 | 287 | 14 | 10 | Tuesday | 7 | 0 | 7.546 | 1.5816 | 28.3214 | 37.109 | 3.28 | 0 | 0.2125 | 8.4 | 0 | 77.6163 | 0 | 0 | 3.5598 | 0
6873 | 287 | 14 | 10 | Tuesday | 8 | 0.352 | 4.178 | 27.1709 | 55.158 | 79.9326 | 6.042 | 0 | 0.2975 | 16.56 | 0.0951 | 182.237 | 0 | 0 | 6.9096 | 0
6874 | 287 | 14 | 10 | Tuesday | 9 | 0.176 | 2.017 | 27.1709 | 59.5555 | 84.3871 | 6.56 | 0 | 0.2199 | 10.32 | 0.8109 | 183.5684 | 0 | 0 | 7.2952 | 0
6875 | 287 | 14 | 10 | Tuesday | 10 | 0.135 | 5.723 | 27.1709 | 57.5339 | 85.6606 | 6.733 | 0 | 0.4347 | 8.88 | 1.8141 | 185.1035 | 0 | 0 | 7.4407 | 0
6876 | 287 | 14 | 10 | Tuesday | 11 | 0.132 | 8.312 | 27.1709 | 50.3493 | 85.6606 | 8.114 | 0 | 0.5996 | 10.32 | 4.0176 | 182.0159 | 0 | 0 | 8.9362 | 0
6877 | 287 | 14 | 10 | Tuesday | 12 | 0.122 | 5.759 | 27.1709 | 41.8161 | 78.8121 | 9.84 | 0 | 0.48 | 13.92 | 8.7321 | 167.6925 | 0 | 0 | 10.799 | 0
6878 | 287 | 14 | 10 | Tuesday | 13 | 0.104 | 7.412 | 27.1709 | 43.3147 | 85.6606 | 9.322 | 0 | 0.5657 | 11.52 | 12.8806 | 175.2932 | 0 | 0 | 10.2193 | 0
6879 | 287 | 14 | 10 | Tuesday | 14 | 0.076 | 12.078 | 27.1709 | 43.5308 | 85.6606 | 5.869 | 0 | 0.7792 | 8.88 | 12.2909 | 177.415 | 0 | 0 | 6.446 | 0
6880 | 287 | 14 | 10 | Tuesday | 15 | 0.077 | 9.429 | 27.1709 | 44.354 | 85.6606 | 5.697 | 0 | 0.6207 | 8.88 | 10.3318 | 175.6609 | 0 | 0 | 6.2593 | 0
6881 | 287 | 14 | 10 | Tuesday | 16 | 0.083 | 10.496 | 27.1709 | 46.7198 | 85.2073 | 7.596 | 0 | 0.7139 | 11.04 | 7.3211 | 180.6673 | 0 | 0 | 8.3262 | 0
6882 | 287 | 14 | 10 | Tuesday | 17 | 0.097 | 1.688 | 27.1709 | 38.166 | 55.9825 | 4.488 | 0 | 0.1683 | 14.88 | 3.0646 | 137.9616 | 0 | 0 | 4.9683 | 0
6883 | 287 | 14 | 10 | Tuesday | 18 | 0.105 | 1.172 | 13.5854 | 30.4677 | 40.9205 | 3.625 | 0 | 0.1237 | 4.8 | 0.504 | 90.9616 | 0 | 0 | 4.0397 | 0
6884 | 287 | 14 | 10 | Tuesday | 19 | 0 | 0 | 0 | 28.3042 | 40.0131 | 2.589 | 0 | 0.0422 | 2.88 | 0 | 71.1932 | 0 | 0 | 2.8103 | 0
6885 | 287 | 14 | 10 | Tuesday | 20 | 0 | 0 | 0 | 24.1068 | 33.1724 | 2.935 | 0 | 0.0478 | 0.96 | 0 | 58.2342 | 0 | 0 | 3.1851 | 0
6886 | 287 | 14 | 10 | Tuesday | 21 | 0 | 0 | 0 | 24.1068 | 32.719 | 1.381 | 0 | 0.0225 | 0.96 | 0 | 57.7555 | 0 | 0 | 1.4988 | 0
6887 | 287 | 14 | 10 | Tuesday | 22 | 0 | 0 | 0 | 12.7362 | 17.8393 | 0.863 | 0 | 0.0141 | 0 | 0 | 30.5535 | 0 | 0 | 0.9368 | 0
6888 | 287 | 14 | 10 | Tuesday | 23 | 0 | 0 | 0 | 6.1377 | 11.0335 | 0.863 | 0 | 0.0141 | 0 | 0 | 17.1493 | 0 | 0 | 0.9368 | 0
6889 | 288 | 15 | 10 | Wednesday | 0 | 0 | 0 | 0 | 5.1885 | 10.3969 | 0.863 | 0 | 0.0141 | 0 | 0 | 15.5675 | 0 | 0 | 0.9368 | 0
6890 | 288 | 15 | 10 | Wednesday | 1 | 0 | 0 | 0 | 5.1829 | 10.3969 | 0.863 | 0 | 0.0141 | 0 | 0 | 15.5675 | 0 | 0 | 0.9368 | 0
6891 | 288 | 15 | 10 | Wednesday | 2 | 0 | 0 | 0 | 5.1829 | 10.3969 | 0.863 | 0 | 0.0141 | 0 | 0 | 15.5675 | 0 | 0 | 0.9368 | 0
6892 | 288 | 15 | 10 | Wednesday | 3 | 0 | 0 | 0 | 5.1829 | 10.3969 | 0.863 | 0 | 0.0141 | 0 | 0 | 15.5675 | 0 | 0 | 0.9368 | 0
6893 | 288 | 15 | 10 | Wednesday | 4 | 0 | 0 | 0 | 5.6548 | 10.3969 | 0.863 | 0 | 0.0141 | 0 | 0 | 16.0394 | 0 | 0 | 0.9368 | 0
6894 | 288 | 15 | 10 | Wednesday | 5 | 0 | 0 | 0 | 8.8552 | 14.4831 | 1.381 | 0 | 0.0225 | 0 | 0 | 23.3344 | 0 | 0 | 1.4989 | 0
6895 | 288 | 15 | 10 | Wednesday | 6 | 0 | 0 | 0 | 17.0169 | 21.1313 | 1.208 | 0 | 0.0197 | 0 | 0 | 38.1343 | 0 | 0 | 1.3114 | 0
6896 | 288 | 15 | 10 | Wednesday | 7 | 0 | 7.662 | 1.5816 | 28.3214 | 37.109 | 3.28 | 0 | 0.2137 | 8.4 | 0 | 77.6288 | 0 | 0 | 3.5598 | 0
6897 | 288 | 15 | 10 | Wednesday | 8 | 0.147 | 3.858 | 27.1709 | 55.158 | 79.9326 | 6.042 | 0 | 0.276 | 16.56 | 0.0557 | 181.9205 | 0 | 0 | 6.7045 | 0
6898 | 288 | 15 | 10 | Wednesday | 9 | 0.134 | 6.361 | 27.1709 | 59.7962 | 84.3871 | 6.56 | 0 | 0.461 | 10.32 | 0.4447 | 187.9843 | 0 | 0 | 7.2529 | 0
6899 | 288 | 15 | 10 | Wednesday | 10 | 0.14 | 4.097 | 27.1709 | 59.5601 | 85.6606 | 6.733 | 0 | 0.3391 | 8.88 | 1.3468 | 185.5129 | 0 | 0 | 7.4467 | 0
6900 | 288 | 15 | 10 | Wednesday | 11 | 0.136 | 9.373 | 27.1709 | 50.1848 | 85.6606 | 8.114 | 0 | 0.6596 | 10.32 | 5.8419 | 182.868 | 0 | 0 | 8.9405 | 0
6901 | 288 | 15 | 10 | Wednesday | 12 | 0.106 | 4.343 | 27.1709 | 39.6014 | 78.8121 | 9.84 | 0 | 0.4001 | 13.92 | 14.7641 | 164.0483 | 0 | 0 | 10.7827 | 0
6902 | 288 | 15 | 10 | Wednesday | 13 | 0.054 | 5.881 | 27.1709 | 40.6555 | 85.6606 | 9.322 | 0 | 0.4763 | 11.52 | 20.5319 | 171.085 | 0 | 0 | 10.1697 | 0
6903 | 288 | 15 | 10 | Wednesday | 14 | 0.036 | 7.873 | 27.1709 | 40.9572 | 85.6606 | 5.869 | 0 | 0.5344 | 8.88 | 19.1686 | 170.6755 | 0 | 0 | 6.4053 | 0
6904 | 288 | 15 | 10 | Wednesday | 15 | 0.029 | 11.644 | 27.1709 | 41.849 | 85.6606 | 5.697 | 0 | 0.7291 | 8.88 | 14.4315 | 174.8751 | 0 | 0 | 6.2111 | 0
6905 | 288 | 15 | 10 | Wednesday | 16 | 0.02 | 6.605 | 27.1709 | 44.1128 | 85.2073 | 7.596 | 0 | 0.484 | 11.04 | 9.3009 | 174.1444 | 0 | 0 | 8.2629 | 0
6906 | 288 | 15 | 10 | Wednesday | 17 | 0.079 | 1.63 | 27.1709 | 36.3844 | 55.9825 | 4.488 | 0 | 0.1683 | 14.88 | 3.6555 | 136.1249 | 0 | 0 | 4.9497 | 0
6907 | 288 | 15 | 10 | Wednesday | 18 | 0.106 | 0.531 | 13.5854 | 30.2682 | 40.9205 | 3.625 | 0 | 0.0891 | 4.8 | 0.5517 | 90.1159 | 0 | 0 | 4.0406 | 0
6908 | 288 | 15 | 10 | Wednesday | 19 | 0 | 0 | 0 | 28.3042 | 40.0131 | 2.589 | 0 | 0.0422 | 2.88 | 0 | 71.1932 | 0 | 0 | 2.8103 | 0
6909 | 288 | 15 | 10 | Wednesday | 20 | 0 | 0 | 0 | 24.1068 | 33.1724 | 2.935 | 0 | 0.0478 | 0.96 | 0 | 58.2342 | 0 | 0 | 3.1851 | 0
6910 | 288 | 15 | 10 | Wednesday | 21 | 0 | 0 | 0 | 24.1068 | 32.719 | 1.381 | 0 | 0.0225 | 0.96 | 0 | 57.7555 | 0 | 0 | 1.4988 | 0
6911 | 288 | 15 | 10 | Wednesday | 22 | 0 | 0 | 0 | 12.7362 | 17.8393 | 0.863 | 0 | 0.0141 | 0 | 0 | 30.5535 | 0 | 0 | 0.9368 | 0
6912 | 288 | 15 | 10 | Wednesday | 23 | 0 | 0 | 0 | 6.1377 | 11.0335 | 0.863 | 0 | 0.0141 | 0 | 0 | 17.1493 | 0 | 0 | 0.9368 | 0
6913 | 289 | 16 | 10 | Thursday | 0 | 0 | 0 | 0 | 5.1885 | 10.3969 | 0.863 | 0 | 0.0141 | 0 | 0 | 15.5675 | 0 | 0 | 0.9368 | 0
6914 | 289 | 16 | 10 | Thursday | 1 | 0 | 0 | 0 | 5.1829 | 10.3969 | 0.863 | 0 | 0.0141 | 0 | 0 | 15.5675 | 0 | 0 | 0.9368 | 0
6915 | 289 | 16 | 10 | Thursday | 2 | 0 | 0 | 0 | 5.1829 | 10.3969 | 0.863 | 0 | 0.0141 | 0 | 0 | 15.5675 | 0 | 0 | 0.9368 | 0
6916 | 289 | 16 | 10 | Thursday | 3 | 0 | 0 | 0 | 5.1829 | 10.3969 | 0.863 | 0 | 0.0141 | 0 | 0 | 15.5675 | 0 | 0 | 0.9368 | 0
6917 | 289 | 16 | 10 | Thursday | 4 | 0 | 0 | 0 | 5.6548 | 10.3969 | 0.863 | 0 | 0.0141 | 0 | 0 | 16.0394 | 0 | 0 | 0.9368 | 0
6918 | 289 | 16 | 10 | Thursday | 5 | 0 | 0 | 0 | 8.8552 | 14.4831 | 1.381 | 0 | 0.0225 | 0 | 0 | 23.3344 | 0 | 0 | 1.4989 | 0
6919 | 289 | 16 | 10 | Thursday | 6 | 0 | 0 | 0 | 17.0169 | 21.1313 | 1.208 | 0 | 0.0197 | 0 | 0 | 38.1343 | 0 | 0 | 1.3114 | 0
6920 | 289 | 16 | 10 | Thursday | 7 | 0 | 5.554 | 1.5816 | 28.3214 | 37.109 | 3.28 | 0 | 0.1884 | 8.4 | 0 | 77.41 | 0 | 0 | 3.5598 | 0
6921 | 289 | 16 | 10 | Thursday | 8 | 0.414 | 2.661 | 27.1709 | 55.0005 | 79.9326 | 6.042 | 0 | 0.244 | 16.56 | 0.3751 | 181.2267 | 0 | 0 | 6.9707 | 0
6922 | 289 | 16 | 10 | Thursday | 9 | 0.233 | 1.991 | 27.1709 | 52.3941 | 84.3871 | 6.56 | 0 | 0.2191 | 10.32 | 3.8882 | 176.3808 | 0 | 0 | 7.3523 | 0
6923 | 289 | 16 | 10 | Thursday | 10 | 0.185 | 0.958 | 27.1709 | 46.0113 | 85.6606 | 6.733 | 0 | 0.165 | 8.88 | 8.9931 | 168.7978 | 0 | 0 | 7.4915 | 0
6924 | 289 | 16 | 10 | Thursday | 11 | 0.162 | 8.582 | 27.1709 | 43.5701 | 85.6606 | 8.114 | 0 | 0.6048 | 10.32 | 13.6121 | 175.2155 | 0 | 0 | 8.9665 | 0
6925 | 289 | 16 | 10 | Thursday | 12 | 0.121 | 4.447 | 27.1709 | 38.5762 | 78.8121 | 9.84 | 0 | 0.408 | 13.92 | 15.8334 | 163.1309 | 0 | 0 | 10.7975 | 0
6926 | 289 | 16 | 10 | Thursday | 13 | 0.088 | 4.965 | 27.1709 | 40.6085 | 85.6606 | 9.322 | 0 | 0.4256 | 11.52 | 15.1897 | 170.114 | 0 | 0 | 10.2028 | 0
6927 | 289 | 16 | 10 | Thursday | 14 | 0.086 | 7.722 | 27.1709 | 41.5941 | 85.6606 | 5.869 | 0 | 0.5248 | 8.88 | 12.6327 | 171.1785 | 0 | 0 | 6.456 | 0
6928 | 289 | 16 | 10 | Thursday | 15 | 0.092 | 10.258 | 27.1709 | 44.6732 | 85.6606 | 5.697 | 0 | 0.667 | 8.88 | 9.4499 | 176.7302 | 0 | 0 | 6.2742 | 0
6929 | 289 | 16 | 10 | Thursday | 16 | 0.1 | 9.644 | 27.1709 | 46.8184 | 85.2073 | 7.596 | 0 | 0.6726 | 11.04 | 5.8668 | 180.0874 | 0 | 0 | 8.3425 | 0
6930 | 289 | 16 | 10 | Thursday | 17 | 0.117 | 0.274 | 27.1709 | 38.3695 | 55.9825 | 4.488 | 0 | 0.0897 | 14.88 | 2.4997 | 136.7391 | 0 | 0 | 4.9876 | 0
6931 | 289 | 16 | 10 | Thursday | 18 | 0.116 | 0 | 13.5854 | 30.5043 | 40.9205 | 3.625 | 0 | 0.0608 | 4.8 | 0.4468 | 89.8182 | 0 | 0 | 4.0504 | 0
6932 | 289 | 16 | 10 | Thursday | 19 | 0 | 0 | 0 | 28.3042 | 40.0131 | 2.589 | 0 | 0.0422 | 2.88 | 0 | 71.1932 | 0 | 0 | 2.8103 | 0
6933 | 289 | 16 | 10 | Thursday | 20 | 0 | 0 | 0 | 24.1068 | 33.1724 | 2.935 | 0 | 0.0478 | 0.96 | 0 | 58.2342 | 0 | 0 | 3.1851 | 0
6934 | 289 | 16 | 10 | Thursday | 21 | 0 | 0 | 0 | 24.1068 | 32.719 | 1.381 | 0 | 0.0225 | 0.96 | 0 | 57.7555 | 0 | 0 | 1.4988 | 0
6935 | 289 | 16 | 10 | Thursday | 22 | 0 | 0 | 0 | 12.7362 | 17.8393 | 0.863 | 0 | 0.0141 | 0 | 0 | 30.5535 | 0 | 0 | 0.9368 | 0
6936 | 289 | 16 | 10 | Thursday | 23 | 0 | 0 | 0 | 6.1377 | 11.0335 | 0.863 | 0 | 0.0141 | 0 | 0 | 17.1493 | 0 | 0 | 0.9368 | 0
6937 | 290 | 17 | 10 | Friday | 0 | 0 | 0 | 0 | 5.1885 | 10.3969 | 0.863 | 0 | 0.0141 | 0 | 0 | 15.5675 | 0 | 0 | 0.9368 | 0
6938 | 290 | 17 | 10 | Friday | 1 | 0 | 0 | 0 | 5.1829 | 10.3969 | 0.863 | 0 | 0.0141 | 0 | 0 | 15.5675 | 0 | 0 | 0.9368 | 0
6939 | 290 | 17 | 10 | Friday | 2 | 0 | 0 | 0 | 5.1829 | 10.3969 | 0.863 | 0 | 0.0141 | 0 | 0 | 15.5675 | 0 | 0 | 0.9368 | 0
6940 | 290 | 17 | 10 | Friday | 3 | 0 | 0 | 0 | 5.1829 | 10.3969 | 0.863 | 0 | 0.0141 | 0 | 0 | 15.5675 | 0 | 0 | 0.9368 | 0
6941 | 290 | 17 | 10 | Friday | 4 | 0 | 0 | 0 | 5.6548 | 10.3969 | 0.863 | 0 | 0.0141 | 0 | 0 | 16.0394 | 0 | 0 | 0.9368 | 0
6942 | 290 | 17 | 10 | Friday | 5 | 0 | 0 | 0 | 8.8552 | 14.4831 | 1.381 | 0 | 0.0225 | 0 | 0 | 23.3344 | 0 | 0 | 1.4989 | 0
6943 | 290 | 17 | 10 | Friday | 6 | 0 | 0 | 0 | 17.0169 | 21.1313 | 1.208 | 0 | 0.0197 | 0 | 0 | 38.1343 | 0 | 0 | 1.3114 | 0
6944 | 290 | 17 | 10 | Friday | 7 | 0 | 5.692 | 1.5816 | 28.3214 | 37.109 | 3.28 | 0 | 0.1893 | 8.4 | 0 | 77.4232 | 0 | 0 | 3.5598 | 0
6945 | 290 | 17 | 10 | Friday | 8 | 0.402 | 2.295 | 27.1709 | 55.158 | 79.9326 | 6.042 | 0 | 0.2315 | 16.56 | 0.1411 | 181.1849 | 0 | 0 | 6.9592 | 0
6946 | 290 | 17 | 10 | Friday | 9 | 0.216 | 4.141 | 27.1709 | 59.1006 | 84.3871 | 6.56 | 0 | 0.3472 | 10.32 | 1.1415 | 185.2656 | 0 | 0 | 7.3351 | 0
6947 | 290 | 17 | 10 | Friday | 10 | 0.186 | 3.08 | 27.1709 | 58.6896 | 85.6606 | 6.733 | 0 | 0.2836 | 8.88 | 1.562 | 183.6176 | 0 | 0 | 7.4921 | 0
6948 | 290 | 17 | 10 | Friday | 11 | 0.181 | 9.358 | 27.1709 | 57.1437 | 85.6606 | 8.114 | 0 | 0.6488 | 10.32 | 1.8965 | 189.4698 | 0 | 0 | 8.9857 | 0
6949 | 290 | 17 | 10 | Friday | 12 | 0.185 | 3.262 | 27.1709 | 51.0799 | 78.8121 | 9.84 | 0 | 0.3425 | 13.92 | 2.5163 | 174.4391 | 0 | 0 | 10.8621 | 0
6950 | 290 | 17 | 10 | Friday | 13 | 0.159 | 8.445 | 27.1709 | 52.3168 | 85.6606 | 9.322 | 0 | 0.6114 | 11.52 | 3.3849 | 184.8689 | 0 | 0 | 10.2742 | 0
6951 | 290 | 17 | 10 | Friday | 14 | 0.135 | 5.857 | 27.1709 | 51.3769 | 85.6606 | 5.869 | 0 | 0.4198 | 8.88 | 4.0689 | 179.0781 | 0 | 0 | 6.5046 | 0
6952 | 290 | 17 | 10 | Friday | 15 | 0.124 | 9.709 | 27.1709 | 51.8977 | 85.6606 | 5.697 | 0 | 0.6402 | 8.88 | 3.9853 | 183.4914 | 0 | 0 | 6.3065 | 0
6953 | 290 | 17 | 10 | Friday | 16 | 0.116 | 9.08 | 27.1709 | 53.965 | 85.2073 | 7.596 | 0 | 0.6377 | 11.04 | 3.0658 | 186.6614 | 0 | 0 | 8.3591 | 0
6954 | 290 | 17 | 10 | Friday | 17 | 0.157 | 1.472 | 27.1709 | 42.1283 | 55.9825 | 4.488 | 0 | 0.1597 | 14.88 | 1.5713 | 141.7097 | 0 | 0 | 5.0279 | 0
6955 | 290 | 17 | 10 | Friday | 18 | 0.126 | 0 | 13.5854 | 30.6593 | 40.9205 | 3.625 | 0 | 0.061 | 4.8 | 0.2906 | 89.9734 | 0 | 0 | 4.0607 | 0
6956 | 290 | 17 | 10 | Friday | 19 | 0 | 0 | 0 | 28.3042 | 40.0131 | 2.589 | 0 | 0.0422 | 2.88 | 0 | 71.1932 | 0 | 0 | 2.8103 | 0
6957 | 290 | 17 | 10 | Friday | 20 | 0 | 0 | 0 | 24.1068 | 33.1724 | 2.935 | 0 | 0.0478 | 0.96 | 0 | 58.2342 | 0 | 0 | 3.1851 | 0
6958 | 290 | 17 | 10 | Friday | 21 | 0 | 0 | 0 | 24.1068 | 32.719 | 1.381 | 0 | 0.0225 | 0.96 | 0 | 57.7555 | 0 | 0 | 1.4988 | 0
6959 | 290 | 17 | 10 | Friday | 22 | 0 | 0 | 0 | 12.7362 | 17.8393 | 0.863 | 0 | 0.0141 | 0 | 0 | 30.5535 | 0 | 0 | 0.9368 | 0
6960 | 290 | 17 | 10 | Friday | 23 | 0 | 0 | 0 | 6.1377 | 11.0335 | 0.863 | 0 | 0.0141 | 0 | 0 | 17.1493 | 0 | 0 | 0.9368 | 0
6961 | 291 | 18 | 10 | Saturday | 0 | 0 | 0 | 0 | 5.3495 | 10.6091 | 0.863 | 0 | 0.0141 | 0 | 0 | 15.9374 | 0 | 0 | 0.9368 | 0
6962 | 291 | 18 | 10 | Saturday | 1 | 0 | 0 | 0 | 5.1845 | 10.3969 | 0.863 | 0 | 0.0141 | 0 | 0 | 15.5675 | 0 | 0 | 0.9368 | 0
6963 | 291 | 18 | 10 | Saturday | 2 | 0 | 0 | 0 | 5.1845 | 10.3969 | 0.863 | 0 | 0.0141 | 0 | 0 | 15.5675 | 0 | 0 | 0.9368 | 0
6964 | 291 | 18 | 10 | Saturday | 3 | 0 | 0 | 0 | 5.1845 | 10.3969 | 0.863 | 0 | 0.0141 | 0 | 0 | 15.5675 | 0 | 0 | 0.9368 | 0
6965 | 291 | 18 | 10 | Saturday | 4 | 0 | 0 | 0 | 5.1845 | 10.3969 | 0.863 | 0 | 0.0141 | 0 | 0 | 15.5675 | 0 | 0 | 0.9368 | 0
6966 | 291 | 18 | 10 | Saturday | 5 | 0 | 0 | 0 | 5.6564 | 10.3969 | 1.381 | 0 | 0.0225 | 0 | 0 | 16.0478 | 0 | 0 | 1.4989 | 0
6967 | 291 | 18 | 10 | Saturday | 6 | 0 | 0 | 0 | 10.2167 | 14.454 | 1.208 | 0 | 0.0197 | 0 | 0 | 24.6584 | 0 | 0 | 1.3114 | 0
6968 | 291 | 18 | 10 | Saturday | 7 | 0 | 0 | 0 | 14.0996 | 18.078 | 1.899 | 0 | 0.0309 | 3.84 | 0 | 36.0357 | 0 | 0 | 2.061 | 0
6969 | 291 | 18 | 10 | Saturday | 8 | 0 | 0 | 0 | 23.4576 | 33.4891 | 2.589 | 0 | 0.0422 | 3.36 | 0.1751 | 60.3241 | 0 | 0 | 2.8104 | 0
6970 | 291 | 18 | 10 | Saturday | 9 | 0 | 0 | 0 | 24.252 | 36.0383 | 3.625 | 0 | 0.0591 | 5.04 | 1.4666 | 65.3702 | 0 | 0 | 3.9345 | 0
6971 | 291 | 18 | 10 | Saturday | 10 | 0 | 1.478 | 0 | 20.9143 | 36.8872 | 3.28 | 0 | 0.1331 | 4.32 | 2.9812 | 63.6432 | 0 | 0 | 3.5597 | 0
6972 | 291 | 18 | 10 | Saturday | 11 | 0 | 5.148 | 0 | 19.8355 | 36.8872 | 3.97 | 0 | 0.3437 | 6 | 4.1167 | 67.9436 | 0 | 0 | 4.3092 | 0
6973 | 291 | 18 | 10 | Saturday | 12 | 0 | 5.615 | 0 | 15.976 | 26.6109 | 3.453 | 0 | 0.3609 | 5.04 | 5.0024 | 53.3034 | 0 | 0 | 3.7471 | 0
6974 | 291 | 18 | 10 | Saturday | 13 | 0 | 5.508 | 0 | 15.967 | 26.1571 | 3.28 | 0 | 0.3519 | 3.12 | 5.4369 | 50.8031 | 0 | 0 | 3.5597 | 0
6975 | 291 | 18 | 10 | Saturday | 14 | 0 | 5.899 | 0 | 15.7638 | 26.1571 | 2.589 | 0 | 0.3618 | 1.92 | 4.4048 | 49.7787 | 0 | 0 | 2.8103 | 0
6976 | 291 | 18 | 10 | Saturday | 15 | 0 | 6.38 | 0 | 16.557 | 26.1571 | 2.072 | 0 | 0.3797 | 0.96 | 3.1141 | 50.0845 | 0 | 0 | 2.2483 | 0
6977 | 291 | 18 | 10 | Saturday | 16 | 0 | 6.024 | 0 | 17.3968 | 26.1571 | 2.417 | 0 | 0.3666 | 1.2 | 2.4753 | 50.8126 | 0 | 0 | 2.623 | 0
6978 | 291 | 18 | 10 | Saturday | 17 | 0 | 5.395 | 0 | 13.0868 | 19.2871 | 1.208 | 0 | 0.3115 | 1.44 | 1.7372 | 39.2114 | 0 | 0 | 1.3114 | 0
6979 | 291 | 18 | 10 | Saturday | 18 | 0 | 1.419 | 0 | 13.7599 | 19.2871 | 1.208 | 0 | 0.0963 | 0 | 0.4868 | 34.4313 | 0 | 0 | 1.3114 | 0
6980 | 291 | 18 | 10 | Saturday | 19 | 0 | 1.971 | 0 | 13.8322 | 19.2871 | 1.208 | 0 | 0.1258 | 0 | 0 | 35.0597 | 0 | 0 | 1.3114 | 0
6981 | 291 | 18 | 10 | Saturday | 20 | 0 | 0.767 | 0 | 13.8282 | 19.2871 | 1.208 | 0 | 0.061 | 0 | 0 | 33.8472 | 0 | 0 | 1.3114 | 0
6982 | 291 | 18 | 10 | Saturday | 21 | 0 | 0 | 0 | 13.8282 | 19.2871 | 1.554 | 0 | 0.0253 | 0 | 0 | 33.0807 | 0 | 0 | 1.6862 | 0
6983 | 291 | 18 | 10 | Saturday | 22 | 0 | 0 | 0 | 12.5503 | 17.5892 | 0.863 | 0 | 0.0141 | 0 | 0 | 30.1095 | 0 | 0 | 0.9368 | 0
6984 | 291 | 18 | 10 | Saturday | 23 | 0 | 0 | 0 | 6.6175 | 11.0335 | 0.863 | 0 | 0.0141 | 0 | 0 | 17.6211 | 0 | 0 | 0.9368 | 0
6985 | 292 | 19 | 10 | Sunday | 0 | 0 | 0 | 0 | 5.3583 | 10.6091 | 0.691 | 0 | 0.0112 | 0 | 0 | 15.9346 | 0 | 0 | 0.7494 | 0
6986 | 292 | 19 | 10 | Sunday | 1 | 0 | 0 | 0 | 5.2005 | 10.3969 | 0.691 | 0 | 0.0112 | 0 | 0 | 15.5647 | 0 | 0 | 0.7494 | 0
6987 | 292 | 19 | 10 | Sunday | 2 | 0 | 0 | 0 | 5.1909 | 10.3969 | 0.691 | 0 | 0.0112 | 0 | 0 | 15.5647 | 0 | 0 | 0.7494 | 0
6988 | 292 | 19 | 10 | Sunday | 3 | 0 | 0 | 0 | 5.1909 | 10.3969 | 0.691 | 0 | 0.0112 | 0 | 0 | 15.5647 | 0 | 0 | 0.7494 | 0
6989 | 292 | 19 | 10 | Sunday | 4 | 0 | 0 | 0 | 5.1909 | 10.3969 | 0.691 | 0 | 0.0112 | 0 | 0 | 15.5647 | 0 | 0 | 0.7494 | 0
6990 | 292 | 19 | 10 | Sunday | 5 | 0 | 0 | 0 | 5.6628 | 10.3969 | 1.208 | 0 | 0.0197 | 0 | 0 | 16.045 | 0 | 0 | 1.3115 | 0
6991 | 292 | 19 | 10 | Sunday | 6 | 0 | 0 | 0 | 6.1433 | 11.0335 | 0.691 | 0 | 0.0112 | 0 | 0 | 17.1465 | 0 | 0 | 0.7494 | 0
6992 | 292 | 19 | 10 | Sunday | 7 | 0 | 0 | 0 | 9.5606 | 14.6575 | 0.691 | 0 | 0.0112 | 0 | 0 | 24.1877 | 0 | 0 | 0.7494 | 0
6993 | 292 | 19 | 10 | Sunday | 8 | 0 | 0 | 0 | 10.2019 | 15.5065 | 0.691 | 0 | 0.0112 | 0 | 0.1534 | 25.6676 | 0 | 0 | 0.7494 | 0
6994 | 292 | 19 | 10 | Sunday | 9 | 0 | 0 | 0 | 9.9897 | 15.5065 | 0.691 | 0 | 0.0112 | 0 | 1.3957 | 25.4554 | 0 | 0 | 0.7494 | 0
6995 | 292 | 19 | 10 | Sunday | 10 | 0 | 0 | 0 | 9.779 | 16.3554 | 0.691 | 0 | 0.0112 | 0 | 3.7394 | 26.1032 | 0 | 0 | 0.7494 | 0
6996 | 292 | 19 | 10 | Sunday | 11 | 0 | 0.297 | 0 | 9.0613 | 16.3554 | 1.036 | 0 | 0.0328 | 0 | 6.945 | 25.6844 | 0 | 0 | 1.1241 | 0
6997 | 292 | 19 | 10 | Sunday | 12 | 0 | 2.564 | 0 | 11.9522 | 20.794 | 1.036 | 0 | 0.1548 | 0 | 7.7457 | 35.3017 | 0 | 0 | 1.1241 | 0
6998 | 292 | 19 | 10 | Sunday | 13 | 0 | 2.59 | 0 | 12.3337 | 20.794 | 1.554 | 0 | 0.1651 | 0 | 6.5149 | 35.7202 | 0 | 0 | 1.6862 | 0
6999 | 292 | 19 | 10 | Sunday | 14 | 0 | 3.653 | 0 | 12.7217 | 20.794 | 1.036 | 0 | 0.2137 | 0 | 5.0352 | 37.1697 | 0 | 0 | 1.1241 | 0
7000 | 292 | 19 | 10 | Sunday | 15 | 0 | 4.447 | 0 | 13.3267 | 20.794 | 0.691 | 0 | 0.2532 | 0 | 3.1669 | 38.576 | 0 | 0 | 0.7494 | 0
7001 | 292 | 19 | 10 | Sunday | 16 | 0 | 4.269 | 0 | 14.0882 | 20.3695 | 0.691 | 0 | 0.2457 | 0 | 1.5227 | 38.721 | 0 | 0 | 0.7494 | 0
7002 | 292 | 19 | 10 | Sunday | 17 | 0 | 1.889 | 0 | 14.1273 | 19.916 | 0.691 | 0 | 0.1139 | 0 | 0.5906 | 35.9072 | 0 | 0 | 0.7494 | 0
7003 | 292 | 19 | 10 | Sunday | 18 | 0 | 3.125 | 0 | 14.1691 | 19.916 | 0.691 | 0 | 0.1834 | 0 | 0.1158 | 37.1949 | 0 | 0 | 0.7494 | 0
7004 | 292 | 19 | 10 | Sunday | 19 | 0 | 1.951 | 0 | 14.1675 | 19.916 | 0.691 | 0 | 0.1181 | 0 | 0 | 36.0106 | 0 | 0 | 0.7494 | 0
7005 | 292 | 19 | 10 | Sunday | 20 | 0 | 1.175 | 0 | 13.6956 | 19.916 | 0.691 | 0 | 0.0754 | 0 | 0 | 34.7559 | 0 | 0 | 0.7494 | 0
7006 | 292 | 19 | 10 | Sunday | 21 | 0 | 0 | 0 | 13.6956 | 19.916 | 1.208 | 0 | 0.0197 | 0 | 0 | 33.5809 | 0 | 0 | 1.3115 | 0
7007 | 292 | 19 | 10 | Sunday | 22 | 0 | 0 | 0 | 6.2927 | 11.8825 | 0.691 | 0 | 0.0112 | 0 | 0 | 18.1545 | 0 | 0 | 0.7494 | 0
7008 | 292 | 19 | 10 | Sunday | 23 | 0 | 0 | 0 | 5.6618 | 11.0335 | 0.691 | 0 | 0.0112 | 0 | 0 | 16.6746 | 0 | 0 | 0.7494 | 0
7009 | 293 | 20 | 10 | Monday | 0 | 0 | 0 | 0 | 5.1885 | 10.3969 | 0.863 | 0 | 0.0141 | 0 | 0 | 15.5675 | 0 | 0 | 0.9368 | 0
7010 | 293 | 20 | 10 | Monday | 1 | 0 | 0 | 0 | 5.1829 | 10.3969 | 0.863 | 0 | 0.0141 | 0 | 0 | 15.5675 | 0 | 0 | 0.9368 | 0
7011 | 293 | 20 | 10 | Monday | 2 | 0 | 0 | 0 | 5.1829 | 10.3969 | 0.863 | 0 | 0.0141 | 0 | 0 | 15.5675 | 0 | 0 | 0.9368 | 0
7012 | 293 | 20 | 10 | Monday | 3 | 0 | 0 | 0 | 5.1829 | 10.3969 | 0.863 | 0 | 0.0141 | 0 | 0 | 15.5675 | 0 | 0 | 0.9368 | 0
7013 | 293 | 20 | 10 | Monday | 4 | 0 | 0 | 0 | 5.6548 | 10.3969 | 0.863 | 0 | 0.0141 | 0 | 0 | 16.0394 | 0 | 0 | 0.9368 | 0
7014 | 293 | 20 | 10 | Monday | 5 | 0 | 0 | 0 | 8.8552 | 14.4831 | 1.381 | 0 | 0.0225 | 0 | 0 | 23.3344 | 0 | 0 | 1.4989 | 0
7015 | 293 | 20 | 10 | Monday | 6 | 0 | 0 | 0 | 17.0169 | 21.1313 | 1.208 | 0 | 0.0197 | 0 | 0 | 38.1343 | 0 | 0 | 1.3114 | 0
7016 | 293 | 20 | 10 | Monday | 7 | 0 | 15.839 | 5.5354 | 28.3214 | 37.109 | 3.28 | 0 | 0.4658 | 8.4 | 0 | 85.3172 | 0 | 0 | 3.5598 | 0
7017 | 293 | 20 | 10 | Monday | 8 | 0.147 | 2.69 | 27.1709 | 55.0223 | 79.9326 | 6.042 | 0 | 0.2466 | 16.56 | 0.3201 | 181.5087 | 0 | 0 | 6.7039 | 0
7018 | 293 | 20 | 10 | Monday | 9 | 0.092 | 4.543 | 27.1709 | 50.0551 | 84.3871 | 6.56 | 0 | 0.3581 | 10.32 | 3.0219 | 176.6135 | 0 | 0 | 7.2114 | 0
7019 | 293 | 20 | 10 | Monday | 10 | 0.053 | 9.137 | 27.1709 | 41.6696 | 85.6606 | 6.733 | 0 | 0.6228 | 8.88 | 6.7052 | 172.7096 | 0 | 0 | 7.3593 | 0
7020 | 293 | 20 | 10 | Monday | 11 | 1.483 | 0.837 | 27.1709 | 40.3781 | 85.6606 | 8.114 | 0 | 0.198 | 10.32 | 9.192 | 164.5191 | 0 | 0 | 10.2874 | 0
7021 | 293 | 20 | 10 | Monday | 12 | 0 | 0.805 | 27.1709 | 37.9961 | 78.8121 | 9.84 | 0 | 0.2062 | 13.92 | 9.0623 | 158.8784 | 0 | 0 | 10.677 | 0
7022 | 293 | 20 | 10 | Monday | 13 | 0 | 1.025 | 27.1709 | 42.3058 | 85.6606 | 9.322 | 0 | 0.2086 | 11.52 | 5.8135 | 167.8397 | 0 | 0 | 10.1152 | 0
7023 | 293 | 20 | 10 | Monday | 14 | 0 | 0.908 | 27.1709 | 48.0342 | 85.6606 | 5.869 | 0 | 0.1445 | 8.88 | 3.0506 | 170.7445 | 0 | 0 | 6.3696 | 0
7024 | 293 | 20 | 10 | Monday | 15 | 0 | 1.032 | 27.1709 | 51.8448 | 85.6606 | 5.697 | 0 | 0.1486 | 8.88 | 2.2492 | 174.6771 | 0 | 0 | 6.1824 | 0
7025 | 293 | 20 | 10 | Monday | 16 | 0 | 0.548 | 27.1709 | 59.0366 | 85.2073 | 7.596 | 0 | 0.1541 | 11.04 | 1.3969 | 183.1174 | 0 | 0 | 8.2429 | 0
7026 | 293 | 20 | 10 | Monday | 17 | 0 | 0.141 | 27.1709 | 43.1448 | 55.9825 | 4.488 | 0 | 0.0807 | 14.88 | 0.8305 | 141.3787 | 0 | 0 | 4.871 | 0
7027 | 293 | 20 | 10 | Monday | 18 | 0.004 | 0 | 13.5854 | 30.6752 | 40.9205 | 3.625 | 0 | 0.0591 | 4.8 | 0.219 | 89.9874 | 0 | 0 | 3.9381 | 0
7028 | 293 | 20 | 10 | Monday | 19 | 0 | 0 | 0 | 28.3042 | 40.0131 | 2.589 | 0 | 0.0422 | 2.88 | 0 | 71.1932 | 0 | 0 | 2.8103 | 0
7029 | 293 | 20 | 10 | Monday | 20 | 0 | 0 | 0 | 24.1068 | 33.1724 | 2.935 | 0 | 0.0478 | 0.96 | 0 | 58.2342 | 0 | 0 | 3.1851 | 0
7030 | 293 | 20 | 10 | Monday | 21 | 0 | 0 | 0 | 24.1068 | 32.719 | 1.381 | 0 | 0.0225 | 0.96 | 0 | 57.7555 | 0 | 0 | 1.4988 | 0
7031 | 293 | 20 | 10 | Monday | 22 | 0 | 0 | 0 | 12.7362 | 17.8393 | 0.863 | 0 | 0.0141 | 0 | 0 | 30.5535 | 0 | 0 | 0.9368 | 0
7032 | 293 | 20 | 10 | Monday | 23 | 0 | 0 | 0 | 6.1377 | 11.0335 | 0.863 | 0 | 0.0141 | 0 | 0 | 17.1493 | 0 | 0 | 0.9368 | 0
7033 | 294 | 21 | 10 | Tuesday | 0 | 0 | 0 | 0 | 5.1885 | 10.3969 | 0.863 | 0 | 0.0141 | 0 | 0 | 15.5675 | 0 | 0 | 0.9368 | 0
7034 | 294 | 21 | 10 | Tuesday | 1 | 0 | 0 | 0 | 5.1829 | 10.3969 | 0.863 | 0 | 0.0141 | 0 | 0 | 15.5675 | 0 | 0 | 0.9368 | 0
7035 | 294 | 21 | 10 | Tuesday | 2 | 0 | 0 | 0 | 5.1829 | 10.3969 | 0.863 | 0 | 0.0141 | 0 | 0 | 15.5675 | 0 | 0 | 0.9368 | 0
7036 | 294 | 21 | 10 | Tuesday | 3 | 0 | 0 | 0 | 5.1829 | 10.3969 | 0.863 | 0 | 0.0141 | 0 | 0 | 15.5675 | 0 | 0 | 0.9368 | 0
7037 | 294 | 21 | 10 | Tuesday | 4 | 0 | 0 | 0 | 5.6548 | 10.3969 | 0.863 | 0 | 0.0141 | 0 | 0 | 16.0394 | 0 | 0 | 0.9368 | 0
7038 | 294 | 21 | 10 | Tuesday | 5 | 0 | 0 | 0 | 8.8552 | 14.4831 | 1.381 | 0 | 0.0225 | 0 | 0 | 23.3344 | 0 | 0 | 1.4989 | 0
7039 | 294 | 21 | 10 | Tuesday | 6 | 0 | 0 | 0 | 17.0169 | 21.1313 | 1.208 | 0 | 0.0197 | 0 | 0 | 38.1343 | 0 | 0 | 1.3114 | 0
7040 | 294 | 21 | 10 | Tuesday | 7 | 0 | 6.66 | 1.5816 | 28.3214 | 37.109 | 3.28 | 0 | 0.2004 | 8.4 | 0 | 77.5218 | 0 | 0 | 3.5598 | 0
7041 | 294 | 21 | 10 | Tuesday | 8 | 0.106 | 3.224 | 27.1709 | 55.158 | 79.9326 | 6.042 | 0 | 0.2645 | 16.56 | 0.1103 | 181.7929 | 0 | 0 | 6.663 | 0
7042 | 294 | 21 | 10 | Tuesday | 9 | 0.114 | 1.732 | 27.1709 | 59.6008 | 84.3871 | 6.56 | 0 | 0.2032 | 10.32 | 0.912 | 183.3251 | 0 | 0 | 7.233 | 0
7043 | 294 | 21 | 10 | Tuesday | 10 | 0.099 | 4.436 | 27.1709 | 59.437 | 85.6606 | 6.733 | 0 | 0.3595 | 8.88 | 1.5659 | 185.7138 | 0 | 0 | 7.4054 | 0
7044 | 294 | 21 | 10 | Tuesday | 11 | 0.114 | 5.899 | 27.1709 | 55.3853 | 85.6606 | 8.114 | 0 | 0.4591 | 10.32 | 2.4381 | 184.6106 | 0 | 0 | 8.9183 | 0
7045 | 294 | 21 | 10 | Tuesday | 12 | 0.112 | 3.825 | 27.1709 | 43.4137 | 78.8121 | 9.84 | 0 | 0.3708 | 13.92 | 4.791 | 167.3372 | 0 | 0 | 10.7885 | 0
7046 | 294 | 21 | 10 | Tuesday | 13 | 0.101 | 5.728 | 27.1709 | 41.7002 | 85.6606 | 9.322 | 0 | 0.4677 | 11.52 | 8.6671 | 171.9751 | 0 | 0 | 10.2163 | 0
7047 | 294 | 21 | 10 | Tuesday | 14 | 0.077 | 5.395 | 27.1709 | 41.0745 | 85.6606 | 5.869 | 0 | 0.3911 | 8.88 | 11.4065 | 168.3062 | 0 | 0 | 6.4466 | 0
7048 | 294 | 21 | 10 | Tuesday | 15 | 0.082 | 7.294 | 27.1709 | 41.707 | 85.6606 | 5.697 | 0 | 0.4981 | 8.88 | 8.1331 | 170.8565 | 0 | 0 | 6.2648 | 0
7049 | 294 | 21 | 10 | Tuesday | 16 | 0.104 | 5.211 | 27.1709 | 47.1812 | 85.2073 | 7.596 | 0 | 0.4128 | 11.04 | 4.1367 | 175.9642 | 0 | 0 | 8.3465 | 0
7050 | 294 | 21 | 10 | Tuesday | 17 | 0.139 | 0.854 | 27.1709 | 40.1072 | 55.9825 | 4.488 | 0 | 0.1228 | 14.88 | 2.2687 | 139.0627 | 0 | 0 | 5.0104 | 0
7051 | 294 | 21 | 10 | Tuesday | 18 | 0.126 | 0.175 | 13.5854 | 30.5518 | 40.9205 | 3.625 | 0 | 0.0703 | 4.8 | 0.4839 | 90.0422 | 0 | 0 | 4.0605 | 0
7052 | 294 | 21 | 10 | Tuesday | 19 | 0 | 0 | 0 | 28.3042 | 40.0131 | 2.589 | 0 | 0.0422 | 2.88 | 0 | 71.1932 | 0 | 0 | 2.8103 | 0
7053 | 294 | 21 | 10 | Tuesday | 20 | 0 | 0 | 0 | 24.1068 | 33.1724 | 2.935 | 0 | 0.0478 | 0.96 | 0 | 58.2342 | 0 | 0 | 3.1851 | 0
7054 | 294 | 21 | 10 | Tuesday | 21 | 0 | 0 | 0 | 24.1068 | 32.719 | 1.381 | 0 | 0.0225 | 0.96 | 0 | 57.7555 | 0 | 0 | 1.4988 | 0
7055 | 294 | 21 | 10 | Tuesday | 22 | 0 | 0 | 0 | 12.7362 | 17.8393 | 0.863 | 0 | 0.0141 | 0 | 0 | 30.5535 | 0 | 0 | 0.9368 | 0
7056 | 294 | 21 | 10 | Tuesday | 23 | 0 | 0 | 0 | 6.1377 | 11.0335 | 0.863 | 0 | 0.0141 | 0 | 0 | 17.1493 | 0 | 0 | 0.9368 | 0
7057 | 295 | 22 | 10 | Wednesday | 0 | 0 | 0 | 0 | 5.1885 | 10.3969 | 0.863 | 0 | 0.0141 | 0 | 0 | 15.5675 | 0 | 0 | 0.9368 | 0
7058 | 295 | 22 | 10 | Wednesday | 1 | 0 | 0 | 0 | 5.1829 | 10.3969 | 0.863 | 0 | 0.0141 | 0 | 0 | 15.5675 | 0 | 0 | 0.9368 | 0
7059 | 295 | 22 | 10 | Wednesday | 2 | 0 | 0 | 0 | 5.1829 | 10.3969 | 0.863 | 0 | 0.0141 | 0 | 0 | 15.5675 | 0 | 0 | 0.9368 | 0
7060 | 295 | 22 | 10 | Wednesday | 3 | 0 | 0 | 0 | 5.1829 | 10.3969 | 0.863 | 0 | 0.0141 | 0 | 0 | 15.5675 | 0 | 0 | 0.9368 | 0
7061 | 295 | 22 | 10 | Wednesday | 4 | 0 | 0 | 0 | 5.6548 | 10.3969 | 0.863 | 0 | 0.0141 | 0 | 0 | 16.0394 | 0 | 0 | 0.9368 | 0
7062 | 295 | 22 | 10 | Wednesday | 5 | 0 | 0 | 0 | 8.8552 | 14.4831 | 1.381 | 0 | 0.0225 | 0 | 0 | 23.3344 | 0 | 0 | 1.4989 | 0
7063 | 295 | 22 | 10 | Wednesday | 6 | 0 | 0 | 0 | 17.0169 | 21.1313 | 1.208 | 0 | 0.0197 | 0 | 0 | 38.1343 | 0 | 0 | 1.3114 | 0
7064 | 295 | 22 | 10 | Wednesday | 7 | 0 | 4.122 | 1.5816 | 28.3214 | 37.109 | 3.28 | 0 | 0.1755 | 8.4 | 0 | 77.2852 | 0 | 0 | 3.5598 | 0
7065 | 295 | 22 | 10 | Wednesday | 8 | 0.541 | 2.032 | 27.1709 | 55.1494 | 79.9326 | 6.042 | 0 | 0.221 | 16.56 | 0.1664 | 180.9837 | 0 | 0 | 7.0977 | 0
7066 | 295 | 22 | 10 | Wednesday | 9 | 0.277 | 0.749 | 27.1709 | 57.125 | 84.3871 | 6.56 | 0 | 0.1523 | 10.32 | 1.5964 | 179.8619 | 0 | 0 | 7.3964 | 0
7067 | 295 | 22 | 10 | Wednesday | 10 | 0.242 | 0.98 | 27.1709 | 51.0236 | 85.6606 | 6.733 | 0 | 0.1671 | 8.88 | 3.8651 | 173.8333 | 0 | 0 | 7.5481 | 0
7068 | 295 | 22 | 10 | Wednesday | 11 | 0.244 | 5.497 | 27.1709 | 47.796 | 85.6606 | 8.114 | 0 | 0.4409 | 10.32 | 4.8635 | 176.62 | 0 | 0 | 9.0482 | 0
7069 | 295 | 22 | 10 | Wednesday | 12 | 0.241 | 2.754 | 27.1709 | 47.3221 | 78.8121 | 9.84 | 0 | 0.3148 | 13.92 | 3.832 | 170.1691 | 0 | 0 | 10.9178 | 0
7070 | 295 | 22 | 10 | Wednesday | 13 | 0.239 | 4.262 | 27.1709 | 46.3417 | 85.6606 | 9.322 | 0 | 0.3893 | 11.52 | 4.2775 | 175.1407 | 0 | 0 | 10.3545 | 0
7071 | 295 | 22 | 10 | Wednesday | 14 | 0.238 | 4.555 | 27.1709 | 41.9685 | 85.6606 | 5.869 | 0 | 0.3497 | 8.88 | 5.6838 | 168.3587 | 0 | 0 | 6.608 | 0
7072 | 295 | 22 | 10 | Wednesday | 15 | 0.239 | 5.684 | 27.1709 | 42.683 | 85.6606 | 5.697 | 0 | 0.4078 | 8.88 | 7.2033 | 170.2077 | 0 | 0 | 6.4209 | 0
7073 | 295 | 22 | 10 | Wednesday | 16 | 0.229 | 3.187 | 27.1709 | 45.6703 | 85.2073 | 7.596 | 0 | 0.3013 | 11.04 | 6.3758 | 172.4127 | 0 | 0 | 8.4714 | 0
7074 | 295 | 22 | 10 | Wednesday | 17 | 0.304 | 0.266 | 27.1709 | 38.3656 | 55.9825 | 4.488 | 0 | 0.092 | 14.88 | 2.6211 | 136.7298 | 0 | 0 | 5.175 | 0
7075 | 295 | 22 | 10 | Wednesday | 18 | 0.349 | 0 | 13.5854 | 30.5337 | 40.9205 | 3.625 | 0 | 0.0643 | 4.8 | 0.3857 | 89.8511 | 0 | 0 | 4.2837 | 0
7076 | 295 | 22 | 10 | Wednesday | 19 | 0 | 0 | 0 | 28.3042 | 40.0131 | 2.589 | 0 | 0.0422 | 2.88 | 0 | 71.1932 | 0 | 0 | 2.8103 | 0
7077 | 295 | 22 | 10 | Wednesday | 20 | 0 | 0 | 0 | 24.1068 | 33.1724 | 2.935 | 0 | 0.0478 | 0.96 | 0 | 58.2342 | 0 | 0 | 3.1851 | 0
7078 | 295 | 22 | 10 | Wednesday | 21 | 0 | 0 | 0 | 24.1068 | 32.719 | 1.381 | 0 | 0.0225 | 0.96 | 0 | 57.7555 | 0 | 0 | 1.4988 | 0
7079 | 295 | 22 | 10 | Wednesday | 22 | 0 | 0 | 0 | 12.7362 | 17.8393 | 0.863 | 0 | 0.0141 | 0 | 0 | 30.5535 | 0 | 0 | 0.9368 | 0
7080 | 295 | 22 | 10 | Wednesday | 23 | 0 | 0 | 0 | 6.1377 | 11.0335 | 0.863 | 0 | 0.0141 | 0 | 0 | 17.1493 | 0 | 0 | 0.9368 | 0
7081 | 296 | 23 | 10 | Thursday | 0 | 0 | 0 | 0 | 5.1885 | 10.3969 | 0.863 | 0 | 0.0141 | 0 | 0 | 15.5675 | 0 | 0 | 0.9368 | 0
7082 | 296 | 23 | 10 | Thursday | 1 | 0 | 0 | 0 | 5.1829 | 10.3969 | 0.863 | 0 | 0.0141 | 0 | 0 | 15.5675 | 0 | 0 | 0.9368 | 0
7083 | 296 | 23 | 10 | Thursday | 2 | 0 | 0 | 0 | 5.1829 | 10.3969 | 0.863 | 0 | 0.0141 | 0 | 0 | 15.5675 | 0 | 0 | 0.9368 | 0
7084 | 296 | 23 | 10 | Thursday | 3 | 0 | 0 | 0 | 5.1829 | 10.3969 | 0.863 | 0 | 0.0141 | 0 | 0 | 15.5675 | 0 | 0 | 0.9368 | 0
7085 | 296 | 23 | 10 | Thursday | 4 | 0 | 0 | 0 | 5.6548 | 10.3969 | 0.863 | 0 | 0.0141 | 0 | 0 | 16.0394 | 0 | 0 | 0.9368 | 0
7086 | 296 | 23 | 10 | Thursday | 5 | 0 | 0 | 0 | 8.8552 | 14.4831 | 1.381 | 0 | 0.0225 | 0 | 0 | 23.3344 | 0 | 0 | 1.4989 | 0
7087 | 296 | 23 | 10 | Thursday | 6 | 0 | 0 | 0 | 17.0169 | 21.1313 | 1.208 | 0 | 0.0197 | 0 | 0 | 38.1343 | 0 | 0 | 1.3114 | 0
7088 | 296 | 23 | 10 | Thursday | 7 | 0.046 | 2.957 | 1.5816 | 28.3214 | 37.109 | 3.28 | 0 | 0.1672 | 8.4 | 0 | 77.2154 | 0 | 0 | 3.6056 | 0
7089 | 296 | 23 | 10 | Thursday | 8 | 1.147 | 1.547 | 27.1709 | 55.032 | 79.9326 | 6.042 | 0 | 0.2025 | 16.56 | 0.3516 | 180.3856 | 0 | 0 | 7.7043 | 0
7090 | 296 | 23 | 10 | Thursday | 9 | 0.448 | 0.874 | 27.1709 | 52.0856 | 84.3871 | 6.56 | 0 | 0.1616 | 10.32 | 3.6723 | 174.9511 | 0 | 0 | 7.5672 | 0
7091 | 296 | 23 | 10 | Thursday | 10 | 0.303 | 0.755 | 27.1709 | 45.6435 | 85.6606 | 6.733 | 0 | 0.1559 | 8.88 | 6.9419 | 168.2282 | 0 | 0 | 7.6088 | 0
7092 | 296 | 23 | 10 | Thursday | 11 | 0.281 | 4.235 | 27.1709 | 42.7731 | 85.6606 | 8.114 | 0 | 0.3691 | 10.32 | 8.9495 | 170.3226 | 0 | 0 | 9.0855 | 0
7093 | 296 | 23 | 10 | Thursday | 12 | 0.254 | 2.442 | 27.1709 | 38.283 | 78.8121 | 9.84 | 0 | 0.2977 | 13.92 | 11.5584 | 160.8159 | 0 | 0 | 10.9308 | 0
7094 | 296 | 23 | 10 | Thursday | 13 | 0.234 | 4.909 | 27.1709 | 40.6174 | 85.6606 | 9.322 | 0 | 0.425 | 11.52 | 15.3561 | 170.0688 | 0 | 0 | 10.3488 | 0
7095 | 296 | 23 | 10 | Thursday | 14 | 0.218 | 3.885 | 27.1709 | 40.9443 | 85.6606 | 5.869 | 0 | 0.3115 | 8.88 | 14.9253 | 166.6584 | 0 | 0 | 6.588 | 0
7096 | 296 | 23 | 10 | Thursday | 15 | 0.199 | 5.133 | 27.1709 | 41.5877 | 85.6606 | 5.697 | 0 | 0.3749 | 8.88 | 10.9605 | 168.5539 | 0 | 0 | 6.381 | 0
7097 | 296 | 23 | 10 | Thursday | 16 | 0.194 | 4.866 | 27.1709 | 45.4838 | 85.2073 | 7.596 | 0 | 0.3946 | 11.04 | 6.4344 | 173.9203 | 0 | 0 | 8.4371 | 0
7098 | 296 | 23 | 10 | Thursday | 17 | 0.223 | 0.941 | 27.1709 | 40.0667 | 55.9825 | 4.488 | 0 | 0.1288 | 14.88 | 2.3192 | 139.111 | 0 | 0 | 5.0935 | 0
7099 | 296 | 23 | 10 | Thursday | 18 | 0.259 | 0 | 13.5854 | 30.6292 | 40.9205 | 3.625 | 0 | 0.0629 | 4.8 | 0.3418 | 89.9452 | 0 | 0 | 4.1931 | 0
7100 | 296 | 23 | 10 | Thursday | 19 | 0 | 0 | 0 | 28.3042 | 40.0131 | 2.589 | 0 | 0.0422 | 2.88 | 0 | 71.1932 | 0 | 0 | 2.8103 | 0
7101 | 296 | 23 | 10 | Thursday | 20 | 0 | 0 | 0 | 24.1068 | 33.1724 | 2.935 | 0 | 0.0478 | 0.96 | 0 | 58.2342 | 0 | 0 | 3.1851 | 0
7102 | 296 | 23 | 10 | Thursday | 21 | 0 | 0 | 0 | 24.1068 | 32.719 | 1.381 | 0 | 0.0225 | 0.96 | 0 | 57.7555 | 0 | 0 | 1.4988 | 0
7103 | 296 | 23 | 10 | Thursday | 22 | 0 | 0 | 0 | 12.7362 | 17.8393 | 0.863 | 0 | 0.0141 | 0 | 0 | 30.5535 | 0 | 0 | 0.9368 | 0
7104 | 296 | 23 | 10 | Thursday | 23 | 0 | 0 | 0 | 6.1377 | 11.0335 | 0.863 | 0 | 0.0141 | 0 | 0 | 17.1493 | 0 | 0 | 0.9368 | 0
7105 | 297 | 24 | 10 | Friday | 0 | 0 | 0 | 0 | 5.1885 | 10.3969 | 0.863 | 0 | 0.0141 | 0 | 0 | 15.5675 | 0 | 0 | 0.9368 | 0
7106 | 297 | 24 | 10 | Friday | 1 | 0 | 0 | 0 | 5.1829 | 10.3969 | 0.863 | 0 | 0.0141 | 0 | 0 | 15.5675 | 0 | 0 | 0.9368 | 0
7107 | 297 | 24 | 10 | Friday | 2 | 0 | 0 | 0 | 5.1829 | 10.3969 | 0.863 | 0 | 0.0141 | 0 | 0 | 15.5675 | 0 | 0 | 0.9368 | 0
7108 | 297 | 24 | 10 | Friday | 3 | 0 | 0 | 0 | 5.1829 | 10.3969 | 0.863 | 0 | 0.0141 | 0 | 0 | 15.5675 | 0 | 0 | 0.9368 | 0
7109 | 297 | 24 | 10 | Friday | 4 | 0 | 0 | 0 | 5.6548 | 10.3969 | 0.863 | 0 | 0.0141 | 0 | 0 | 16.0394 | 0 | 0 | 0.9368 | 0
7110 | 297 | 24 | 10 | Friday | 5 | 0 | 0 | 0 | 8.8552 | 14.4831 | 1.381 | 0 | 0.0225 | 0 | 0 | 23.3344 | 0 | 0 | 1.4989 | 0
7111 | 297 | 24 | 10 | Friday | 6 | 0 | 0 | 0 | 17.0169 | 21.1313 | 1.208 | 0 | 0.0197 | 0 | 0 | 38.1343 | 0 | 0 | 1.3114 | 0
7112 | 297 | 24 | 10 | Friday | 7 | 0.052 | 2.481 | 1.5816 | 28.3214 | 37.109 | 3.28 | 0 | 0.1636 | 8.4 | 0 | 77.2043 | 0 | 0 | 3.6114 | 0
7113 | 297 | 24 | 10 | Friday | 8 | 1.449 | 0.825 | 27.1709 | 55.1121 | 79.9326 | 6.042 | 0 | 0.1672 | 16.56 | 0.2931 | 179.7431 | 0 | 0 | 8.0064 | 0
7114 | 297 | 24 | 10 | Friday | 9 | 0.633 | 0.729 | 27.1709 | 54.6524 | 84.3871 | 6.56 | 0 | 0.1566 | 10.32 | 3.493 | 177.3744 | 0 | 0 | 7.7515 | 0
7115 | 297 | 24 | 10 | Friday | 10 | 0.503 | 1.214 | 27.1709 | 46.2759 | 85.6606 | 6.733 | 0 | 0.184 | 8.88 | 10.8927 | 169.3257 | 0 | 0 | 7.8091 | 0
7116 | 297 | 24 | 10 | Friday | 11 | 0.373 | 2.98 | 27.1709 | 43.1327 | 85.6606 | 8.114 | 0 | 0.3009 | 10.32 | 18.5097 | 169.4184 | 0 | 0 | 9.1775 | 0
7117 | 297 | 24 | 10 | Friday | 12 | 0.271 | 3.221 | 27.1709 | 39.4365 | 78.8121 | 9.84 | 0 | 0.3405 | 13.92 | 22.7244 | 162.7546 | 0 | 0 | 10.9478 | 0
7118 | 297 | 24 | 10 | Friday | 13 | 0.23 | 4.687 | 27.1709 | 40.9588 | 85.6606 | 9.322 | 0 | 0.4125 | 11.52 | 23.4594 | 170.1863 | 0 | 0 | 10.3453 | 0
7119 | 297 | 24 | 10 | Friday | 14 | 0.206 | 3.521 | 27.1709 | 41.5641 | 85.6606 | 5.869 | 0 | 0.2895 | 8.88 | 21.1259 | 166.9088 | 0 | 0 | 6.576 | 0
7120 | 297 | 24 | 10 | Friday | 15 | 0.188 | 5.306 | 27.1709 | 42.5763 | 85.6606 | 5.697 | 0 | 0.3844 | 8.88 | 16.118 | 169.7169 | 0 | 0 | 6.3703 | 0
7121 | 297 | 24 | 10 | Friday | 16 | 0.184 | 5.75 | 27.1709 | 45.6218 | 85.2073 | 7.596 | 0 | 0.4474 | 11.04 | 8.7959 | 174.9467 | 0 | 0 | 8.4271 | 0
7122 | 297 | 24 | 10 | Friday | 17 | 0.211 | 1.285 | 27.1709 | 39.9098 | 55.9825 | 4.488 | 0 | 0.1491 | 14.88 | 1.9342 | 139.303 | 0 | 0 | 5.0824 | 0
7123 | 297 | 24 | 10 | Friday | 18 | 0.263 | 0 | 13.5854 | 30.5976 | 40.9205 | 3.625 | 0 | 0.063 | 4.8 | 0.3414 | 89.9138 | 0 | 0 | 4.1977 | 0
7124 | 297 | 24 | 10 | Friday | 19 | 0 | 0 | 0 | 28.3042 | 40.0131 | 2.589 | 0 | 0.0422 | 2.88 | 0 | 71.1932 | 0 | 0 | 2.8103 | 0
7125 | 297 | 24 | 10 | Friday | 20 | 0 | 0 | 0 | 24.1068 | 33.1724 | 2.935 | 0 | 0.0478 | 0.96 | 0 | 58.2342 | 0 | 0 | 3.1851 | 0
7126 | 297 | 24 | 10 | Friday | 21 | 0 | 0 | 0 | 24.1068 | 32.719 | 1.381 | 0 | 0.0225 | 0.96 | 0 | 57.7555 | 0 | 0 | 1.4988 | 0
7127 | 297 | 24 | 10 | Friday | 22 | 0 | 0 | 0 | 12.7362 | 17.8393 | 0.863 | 0 | 0.0141 | 0 | 0 | 30.5535 | 0 | 0 | 0.9368 | 0
7128 | 297 | 24 | 10 | Friday | 23 | 0 | 0 | 0 | 6.1377 | 11.0335 | 0.863 | 0 | 0.0141 | 0 | 0 | 17.1493 | 0 | 0 | 0.9368 | 0
7129 | 298 | 25 | 10 | Saturday | 0 | 0 | 0 | 0 | 5.3495 | 10.6091 | 0.863 | 0 | 0.0141 | 0 | 0 | 15.9374 | 0 | 0 | 0.9368 | 0
7130 | 298 | 25 | 10 | Saturday | 1 | 0 | 0 | 0 | 5.1845 | 10.3969 | 0.863 | 0 | 0.0141 | 0 | 0 | 15.5675 | 0 | 0 | 0.9368 | 0
7131 | 298 | 25 | 10 | Saturday | 2 | 0 | 0 | 0 | 5.1845 | 10.3969 | 0.863 | 0 | 0.0141 | 0 | 0 | 15.5675 | 0 | 0 | 0.9368 | 0
7132 | 298 | 25 | 10 | Saturday | 3 | 0 | 0 | 0 | 5.1845 | 10.3969 | 0.863 | 0 | 0.0141 | 0 | 0 | 15.5675 | 0 | 0 | 0.9368 | 0
7133 | 298 | 25 | 10 | Saturday | 4 | 0 | 0 | 0 | 5.1845 | 10.3969 | 0.863 | 0 | 0.0141 | 0 | 0 | 15.5675 | 0 | 0 | 0.9368 | 0
7134 | 298 | 25 | 10 | Saturday | 5 | 0 | 0 | 0 | 5.6564 | 10.3969 | 1.381 | 0 | 0.0225 | 0 | 0 | 16.0478 | 0 | 0 | 1.4989 | 0
7135 | 298 | 25 | 10 | Saturday | 6 | 0 | 0 | 0 | 10.2167 | 14.454 | 1.208 | 0 | 0.0197 | 0 | 0 | 24.6584 | 0 | 0 | 1.3114 | 0
7136 | 298 | 25 | 10 | Saturday | 7 | 0 | 0 | 0 | 14.0996 | 18.078 | 1.899 | 0 | 0.0309 | 3.84 | 0 | 36.0357 | 0 | 0 | 2.061 | 0
7137 | 298 | 25 | 10 | Saturday | 8 | 0 | 0 | 0 | 23.3752 | 33.4891 | 2.589 | 0 | 0.0422 | 3.36 | 0.3162 | 60.2417 | 0 | 0 | 2.8104 | 0
7138 | 298 | 25 | 10 | Saturday | 9 | 0 | 0 | 0 | 22.4725 | 36.0383 | 3.625 | 0 | 0.0591 | 5.04 | 4.178 | 63.5907 | 0 | 0 | 3.9345 | 0
7139 | 298 | 25 | 10 | Saturday | 10 | 0 | 0.574 | 0 | 19.7728 | 36.8872 | 3.28 | 0 | 0.0842 | 4.32 | 12.2418 | 61.5916 | 0 | 0 | 3.5597 | 0
7140 | 298 | 25 | 10 | Saturday | 11 | 0 | 3.698 | 0 | 19.3709 | 36.8872 | 3.97 | 0 | 0.2645 | 6 | 18.0002 | 66.0187 | 0 | 0 | 4.3092 | 0
7141 | 298 | 25 | 10 | Saturday | 12 | 0 | 4.632 | 0 | 15.6367 | 26.6109 | 3.453 | 0 | 0.3065 | 5.04 | 19.3954 | 51.973 | 0 | 0 | 3.7471 | 0
7142 | 298 | 25 | 10 | Saturday | 13 | 0 | 5.602 | 0 | 15.6928 | 26.1571 | 3.28 | 0 | 0.3573 | 3.12 | 18.6327 | 50.6242 | 0 | 0 | 3.5597 | 0
7143 | 298 | 25 | 10 | Saturday | 14 | 0 | 4.881 | 0 | 15.6671 | 26.1571 | 2.589 | 0 | 0.3061 | 1.92 | 17.1498 | 48.6553 | 0 | 0 | 2.8103 | 0
7144 | 298 | 25 | 10 | Saturday | 15 | 0 | 6.118 | 0 | 16.1936 | 26.1571 | 2.072 | 0 | 0.3668 | 0.96 | 12.3939 | 49.459 | 0 | 0 | 2.2483 | 0
7145 | 298 | 25 | 10 | Saturday | 16 | 0 | 5.804 | 0 | 17.026 | 26.1571 | 2.417 | 0 | 0.3535 | 1.2 | 5.7923 | 50.2194 | 0 | 0 | 2.623 | 0
7146 | 298 | 25 | 10 | Saturday | 17 | 0 | 4.263 | 0 | 13.3998 | 19.2871 | 1.208 | 0 | 0.2495 | 1.44 | 1.5704 | 38.3832 | 0 | 0 | 1.3114 | 0
7147 | 298 | 25 | 10 | Saturday | 18 | 0 | 1.016 | 0 | 13.8254 | 19.2871 | 1.208 | 0 | 0.0742 | 0 | 0.2673 | 34.0903 | 0 | 0 | 1.3114 | 0
7148 | 298 | 25 | 10 | Saturday | 19 | 0 | 1.058 | 0 | 13.8322 | 19.2871 | 1.208 | 0 | 0.0764 | 0 | 0 | 34.1396 | 0 | 0 | 1.3114 | 0
7149 | 298 | 25 | 10 | Saturday | 20 | 0 | 0.953 | 0 | 13.8282 | 19.2871 | 1.208 | 0 | 0.0709 | 0 | 0 | 34.0344 | 0 | 0 | 1.3114 | 0
7150 | 298 | 25 | 10 | Saturday | 21 | 0 | 0 | 0 | 13.8282 | 19.2871 | 1.554 | 0 | 0.0253 | 0 | 0 | 33.0807 | 0 | 0 | 1.6862 | 0
7151 | 298 | 25 | 10 | Saturday | 22 | 0 | 0 | 0 | 12.5503 | 17.5892 | 0.863 | 0 | 0.0141 | 0 | 0 | 30.1095 | 0 | 0 | 0.9368 | 0
7152 | 298 | 25 | 10 | Saturday | 23 | 0 | 0 | 0 | 6.6175 | 11.0335 | 0.863 | 0 | 0.0141 | 0 | 0 | 17.6211 | 0 | 0 | 0.9368 | 0
7153 | 299 | 26 | 10 | Sunday | 0 | 0 | 0 | 0 | 5.3583 | 10.6091 | 0.691 | 0 | 0.0112 | 0 | 0 | 15.9346 | 0 | 0 | 0.7494 | 0
7154 | 299 | 26 | 10 | Sunday | 1 | 0 | 0 | 0 | 5.2005 | 10.3969 | 0.691 | 0 | 0.0112 | 0 | 0 | 15.5647 | 0 | 0 | 0.7494 | 0
7155 | 299 | 26 | 10 | Sunday | 2 | 0 | 0 | 0 | 5.1909 | 10.3969 | 0.691 | 0 | 0.0112 | 0 | 0 | 15.5647 | 0 | 0 | 0.7494 | 0
7156 | 299 | 26 | 10 | Sunday | 3 | 0 | 0 | 0 | 5.1909 | 10.3969 | 0.691 | 0 | 0.0112 | 0 | 0 | 15.5647 | 0 | 0 | 0.7494 | 0
7157 | 299 | 26 | 10 | Sunday | 4 | 0 | 0 | 0 | 5.1909 | 10.3969 | 0.691 | 0 | 0.0112 | 0 | 0 | 15.5647 | 0 | 0 | 0.7494 | 0
7158 | 299 | 26 | 10 | Sunday | 5 | 0 | 0 | 0 | 5.6628 | 10.3969 | 1.208 | 0 | 0.0197 | 0 | 0 | 16.045 | 0 | 0 | 1.3115 | 0
7159 | 299 | 26 | 10 | Sunday | 6 | 0 | 0 | 0 | 6.1433 | 11.0335 | 0.691 | 0 | 0.0112 | 0 | 0 | 17.1465 | 0 | 0 | 0.7494 | 0
7160 | 299 | 26 | 10 | Sunday | 7 | 0 | 0 | 0 | 9.5606 | 14.6575 | 0.691 | 0 | 0.0112 | 0 | 0 | 24.1877 | 0 | 0 | 0.7494 | 0
7161 | 299 | 26 | 10 | Sunday | 8 | 0 | 0 | 0 | 10.2019 | 15.5065 | 0.691 | 0 | 0.0112 | 0 | 0.1467 | 25.6676 | 0 | 0 | 0.7494 | 0
7162 | 299 | 26 | 10 | Sunday | 9 | 0 | 0 | 0 | 10.0026 | 15.5065 | 0.691 | 0 | 0.0112 | 0 | 1.3222 | 25.4683 | 0 | 0 | 0.7494 | 0
7163 | 299 | 26 | 10 | Sunday | 10 | 0 | 0 | 0 | 9.8812 | 16.3554 | 0.691 | 0 | 0.0112 | 0 | 3.2841 | 26.2055 | 0 | 0 | 0.7494 | 0
7164 | 299 | 26 | 10 | Sunday | 11 | 0 | 0 | 0 | 9.2982 | 16.3554 | 1.036 | 0 | 0.0169 | 0 | 5.3825 | 25.6225 | 0 | 0 | 1.1241 | 0
7165 | 299 | 26 | 10 | Sunday | 12 | 0 | 1.358 | 0 | 11.9655 | 20.794 | 1.036 | 0 | 0.0896 | 0 | 8.2022 | 34.1003 | 0 | 0 | 1.1241 | 0
7166 | 299 | 26 | 10 | Sunday | 13 | 0 | 2.284 | 0 | 11.9334 | 20.794 | 1.554 | 0 | 0.1483 | 0 | 11.1063 | 35.0115 | 0 | 0 | 1.6862 | 0
7167 | 299 | 26 | 10 | Sunday | 14 | 0 | 2.69 | 0 | 12.1335 | 20.794 | 1.036 | 0 | 0.1629 | 0 | 11.0154 | 35.6133 | 0 | 0 | 1.1241 | 0
7168 | 299 | 26 | 10 | Sunday | 15 | 0 | 2.611 | 0 | 12.4405 | 20.794 | 0.691 | 0 | 0.1516 | 0 | 8.3626 | 35.8392 | 0 | 0 | 0.7494 | 0
7169 | 299 | 26 | 10 | Sunday | 16 | 0 | 1.975 | 0 | 12.6734 | 20.3695 | 0.691 | 0 | 0.1173 | 0 | 4.5511 | 34.9911 | 0 | 0 | 0.7494 | 0
7170 | 299 | 26 | 10 | Sunday | 17 | 0 | 0.627 | 0 | 13.4519 | 19.916 | 0.691 | 0 | 0.0455 | 0 | 1.7139 | 33.9611 | 0 | 0 | 0.7494 | 0
7171 | 299 | 26 | 10 | Sunday | 18 | 0 | 0 | 0 | 14.1379 | 19.916 | 0.691 | 0 | 0.0112 | 0 | 0.3332 | 34.0131 | 0 | 0 | 0.7494 | 0
7172 | 299 | 26 | 10 | Sunday | 19 | 0 | 1.049 | 0 | 14.1675 | 19.916 | 0.691 | 0 | 0.0688 | 0 | 0 | 35.1016 | 0 | 0 | 0.7494 | 0
7173 | 299 | 26 | 10 | Sunday | 20 | 0 | 0.254 | 0 | 13.6956 | 19.916 | 0.691 | 0 | 0.025 | 0 | 0 | 33.8281 | 0 | 0 | 0.7494 | 0
7174 | 299 | 26 | 10 | Sunday | 21 | 0 | 0 | 0 | 13.6956 | 19.916 | 1.208 | 0 | 0.0197 | 0 | 0 | 33.5809 | 0 | 0 | 1.3115 | 0
7175 | 299 | 26 | 10 | Sunday | 22 | 0 | 0 | 0 | 6.2927 | 11.8825 | 0.691 | 0 | 0.0112 | 0 | 0 | 18.1545 | 0 | 0 | 0.7494 | 0
7176 | 299 | 26 | 10 | Sunday | 23 | 0 | 0 | 0 | 5.6618 | 11.0335 | 0.691 | 0 | 0.0112 | 0 | 0 | 16.6746 | 0 | 0 | 0.7494 | 0
7177 | 300 | 27 | 10 | Monday | 0 | 0 | 0 | 0 | 5.1885 | 10.3969 | 0.863 | 0 | 0.0141 | 0 | 0 | 15.5675 | 0 | 0 | 0.9368 | 0
7178 | 300 | 27 | 10 | Monday | 1 | 0 | 0 | 0 | 5.1829 | 10.3969 | 0.863 | 0 | 0.0141 | 0 | 0 | 15.5675 | 0 | 0 | 0.9368 | 0
7179 | 300 | 27 | 10 | Monday | 2 | 0 | 0 | 0 | 5.1829 | 10.3969 | 0.863 | 0 | 0.0141 | 0 | 0 | 15.5675 | 0 | 0 | 0.9368 | 0
7180 | 300 | 27 | 10 | Monday | 3 | 0 | 0 | 0 | 5.1829 | 10.3969 | 0.863 | 0 | 0.0141 | 0 | 0 | 15.5675 | 0 | 0 | 0.9368 | 0
7181 | 300 | 27 | 10 | Monday | 4 | 0 | 0 | 0 | 5.6548 | 10.3969 | 0.863 | 0 | 0.0141 | 0 | 0 | 16.0394 | 0 | 0 | 0.9368 | 0
7182 | 300 | 27 | 10 | Monday | 5 | 0 | 0 | 0 | 8.8552 | 14.4831 | 1.381 | 0 | 0.0225 | 0 | 0 | 23.3344 | 0 | 0 | 1.4989 | 0
7183 | 300 | 27 | 10 | Monday | 6 | 0 | 0 | 0 | 17.0169 | 21.1313 | 1.208 | 0 | 0.0197 | 0 | 0 | 38.1343 | 0 | 0 | 1.3114 | 0
7184 | 300 | 27 | 10 | Monday | 7 | 0.137 | 11.184 | 3.9539 | 28.3214 | 37.109 | 3.28 | 0 | 0.3592 | 8.4 | 0 | 82.2619 | 0 | 0 | 3.697 | 0
7185 | 300 | 27 | 10 | Monday | 8 | 0.867 | 1.864 | 27.1709 | 55.158 | 79.9326 | 6.042 | 0 | 0.2131 | 16.56 | 0.0722 | 180.8243 | 0 | 0 | 7.4243 | 0
7186 | 300 | 27 | 10 | Monday | 9 | 0.324 | 2.939 | 27.1709 | 59.7147 | 84.3871 | 6.56 | 0 | 0.2715 | 10.32 | 0.6177 | 184.6574 | 0 | 0 | 7.4426 | 0
7187 | 300 | 27 | 10 | Monday | 10 | 0.293 | 6.094 | 27.1709 | 58.812 | 85.6606 | 6.733 | 0 | 0.4503 | 8.88 | 1.4356 | 186.7782 | 0 | 0 | 7.5995 | 0
7188 | 300 | 27 | 10 | Monday | 11 | 0.29 | 8.854 | 27.1709 | 56.1561 | 85.6606 | 8.114 | 0 | 0.6327 | 10.32 | 2.0217 | 188.3722 | 0 | 0 | 9.0944 | 0
7189 | 300 | 27 | 10 | Monday | 12 | 0.29 | 8.28 | 27.1709 | 49.7089 | 78.8121 | 9.84 | 0 | 0.6236 | 13.92 | 2.6744 | 178.1317 | 0 | 0 | 10.9666 | 0
7190 | 300 | 27 | 10 | Monday | 13 | 0.248 | 10.006 | 27.1709 | 48.635 | 85.6606 | 9.322 | 0 | 0.7174 | 11.52 | 3.9831 | 183.2376 | 0 | 0 | 10.3634 | 0
7191 | 300 | 27 | 10 | Monday | 14 | 0.233 | 8.76 | 27.1709 | 44.9575 | 85.6606 | 5.869 | 0 | 0.5852 | 8.88 | 5.49 | 175.5915 | 0 | 0 | 6.6024 | 0
7192 | 300 | 27 | 10 | Monday | 15 | 0.22 | 10.471 | 27.1709 | 45.3526 | 85.6606 | 5.697 | 0 | 0.6816 | 8.88 | 5.451 | 177.714 | 0 | 0 | 6.402 | 0
7193 | 300 | 27 | 10 | Monday | 16 | 0.212 | 10.218 | 27.1709 | 51.3204 | 85.2073 | 7.596 | 0 | 0.7022 | 11.04 | 3.5043 | 185.1658 | 0 | 0 | 8.455 | 0
7194 | 300 | 27 | 10 | Monday | 17 | 0.269 | 4.609 | 27.1709 | 42.3713 | 55.9825 | 4.488 | 0 | 0.3281 | 14.88 | 1.3267 | 144.9406 | 0 | 0 | 5.1397 | 0
7195 | 300 | 27 | 10 | Monday | 18 | 0.282 | 1.686 | 13.5854 | 30.6724 | 40.9205 | 3.625 | 0 | 0.1543 | 4.8 | 0.2323 | 91.6859 | 0 | 0 | 4.2162 | 0
7196 | 300 | 27 | 10 | Monday | 19 | 0 | 0 | 0 | 28.3042 | 40.0131 | 2.589 | 0 | 0.0422 | 2.88 | 0 | 71.1932 | 0 | 0 | 2.8103 | 0
7197 | 300 | 27 | 10 | Monday | 20 | 0 | 0.598 | 0 | 24.1068 | 33.1724 | 2.935 | 0 | 0.0799 | 0.96 | 0 | 58.836 | 0 | 0 | 3.1851 | 0
7198 | 300 | 27 | 10 | Monday | 21 | 0 | 0 | 0 | 24.1068 | 32.719 | 1.381 | 0 | 0.0225 | 0.96 | 0 | 57.7555 | 0 | 0 | 1.4988 | 0
7199 | 300 | 27 | 10 | Monday | 22 | 0 | 0 | 0 | 12.7362 | 17.8393 | 0.863 | 0 | 0.0141 | 0 | 0 | 30.5535 | 0 | 0 | 0.9368 | 0
7200 | 300 | 27 | 10 | Monday | 23 | 0 | 0 | 0 | 6.1377 | 11.0335 | 0.863 | 0 | 0.0141 | 0 | 0 | 17.1493 | 0 | 0 | 0.9368 | 0
7201 | 301 | 28 | 10 | Tuesday | 0 | 0 | 0 | 0 | 5.1885 | 10.3969 | 0.863 | 0 | 0.0141 | 0 | 0 | 15.5675 | 0 | 0 | 0.9368 | 0
7202 | 301 | 28 | 10 | Tuesday | 1 | 0 | 0 | 0 | 5.1829 | 10.3969 | 0.863 | 0 | 0.0141 | 0 | 0 | 15.5675 | 0 | 0 | 0.9368 | 0
7203 | 301 | 28 | 10 | Tuesday | 2 | 0 | 0 | 0 | 5.1829 | 10.3969 | 0.863 | 0 | 0.0141 | 0 | 0 | 15.5675 | 0 | 0 | 0.9368 | 0
7204 | 301 | 28 | 10 | Tuesday | 3 | 0 | 0 | 0 | 5.1829 | 10.3969 | 0.863 | 0 | 0.0141 | 0 | 0 | 15.5675 | 0 | 0 | 0.9368 | 0
7205 | 301 | 28 | 10 | Tuesday | 4 | 0 | 0 | 0 | 5.6548 | 10.3969 | 0.863 | 0 | 0.0141 | 0 | 0 | 16.0394 | 0 | 0 | 0.9368 | 0
7206 | 301 | 28 | 10 | Tuesday | 5 | 0 | 0 | 0 | 8.8552 | 14.4831 | 1.381 | 0 | 0.0225 | 0 | 0 | 23.3344 | 0 | 0 | 1.4989 | 0
7207 | 301 | 28 | 10 | Tuesday | 6 | 0 | 0 | 0 | 17.0169 | 21.1313 | 1.208 | 0 | 0.0197 | 0 | 0 | 38.1343 | 0 | 0 | 1.3114 | 0
7208 | 301 | 28 | 10 | Tuesday | 7 | 0.042 | 7.142 | 1.5816 | 28.3214 | 37.109 | 3.28 | 0 | 0.2073 | 8.4 | 0 | 77.573 | 0 | 0 | 3.6015 | 0
7209 | 301 | 28 | 10 | Tuesday | 8 | 0.556 | 3.863 | 27.1709 | 55.055 | 79.9326 | 6.042 | 0 | 0.2905 | 16.56 | 0.2612 | 181.9833 | 0 | 0 | 7.1135 | 0
7210 | 301 | 28 | 10 | Tuesday | 9 | 0.294 | 1.358 | 27.1709 | 52.2919 | 84.3871 | 6.56 | 0 | 0.1858 | 10.32 | 3.5534 | 175.6428 | 0 | 0 | 7.4133 | 0
7211 | 301 | 28 | 10 | Tuesday | 10 | 0.245 | 3.6 | 27.1709 | 43.7547 | 85.6606 | 6.733 | 0 | 0.3087 | 8.88 | 10.9566 | 169.203 | 0 | 0 | 7.551 | 0
7212 | 301 | 28 | 10 | Tuesday | 11 | 0.209 | 7.196 | 27.1709 | 41.557 | 85.6606 | 8.114 | 0 | 0.5325 | 10.32 | 17.2901 | 172.0923 | 0 | 0 | 9.0135 | 0
7213 | 301 | 28 | 10 | Tuesday | 12 | 0.15 | 6.651 | 27.1709 | 38.3722 | 78.8121 | 9.84 | 0 | 0.53 | 13.92 | 20.8121 | 165.1492 | 0 | 0 | 10.8269 | 0
7214 | 301 | 28 | 10 | Tuesday | 13 | 0.119 | 8.346 | 27.1709 | 40.8258 | 85.6606 | 9.322 | 0 | 0.6239 | 11.52 | 21.4948 | 173.7531 | 0 | 0 | 10.2343 | 0
7215 | 301 | 28 | 10 | Tuesday | 14 | 0.092 | 9.691 | 27.1709 | 41.2195 | 85.6606 | 5.869 | 0 | 0.6439 | 8.88 | 19.2669 | 172.771 | 0 | 0 | 6.4617 | 0
7216 | 301 | 28 | 10 | Tuesday | 15 | 0.431 | 0.48 | 27.1709 | 42.0633 | 85.6606 | 5.697 | 0 | 0.1254 | 8.88 | 14.359 | 164.3463 | 0 | 0 | 6.6128 | 0
7217 | 301 | 28 | 10 | Tuesday | 16 | 0 | 1.447 | 27.1709 | 45.0617 | 85.2073 | 7.596 | 0 | 0.2025 | 11.04 | 7.5435 | 170.0475 | 0 | 0 | 8.2429 | 0
7218 | 301 | 28 | 10 | Tuesday | 17 | 0.04 | 0 | 27.1709 | 40.1326 | 55.9825 | 4.488 | 0 | 0.0738 | 14.88 | 1.6199 | 138.2254 | 0 | 0 | 4.9106 | 0
7219 | 301 | 28 | 10 | Tuesday | 18 | 0.102 | 0 | 13.5854 | 30.633 | 40.9205 | 3.625 | 0 | 0.0606 | 4.8 | 0.2751 | 89.9467 | 0 | 0 | 4.0362 | 0
7220 | 301 | 28 | 10 | Tuesday | 19 | 0 | 0 | 0 | 28.3042 | 40.0131 | 2.589 | 0 | 0.0422 | 2.88 | 0 | 71.1932 | 0 | 0 | 2.8103 | 0
7221 | 301 | 28 | 10 | Tuesday | 20 | 0 | 0 | 0 | 24.1068 | 33.1724 | 2.935 | 0 | 0.0478 | 0.96 | 0 | 58.2342 | 0 | 0 | 3.1851 | 0
7222 | 301 | 28 | 10 | Tuesday | 21 | 0 | 0 | 0 | 24.1068 | 32.719 | 1.381 | 0 | 0.0225 | 0.96 | 0 | 57.7555 | 0 | 0 | 1.4988 | 0
7223 | 301 | 28 | 10 | Tuesday | 22 | 0 | 0 | 0 | 12.7362 | 17.8393 | 0.863 | 0 | 0.0141 | 0 | 0 | 30.5535 | 0 | 0 | 0.9368 | 0
7224 | 301 | 28 | 10 | Tuesday | 23 | 0 | 0 | 0 | 6.1377 | 11.0335 | 0.863 | 0 | 0.0141 | 0 | 0 | 17.1493 | 0 | 0 | 0.9368 | 0
7225 | 302 | 29 | 10 | Wednesday | 0 | 0 | 0 | 0 | 5.1885 | 10.3969 | 0.863 | 0 | 0.0141 | 0 | 0 | 15.5675 | 0 | 0 | 0.9368 | 0
7226 | 302 | 29 | 10 | Wednesday | 1 | 0 | 0 | 0 | 5.1829 | 10.3969 | 0.863 | 0 | 0.0141 | 0 | 0 | 15.5675 | 0 | 0 | 0.9368 | 0
7227 | 302 | 29 | 10 | Wednesday | 2 | 0 | 0 | 0 | 5.1829 | 10.3969 | 0.863 | 0 | 0.0141 | 0 | 0 | 15.5675 | 0 | 0 | 0.9368 | 0
7228 | 302 | 29 | 10 | Wednesday | 3 | 0 | 0 | 0 | 5.1829 | 10.3969 | 0.863 | 0 | 0.0141 | 0 | 0 | 15.5675 | 0 | 0 | 0.9368 | 0
7229 | 302 | 29 | 10 | Wednesday | 4 | 0 | 0 | 0 | 5.6548 | 10.3969 | 0.863 | 0 | 0.0141 | 0 | 0 | 16.0394 | 0 | 0 | 0.9368 | 0
7230 | 302 | 29 | 10 | Wednesday | 5 | 0 | 0 | 0 | 8.8552 | 14.4831 | 1.381 | 0 | 0.0225 | 0 | 0 | 23.3344 | 0 | 0 | 1.4989 | 0
7231 | 302 | 29 | 10 | Wednesday | 6 | 0 | 0 | 0 | 17.0169 | 21.1313 | 1.208 | 0 | 0.0197 | 0 | 0 | 38.1343 | 0 | 0 | 1.3114 | 0
7232 | 302 | 29 | 10 | Wednesday | 7 | 0.037 | 3.57 | 1.5816 | 28.3214 | 37.109 | 3.28 | 0 | 0.1717 | 8.4 | 0 | 77.2517 | 0 | 0 | 3.5969 | 0
7233 | 302 | 29 | 10 | Wednesday | 8 | 0.813 | 1.809 | 27.1709 | 55.0898 | 79.9326 | 6.042 | 0 | 0.2122 | 16.56 | 0.2488 | 180.7028 | 0 | 0 | 7.3705 | 0
7234 | 302 | 29 | 10 | Wednesday | 9 | 0.353 | 0.753 | 27.1709 | 54.846 | 84.3871 | 6.56 | 0 | 0.1537 | 10.32 | 3.2242 | 177.5877 | 0 | 0 | 7.4716 | 0
7235 | 302 | 29 | 10 | Wednesday | 10 | 0.264 | 0.757 | 27.1709 | 47.35 | 85.6606 | 6.733 | 0 | 0.1555 | 8.88 | 9.5997 | 169.9362 | 0 | 0 | 7.5707 | 0
7236 | 302 | 29 | 10 | Wednesday | 11 | 0.222 | 5.086 | 27.1709 | 44.5243 | 85.6606 | 8.114 | 0 | 0.4153 | 10.32 | 15.2522 | 172.9313 | 0 | 0 | 9.0266 | 0
7237 | 302 | 29 | 10 | Wednesday | 12 | 0.162 | 3.681 | 27.1709 | 41.0072 | 78.8121 | 9.84 | 0 | 0.3644 | 13.92 | 19.4886 | 164.7876 | 0 | 0 | 10.8393 | 0
7238 | 302 | 29 | 10 | Wednesday | 13 | 0.113 | 5.482 | 27.1709 | 42.3243 | 85.6606 | 9.322 | 0 | 0.4558 | 11.52 | 20.8115 | 172.3535 | 0 | 0 | 10.2281 | 0
7239 | 302 | 29 | 10 | Wednesday | 14 | 0.069 | 6.098 | 27.1709 | 41.794 | 85.6606 | 5.869 | 0 | 0.4338 | 8.88 | 17.8441 | 169.7395 | 0 | 0 | 6.4387 | 0
7240 | 302 | 29 | 10 | Wednesday | 15 | 0.046 | 6.871 | 27.1709 | 41.948 | 85.6606 | 5.697 | 0 | 0.4725 | 8.88 | 12.325 | 170.6681 | 0 | 0 | 6.2289 | 0
7241 | 302 | 29 | 10 | Wednesday | 16 | 0.045 | 8.173 | 27.1709 | 44.4474 | 85.2073 | 7.596 | 0 | 0.5813 | 11.04 | 6.4756 | 176.222 | 0 | 0 | 8.2881 | 0
7242 | 302 | 29 | 10 | Wednesday | 17 | 0.077 | 0.286 | 27.1709 | 39.5914 | 55.9825 | 4.488 | 0 | 0.0898 | 14.88 | 2.0204 | 137.9725 | 0 | 0 | 4.9479 | 0
7243 | 302 | 29 | 10 | Wednesday | 18 | 0.097 | 0.353 | 13.5854 | 30.6033 | 40.9205 | 3.625 | 0 | 0.0794 | 4.8 | 0.3584 | 90.272 | 0 | 0 | 4.0316 | 0
7244 | 302 | 29 | 10 | Wednesday | 19 | 0 | 0 | 0 | 28.3042 | 40.0131 | 2.589 | 0 | 0.0422 | 2.88 | 0 | 71.1932 | 0 | 0 | 2.8103 | 0
7245 | 302 | 29 | 10 | Wednesday | 20 | 0 | 0 | 0 | 24.1068 | 33.1724 | 2.935 | 0 | 0.0478 | 0.96 | 0 | 58.2342 | 0 | 0 | 3.1851 | 0
7246 | 302 | 29 | 10 | Wednesday | 21 | 0 | 0 | 0 | 24.1068 | 32.719 | 1.381 | 0 | 0.0225 | 0.96 | 0 | 57.7555 | 0 | 0 | 1.4988 | 0
7247 | 302 | 29 | 10 | Wednesday | 22 | 0 | 0 | 0 | 12.7362 | 17.8393 | 0.863 | 0 | 0.0141 | 0 | 0 | 30.5535 | 0 | 0 | 0.9368 | 0
7248 | 302 | 29 | 10 | Wednesday | 23 | 0 | 0 | 0 | 6.1377 | 11.0335 | 0.863 | 0 | 0.0141 | 0 | 0 | 17.1493 | 0 | 0 | 0.9368 | 0
7249 | 303 | 30 | 10 | Thursday | 0 | 0 | 0 | 0 | 5.1885 | 10.3969 | 0.863 | 0 | 0.0141 | 0 | 0 | 15.5675 | 0 | 0 | 0.9368 | 0
7250 | 303 | 30 | 10 | Thursday | 1 | 0 | 0 | 0 | 5.1829 | 10.3969 | 0.863 | 0 | 0.0141 | 0 | 0 | 15.5675 | 0 | 0 | 0.9368 | 0
7251 | 303 | 30 | 10 | Thursday | 2 | 0 | 0 | 0 | 5.1829 | 10.3969 | 0.863 | 0 | 0.0141 | 0 | 0 | 15.5675 | 0 | 0 | 0.9368 | 0
7252 | 303 | 30 | 10 | Thursday | 3 | 0 | 0 | 0 | 5.1829 | 10.3969 | 0.863 | 0 | 0.0141 | 0 | 0 | 15.5675 | 0 | 0 | 0.9368 | 0
7253 | 303 | 30 | 10 | Thursday | 4 | 0 | 0 | 0 | 5.6548 | 10.3969 | 0.863 | 0 | 0.0141 | 0 | 0 | 16.0394 | 0 | 0 | 0.9368 | 0
7254 | 303 | 30 | 10 | Thursday | 5 | 0 | 0 | 0 | 8.8552 | 14.4831 | 1.381 | 0 | 0.0225 | 0 | 0 | 23.3344 | 0 | 0 | 1.4989 | 0
7255 | 303 | 30 | 10 | Thursday | 6 | 0 | 0 | 0 | 17.0169 | 21.1313 | 1.208 | 0 | 0.0197 | 0 | 0 | 38.1343 | 0 | 0 | 1.3114 | 0
7256 | 303 | 30 | 10 | Thursday | 7 | 0 | 4.564 | 1.5816 | 28.3214 | 37.109 | 3.28 | 0 | 0.1788 | 8.4 | 0 | 77.3147 | 0 | 0 | 3.5598 | 0
7257 | 303 | 30 | 10 | Thursday | 8 | 0.467 | 1.808 | 27.1709 | 55.1489 | 79.9326 | 6.042 | 0 | 0.207 | 16.56 | 0.2258 | 180.7563 | 0 | 0 | 7.0241 | 0
7258 | 303 | 30 | 10 | Thursday | 9 | 0.248 | 0.752 | 27.1709 | 55.9856 | 84.3871 | 6.56 | 0 | 0.1521 | 10.32 | 2.4733 | 178.7251 | 0 | 0 | 7.3674 | 0
7259 | 303 | 30 | 10 | Thursday | 10 | 0.209 | 1.752 | 27.1709 | 46.6569 | 85.6606 | 6.733 | 0 | 0.2086 | 8.88 | 8.0097 | 170.2443 | 0 | 0 | 7.5157 | 0
7260 | 303 | 30 | 10 | Thursday | 11 | 0.162 | 5.098 | 27.1709 | 41.403 | 85.6606 | 8.114 | 0 | 0.4167 | 10.32 | 12.5632 | 169.823 | 0 | 0 | 8.9664 | 0
7261 | 303 | 30 | 10 | Thursday | 12 | 0.118 | 3.876 | 27.1709 | 38.095 | 78.8121 | 9.84 | 0 | 0.3759 | 13.92 | 11.4751 | 162.073 | 0 | 0 | 10.7952 | 0
7262 | 303 | 30 | 10 | Thursday | 13 | 0.103 | 4.975 | 27.1709 | 40.5639 | 85.6606 | 9.322 | 0 | 0.4286 | 11.52 | 9.2587 | 170.0819 | 0 | 0 | 10.2177 | 0
7263 | 303 | 30 | 10 | Thursday | 14 | 0.073 | 6.252 | 27.1709 | 41.0638 | 85.6606 | 5.869 | 0 | 0.4422 | 8.88 | 8.7733 | 169.1641 | 0 | 0 | 6.4425 | 0
7264 | 303 | 30 | 10 | Thursday | 15 | 0.081 | 7.627 | 27.1709 | 41.6125 | 85.6606 | 5.697 | 0 | 0.516 | 8.88 | 7.0192 | 171.0973 | 0 | 0 | 6.2631 | 0
7265 | 303 | 30 | 10 | Thursday | 16 | 0.08 | 8.566 | 27.1709 | 45.1428 | 85.2073 | 7.596 | 0 | 0.5892 | 11.04 | 3.9662 | 176.8468 | 0 | 0 | 8.323 | 0
7266 | 303 | 30 | 10 | Thursday | 17 | 0.113 | 0.55 | 27.1709 | 40.7852 | 55.9825 | 4.488 | 0 | 0.1051 | 14.88 | 1.5589 | 139.4331 | 0 | 0 | 4.9839 | 0
7267 | 303 | 30 | 10 | Thursday | 18 | 0.113 | 0 | 13.5854 | 30.6597 | 40.9205 | 3.625 | 0 | 0.0608 | 4.8 | 0.2444 | 89.9736 | 0 | 0 | 4.0477 | 0
7268 | 303 | 30 | 10 | Thursday | 19 | 0 | 0 | 0 | 28.3042 | 40.0131 | 2.589 | 0 | 0.0422 | 2.88 | 0 | 71.1932 | 0 | 0 | 2.8103 | 0
7269 | 303 | 30 | 10 | Thursday | 20 | 0 | 0 | 0 | 24.1068 | 33.1724 | 2.935 | 0 | 0.0478 | 0.96 | 0 | 58.2342 | 0 | 0 | 3.1851 | 0
7270 | 303 | 30 | 10 | Thursday | 21 | 0 | 0 | 0 | 24.1068 | 32.719 | 1.381 | 0 | 0.0225 | 0.96 | 0 | 57.7555 | 0 | 0 | 1.4988 | 0
7271 | 303 | 30 | 10 | Thursday | 22 | 0 | 0 | 0 | 12.7362 | 17.8393 | 0.863 | 0 | 0.0141 | 0 | 0 | 30.5535 | 0 | 0 | 0.9368 | 0
7272 | 303 | 30 | 10 | Thursday | 23 | 0 | 0 | 0 | 6.1377 | 11.0335 | 0.863 | 0 | 0.0141 | 0 | 0 | 17.1493 | 0 | 0 | 0.9368 | 0
7273 | 304 | 31 | 10 | Friday | 0 | 0 | 0 | 0 | 5.1885 | 10.3969 | 0.863 | 0 | 0.0141 | 0 | 0 | 15.5675 | 0 | 0 | 0.9368 | 0
7274 | 304 | 31 | 10 | Friday | 1 | 0 | 0 | 0 | 5.1829 | 10.3969 | 0.863 | 0 | 0.0141 | 0 | 0 | 15.5675 | 0 | 0 | 0.9368 | 0
7275 | 304 | 31 | 10 | Friday | 2 | 0 | 0 | 0 | 5.1829 | 10.3969 | 0.863 | 0 | 0.0141 | 0 | 0 | 15.5675 | 0 | 0 | 0.9368 | 0
7276 | 304 | 31 | 10 | Friday | 3 | 0 | 0 | 0 | 5.1829 | 10.3969 | 0.863 | 0 | 0.0141 | 0 | 0 | 15.5675 | 0 | 0 | 0.9368 | 0
7277 | 304 | 31 | 10 | Friday | 4 | 0 | 0 | 0 | 5.6548 | 10.3969 | 0.863 | 0 | 0.0141 | 0 | 0 | 16.0394 | 0 | 0 | 0.9368 | 0
7278 | 304 | 31 | 10 | Friday | 5 | 0 | 0 | 0 | 8.8552 | 14.4831 | 1.381 | 0 | 0.0225 | 0 | 0 | 23.3344 | 0 | 0 | 1.4989 | 0
7279 | 304 | 31 | 10 | Friday | 6 | 0 | 0 | 0 | 17.0169 | 21.1313 | 1.208 | 0 | 0.0197 | 0 | 0 | 38.1343 | 0 | 0 | 1.3114 | 0
7280 | 304 | 31 | 10 | Friday | 7 | 0 | 5.524 | 1.5816 | 28.3214 | 37.109 | 3.28 | 0 | 0.1875 | 8.4 | 0 | 77.4065 | 0 | 0 | 3.5598 | 0
7281 | 304 | 31 | 10 | Friday | 8 | 0.284 | 2.372 | 27.1709 | 55.1546 | 79.9326 | 6.042 | 0 | 0.2343 | 16.56 | 0.2002 | 181.2647 | 0 | 0 | 6.8413 | 0
7282 | 304 | 31 | 10 | Friday | 9 | 0.178 | 6.053 | 27.1709 | 54.4834 | 84.3871 | 6.56 | 0 | 0.444 | 10.32 | 2.1251 | 182.484 | 0 | 0 | 7.2971 | 0
7283 | 304 | 31 | 10 | Friday | 10 | 0.136 | 1.109 | 27.1709 | 42.8158 | 85.6606 | 6.733 | 0 | 0.1726 | 8.88 | 6.5076 | 165.7541 | 0 | 0 | 7.4419 | 0
7284 | 304 | 31 | 10 | Friday | 11 | 0.098 | 5.357 | 27.1709 | 40.7769 | 85.6606 | 8.114 | 0 | 0.4286 | 10.32 | 11.8544 | 169.4554 | 0 | 0 | 8.9023 | 0
7285 | 304 | 31 | 10 | Friday | 12 | 0.083 | 3.865 | 27.1709 | 38.118 | 78.8121 | 9.84 | 0 | 0.3735 | 13.92 | 15.4171 | 162.0827 | 0 | 0 | 10.7604 | 0
7286 | 304 | 31 | 10 | Friday | 13 | 0.07 | 6.965 | 27.1709 | 40.5662 | 85.6606 | 9.322 | 0 | 0.5397 | 11.52 | 16.7711 | 171.9859 | 0 | 0 | 10.1855 | 0
7287 | 304 | 31 | 10 | Friday | 14 | 0.041 | 6.293 | 27.1709 | 40.9622 | 85.6606 | 5.869 | 0 | 0.4458 | 8.88 | 15.4347 | 169.1053 | 0 | 0 | 6.411 | 0
7288 | 304 | 31 | 10 | Friday | 15 | 0.019 | 8.94 | 27.1709 | 41.6272 | 85.6606 | 5.697 | 0 | 0.5959 | 8.88 | 10.3087 | 172.4441 | 0 | 0 | 6.2016 | 0
7289 | 304 | 31 | 10 | Friday | 16 | 0.021 | 7.996 | 27.1709 | 45.4111 | 85.2073 | 7.596 | 0 | 0.5724 | 11.04 | 4.4443 | 176.9844 | 0 | 0 | 8.2638 | 0
7290 | 304 | 31 | 10 | Friday | 17 | 0.05 | 2.245 | 27.1709 | 41.5856 | 55.9825 | 4.488 | 0 | 0.1968 | 14.88 | 1.2954 | 141.8283 | 0 | 0 | 4.9211 | 0
7291 | 304 | 31 | 10 | Friday | 18 | 0.076 | 0.346 | 13.5854 | 30.6753 | 40.9205 | 3.625 | 0 | 0.0787 | 4.8 | 0.204 | 90.3372 | 0 | 0 | 4.0108 | 0
7292 | 304 | 31 | 10 | Friday | 19 | 0 | 0 | 0 | 28.3042 | 40.0131 | 2.589 | 0 | 0.0422 | 2.88 | 0 | 71.1932 | 0 | 0 | 2.8103 | 0
7293 | 304 | 31 | 10 | Friday | 20 | 0 | 0 | 0 | 24.1068 | 33.1724 | 2.935 | 0 | 0.0478 | 0.96 | 0 | 58.2342 | 0 | 0 | 3.1851 | 0
7294 | 304 | 31 | 10 | Friday | 21 | 0 | 0 | 0 | 24.1068 | 32.719 | 1.381 | 0 | 0.0225 | 0.96 | 0 | 57.7555 | 0 | 0 | 1.4988 | 0
7295 | 304 | 31 | 10 | Friday | 22 | 0 | 0 | 0 | 12.7362 | 17.8393 | 0.863 | 0 | 0.0141 | 0 | 0 | 30.5535 | 0 | 0 | 0.9368 | 0
7296 | 304 | 31 | 10 | Friday | 23 | 0 | 0 | 0 | 6.1377 | 11.0335 | 0.863 | 0 | 0.0141 | 0 | 0 | 17.1493 | 0 | 0 | 0.9368 | 0
7297 | 305 | 1 | 11 | Saturday | 0 | 0 | 0 | 0 | 5.3495 | 10.6091 | 0.874 | 0 | 0.0142 | 0 | 0 | 15.9376 | 0 | 0 | 0.9493 | 0
7298 | 305 | 1 | 11 | Saturday | 1 | 0 | 0 | 0 | 5.1845 | 10.3969 | 0.874 | 0 | 0.0142 | 0 | 0 | 15.5676 | 0 | 0 | 0.9493 | 0
7299 | 305 | 1 | 11 | Saturday | 2 | 0 | 0 | 0 | 5.1845 | 10.3969 | 0.874 | 0 | 0.0142 | 0 | 0 | 15.5676 | 0 | 0 | 0.9493 | 0
7300 | 305 | 1 | 11 | Saturday | 3 | 0 | 0 | 0 | 5.1845 | 10.3969 | 0.874 | 0 | 0.0142 | 0 | 0 | 15.5676 | 0 | 0 | 0.9493 | 0
7301 | 305 | 1 | 11 | Saturday | 4 | 0 | 0 | 0 | 5.1845 | 10.3969 | 0.874 | 0 | 0.0142 | 0 | 0 | 15.5676 | 0 | 0 | 0.9493 | 0
7302 | 305 | 1 | 11 | Saturday | 5 | 0 | 0 | 0 | 5.6564 | 10.3969 | 1.399 | 0 | 0.0228 | 0 | 0 | 16.0481 | 0 | 0 | 1.5182 | 0
7303 | 305 | 1 | 11 | Saturday | 6 | 0 | 0 | 0 | 10.2167 | 14.454 | 1.224 | 0 | 0.0199 | 0 | 0 | 24.6587 | 0 | 0 | 1.3286 | 0
7304 | 305 | 1 | 11 | Saturday | 7 | 0 | 0 | 0 | 14.0996 | 18.078 | 1.924 | 0 | 0.0313 | 3.84 | 0.0853 | 36.0361 | 0 | 0 | 2.0877 | 0
7305 | 305 | 1 | 11 | Saturday | 8 | 0 | 0 | 0 | 23.2084 | 33.4891 | 2.623 | 0 | 0.0427 | 3.36 | 1.1742 | 60.0754 | 0 | 0 | 2.8468 | 0
7306 | 305 | 1 | 11 | Saturday | 9 | 0 | 0 | 0 | 23.3718 | 36.0383 | 3.672 | 0 | 0.0598 | 5.04 | 3.733 | 64.4908 | 0 | 0 | 3.9857 | 0
7307 | 305 | 1 | 11 | Saturday | 10 | 0 | 0.593 | 0 | 22.3833 | 36.8872 | 3.323 | 0 | 0.086 | 4.32 | 5.225 | 64.2221 | 0 | 0 | 3.606 | 0
7308 | 305 | 1 | 11 | Saturday | 11 | 0 | 4.722 | 0 | 21.8728 | 36.8872 | 4.022 | 0 | 0.3205 | 6 | 5.1708 | 69.5521 | 0 | 0 | 4.3651 | 0
7309 | 305 | 1 | 11 | Saturday | 12 | 0 | 4.886 | 0 | 17.7109 | 26.6109 | 3.497 | 0 | 0.3204 | 5.04 | 4.1835 | 54.3029 | 0 | 0 | 3.7958 | 0
7310 | 305 | 1 | 11 | Saturday | 13 | 0 | 5.155 | 0 | 18.7813 | 26.1571 | 3.323 | 0 | 0.3331 | 3.12 | 2.5451 | 53.2624 | 0 | 0 | 3.606 | 0
7311 | 305 | 1 | 11 | Saturday | 14 | 0 | 5.654 | 0 | 19.1158 | 26.1571 | 2.623 | 0 | 0.3508 | 1.92 | 1.694 | 52.8865 | 0 | 0 | 2.8468 | 0
7312 | 305 | 1 | 11 | Saturday | 15 | 0 | 5.484 | 0 | 19.4657 | 26.1571 | 2.098 | 0 | 0.3327 | 0.96 | 1.2365 | 52.093 | 0 | 0 | 2.2775 | 0
7313 | 305 | 1 | 11 | Saturday | 16 | 0 | 5.323 | 0 | 19.6553 | 26.1571 | 2.448 | 0 | 0.3293 | 1.2 | 0.6719 | 52.3659 | 0 | 0 | 2.6571 | 0
7314 | 305 | 1 | 11 | Saturday | 17 | 0 | 5.147 | 0 | 13.8282 | 19.2871 | 1.224 | 0 | 0.2984 | 1.44 | 0.1504 | 39.7027 | 0 | 0 | 1.3285 | 0
7315 | 305 | 1 | 11 | Saturday | 18 | 0 | 0.889 | 0 | 13.8322 | 19.2871 | 1.224 | 0 | 0.0678 | 0 | 0 | 33.9703 | 0 | 0 | 1.3286 | 0
7316 | 305 | 1 | 11 | Saturday | 19 | 0 | 1.554 | 0 | 13.8322 | 19.2871 | 1.224 | 0 | 0.1033 | 0 | 0 | 34.6397 | 0 | 0 | 1.3286 | 0
7317 | 305 | 1 | 11 | Saturday | 20 | 0 | 1.178 | 0 | 13.8282 | 19.2871 | 1.224 | 0 | 0.0832 | 0 | 0 | 34.2609 | 0 | 0 | 1.3286 | 0
7318 | 305 | 1 | 11 | Saturday | 21 | 0 | 0 | 0 | 13.8282 | 19.2871 | 1.574 | 0 | 0.0256 | 0 | 0 | 33.081 | 0 | 0 | 1.7082 | 0
7319 | 305 | 1 | 11 | Saturday | 22 | 0 | 0 | 0 | 12.5503 | 17.5892 | 0.874 | 0 | 0.0142 | 0 | 0 | 30.1097 | 0 | 0 | 0.9492 | 0
7320 | 305 | 1 | 11 | Saturday | 23 | 0 | 0 | 0 | 6.6175 | 11.0335 | 0.874 | 0 | 0.0142 | 0 | 0 | 17.6213 | 0 | 0 | 0.9493 | 0
7321 | 306 | 2 | 11 | Sunday | 0 | 0 | 0 | 0 | 5.3583 | 10.6091 | 0.699 | 0 | 0.0114 | 0 | 0 | 15.9347 | 0 | 0 | 0.7591 | 0
7322 | 306 | 2 | 11 | Sunday | 1 | 0 | 0 | 0 | 5.2005 | 10.3969 | 0.699 | 0 | 0.0114 | 0 | 0 | 15.5648 | 0 | 0 | 0.7592 | 0
7323 | 306 | 2 | 11 | Sunday | 2 | 0 | 0 | 0 | 5.1909 | 10.3969 | 0.699 | 0 | 0.0114 | 0 | 0 | 15.5648 | 0 | 0 | 0.7592 | 0
7324 | 306 | 2 | 11 | Sunday | 3 | 0 | 0 | 0 | 5.1909 | 10.3969 | 0.699 | 0 | 0.0114 | 0 | 0 | 15.5648 | 0 | 0 | 0.7592 | 0
7325 | 306 | 2 | 11 | Sunday | 4 | 0 | 0 | 0 | 5.1909 | 10.3969 | 0.699 | 0 | 0.0114 | 0 | 0 | 15.5648 | 0 | 0 | 0.7592 | 0
7326 | 306 | 2 | 11 | Sunday | 5 | 0 | 0 | 0 | 5.6628 | 10.3969 | 1.224 | 0 | 0.0199 | 0 | 0 | 16.0452 | 0 | 0 | 1.3286 | 0
7327 | 306 | 2 | 11 | Sunday | 6 | 0 | 0 | 0 | 6.1433 | 11.0335 | 0.699 | 0 | 0.0114 | 0 | 0 | 17.1466 | 0 | 0 | 0.7591 | 0
7328 | 306 | 2 | 11 | Sunday | 7 | 0 | 0 | 0 | 9.5606 | 14.6575 | 0.699 | 0 | 0.0114 | 0 | 0.1407 | 24.1879 | 0 | 0 | 0.7592 | 0
7329 | 306 | 2 | 11 | Sunday | 8 | 0 | 0 | 0 | 9.9951 | 15.5065 | 0.699 | 0 | 0.0114 | 0 | 1.338 | 25.4609 | 0 | 0 | 0.7592 | 0
7330 | 306 | 2 | 11 | Sunday | 9 | 0 | 0 | 0 | 9.267 | 15.5065 | 0.699 | 0 | 0.0114 | 0 | 3.121 | 24.7328 | 0 | 0 | 0.7592 | 0
7331 | 306 | 2 | 11 | Sunday | 10 | 0 | 0 | 0 | 9.694 | 16.3554 | 0.699 | 0 | 0.0114 | 0 | 3.252 | 26.0184 | 0 | 0 | 0.7592 | 0
7332 | 306 | 2 | 11 | Sunday | 11 | 0 | 0 | 0 | 10.0554 | 16.3554 | 1.049 | 0 | 0.0171 | 0 | 2.354 | 26.38 | 0 | 0 | 1.1387 | 0
7333 | 306 | 2 | 11 | Sunday | 12 | 0 | 1.623 | 0 | 13.2064 | 20.794 | 1.049 | 0 | 0.1045 | 0 | 2.7969 | 35.6086 | 0 | 0 | 1.1387 | 0
7334 | 306 | 2 | 11 | Sunday | 13 | 0 | 2.373 | 0 | 12.7434 | 20.794 | 1.574 | 0 | 0.1532 | 0 | 3.4624 | 35.9111 | 0 | 0 | 1.7082 | 0
7335 | 306 | 2 | 11 | Sunday | 14 | 0 | 2.713 | 0 | 12.8746 | 20.794 | 1.049 | 0 | 0.1634 | 0 | 3.7575 | 36.3767 | 0 | 0 | 1.1387 | 0
7336 | 306 | 2 | 11 | Sunday | 15 | 0 | 2.912 | 0 | 13.331 | 20.794 | 0.699 | 0 | 0.168 | 0 | 2.8842 | 37.0323 | 0 | 0 | 0.7591 | 0
7337 | 306 | 2 | 11 | Sunday | 16 | 0 | 2.285 | 0 | 14.3543 | 20.3695 | 0.699 | 0 | 0.1349 | 0 | 1.2139 | 36.985 | 0 | 0 | 0.7592 | 0
7338 | 306 | 2 | 11 | Sunday | 17 | 0 | 1.31 | 0 | 14.1667 | 19.916 | 0.699 | 0 | 0.0832 | 0 | 0.2054 | 35.365 | 0 | 0 | 0.7592 | 0
7339 | 306 | 2 | 11 | Sunday | 18 | 0 | 0 | 0 | 14.1691 | 19.916 | 0.699 | 0 | 0.0114 | 0 | 0 | 34.0445 | 0 | 0 | 0.7592 | 0
7340 | 306 | 2 | 11 | Sunday | 19 | 0 | 1.303 | 0 | 14.1675 | 19.916 | 0.699 | 0 | 0.0828 | 0 | 0 | 35.3579 | 0 | 0 | 0.7592 | 0
7341 | 306 | 2 | 11 | Sunday | 20 | 0 | 1.271 | 0 | 13.6956 | 19.916 | 0.699 | 0 | 0.081 | 0 | 0 | 34.8533 | 0 | 0 | 0.7592 | 0
7342 | 306 | 2 | 11 | Sunday | 21 | 0 | 0 | 0 | 13.6956 | 19.916 | 1.224 | 0 | 0.0199 | 0 | 0 | 33.5811 | 0 | 0 | 1.3286 | 0
7343 | 306 | 2 | 11 | Sunday | 22 | 0 | 0 | 0 | 6.2927 | 11.8825 | 0.699 | 0 | 0.0114 | 0 | 0 | 18.1546 | 0 | 0 | 0.7591 | 0
7344 | 306 | 2 | 11 | Sunday | 23 | 0 | 0 | 0 | 5.6618 | 11.0335 | 0.699 | 0 | 0.0114 | 0 | 0 | 16.6747 | 0 | 0 | 0.7592 | 0
7345 | 307 | 3 | 11 | Monday | 0 | 0 | 0 | 0 | 5.1885 | 10.3969 | 0.874 | 0 | 0.0142 | 0 | 0 | 15.5676 | 0 | 0 | 0.9493 | 0
7346 | 307 | 3 | 11 | Monday | 1 | 0 | 0 | 0 | 5.1829 | 10.3969 | 0.874 | 0 | 0.0142 | 0 | 0 | 15.5676 | 0 | 0 | 0.9493 | 0
7347 | 307 | 3 | 11 | Monday | 2 | 0 | 0 | 0 | 5.1829 | 10.3969 | 0.874 | 0 | 0.0142 | 0 | 0 | 15.5676 | 0 | 0 | 0.9493 | 0
7348 | 307 | 3 | 11 | Monday | 3 | 0 | 0 | 0 | 5.1829 | 10.3969 | 0.874 | 0 | 0.0142 | 0 | 0 | 15.5676 | 0 | 0 | 0.9493 | 0
7349 | 307 | 3 | 11 | Monday | 4 | 0 | 0 | 0 | 5.6548 | 10.3969 | 0.874 | 0 | 0.0142 | 0 | 0 | 16.0395 | 0 | 0 | 0.9493 | 0
7350 | 307 | 3 | 11 | Monday | 5 | 0 | 0 | 0 | 8.8552 | 14.4831 | 1.399 | 0 | 0.0228 | 0 | 0 | 23.3347 | 0 | 0 | 1.5182 | 0
7351 | 307 | 3 | 11 | Monday | 6 | 0 | 0 | 0 | 17.0169 | 21.1313 | 1.224 | 0 | 0.0199 | 0 | 0 | 38.1346 | 0 | 0 | 1.3286 | 0
7352 | 307 | 3 | 11 | Monday | 7 | 0.143 | 11.107 | 3.1631 | 28.3214 | 37.109 | 3.323 | 0 | 0.3365 | 8.4 | 0.1178 | 81.0086 | 0 | 0 | 3.7496 | 0
7353 | 307 | 3 | 11 | Monday | 8 | 1.992 | 2.696 | 27.1709 | 54.6246 | 79.9326 | 6.12 | 0 | 0.2779 | 16.56 | 1.1315 | 181.1488 | 0 | 0 | 8.634 | 0
7354 | 307 | 3 | 11 | Monday | 9 | 0.8 | 2.662 | 27.1709 | 54.5624 | 84.3871 | 6.645 | 0 | 0.2648 | 10.32 | 2.8398 | 179.2343 | 0 | 0 | 8.0111 | 0
7355 | 307 | 3 | 11 | Monday | 10 | 0.669 | 5.923 | 27.1709 | 51.8936 | 85.6606 | 6.82 | 0 | 0.4504 | 8.88 | 3.922 | 179.6981 | 0 | 0 | 8.0706 | 0
7356 | 307 | 3 | 11 | Monday | 11 | 0.679 | 7.298 | 27.1709 | 49.5253 | 85.6606 | 8.219 | 0 | 0.5481 | 10.32 | 4.1998 | 180.1737 | 0 | 0 | 9.5975 | 0
7357 | 307 | 3 | 11 | Monday | 12 | 0.734 | 8.661 | 27.1709 | 46.1561 | 78.8121 | 9.968 | 0 | 0.6577 | 13.92 | 3.8255 | 174.9762 | 0 | 0 | 11.5496 | 0
7358 | 307 | 3 | 11 | Monday | 13 | 0.584 | 8.437 | 27.1709 | 51.5112 | 85.6606 | 9.443 | 0 | 0.6336 | 11.52 | 3.271 | 184.5346 | 0 | 0 | 10.8304 | 0
7359 | 307 | 3 | 11 | Monday | 14 | 0.536 | 8.982 | 27.1709 | 54.6001 | 85.6606 | 5.946 | 0 | 0.606 | 8.88 | 2.672 | 185.3268 | 0 | 0 | 6.9883 | 0
7360 | 307 | 3 | 11 | Monday | 15 | 0.526 | 15.242 | 27.1709 | 58.8413 | 85.6606 | 5.771 | 0 | 0.9615 | 8.88 | 1.6399 | 195.757 | 0 | 0 | 6.789 | 0
7361 | 307 | 3 | 11 | Monday | 16 | 0.511 | 7.629 | 27.1709 | 60.6929 | 85.2073 | 7.694 | 0 | 0.5483 | 11.04 | 0.6434 | 191.656 | 0 | 0 | 8.8613 | 0
7362 | 307 | 3 | 11 | Monday | 17 | 0.895 | 3.974 | 27.1709 | 43.3704 | 55.9825 | 4.547 | 0 | 0.2948 | 14.88 | 0.1231 | 145.1671 | 0 | 0 | 5.8294 | 0
7363 | 307 | 3 | 11 | Monday | 18 | 0.702 | 1.079 | 13.5854 | 30.6763 | 40.9205 | 3.672 | 0 | 0.128 | 4.8 | 0 | 91.0859 | 0 | 0 | 4.6872 | 0
7364 | 307 | 3 | 11 | Monday | 19 | 0 | 0 | 0 | 28.3042 | 40.0131 | 2.623 | 0 | 0.0427 | 2.88 | 0 | 71.1937 | 0 | 0 | 2.8467 | 0
7365 | 307 | 3 | 11 | Monday | 20 | 0 | 0.3 | 0 | 24.1068 | 33.1724 | 2.973 | 0 | 0.0646 | 0.96 | 0 | 58.5372 | 0 | 0 | 3.2265 | 0
7366 | 307 | 3 | 11 | Monday | 21 | 0 | 0 | 0 | 24.1068 | 32.719 | 1.399 | 0 | 0.0228 | 0.96 | 0 | 57.7558 | 0 | 0 | 1.5181 | 0
7367 | 307 | 3 | 11 | Monday | 22 | 0 | 0 | 0 | 12.7362 | 17.8393 | 0.874 | 0 | 0.0142 | 0 | 0 | 30.5537 | 0 | 0 | 0.9492 | 0
7368 | 307 | 3 | 11 | Monday | 23 | 0 | 0 | 0 | 6.1377 | 11.0335 | 0.874 | 0 | 0.0142 | 0 | 0 | 17.1494 | 0 | 0 | 0.9493 | 0
7369 | 308 | 4 | 11 | Tuesday | 0 | 0 | 0 | 0 | 5.1885 | 10.3969 | 0.874 | 0 | 0.0142 | 0 | 0 | 15.5676 | 0 | 0 | 0.9493 | 0
7370 | 308 | 4 | 11 | Tuesday | 1 | 0 | 0 | 0 | 5.1829 | 10.3969 | 0.874 | 0 | 0.0142 | 0 | 0 | 15.5676 | 0 | 0 | 0.9493 | 0
7371 | 308 | 4 | 11 | Tuesday | 2 | 0 | 0 | 0 | 5.1829 | 10.3969 | 0.874 | 0 | 0.0142 | 0 | 0 | 15.5676 | 0 | 0 | 0.9493 | 0
7372 | 308 | 4 | 11 | Tuesday | 3 | 0 | 0 | 0 | 5.1829 | 10.3969 | 0.874 | 0 | 0.0142 | 0 | 0 | 15.5676 | 0 | 0 | 0.9493 | 0
7373 | 308 | 4 | 11 | Tuesday | 4 | 0 | 0 | 0 | 5.6548 | 10.3969 | 0.874 | 0 | 0.0142 | 0 | 0 | 16.0395 | 0 | 0 | 0.9493 | 0
7374 | 308 | 4 | 11 | Tuesday | 5 | 0 | 0 | 0 | 8.8552 | 14.4831 | 1.399 | 0 | 0.0228 | 0 | 0 | 23.3347 | 0 | 0 | 1.5182 | 0
7375 | 308 | 4 | 11 | Tuesday | 6 | 0 | 0 | 0 | 17.0169 | 21.1313 | 1.224 | 0 | 0.0199 | 0 | 0 | 38.1346 | 0 | 0 | 1.3286 | 0
7376 | 308 | 4 | 11 | Tuesday | 7 | 0.158 | 6.908 | 2.3723 | 28.3205 | 37.109 | 3.323 | 0 | 0.2475 | 8.4 | 0.1197 | 79.0873 | 0 | 0 | 3.7645 | 0
7377 | 308 | 4 | 11 | Tuesday | 8 | 2.585 | 1.697 | 27.1709 | 52.8181 | 79.9326 | 6.12 | 0 | 0.232 | 16.56 | 2.0063 | 178.3443 | 0 | 0 | 9.2269 | 0
7378 | 308 | 4 | 11 | Tuesday | 9 | 0.997 | 1.757 | 27.1709 | 49.6988 | 84.3871 | 6.645 | 0 | 0.2192 | 10.32 | 5.8035 | 173.4632 | 0 | 0 | 8.2079 | 0
7379 | 308 | 4 | 11 | Tuesday | 10 | 0.758 | 2.401 | 27.1709 | 46.3698 | 85.6606 | 6.82 | 0 | 0.2539 | 8.88 | 7.4174 | 170.6207 | 0 | 0 | 8.1587 | 0
7380 | 308 | 4 | 11 | Tuesday | 11 | 0.681 | 6.452 | 27.1709 | 44.2728 | 85.6606 | 8.219 | 0 | 0.5043 | 10.32 | 8.3627 | 174.0707 | 0 | 0 | 9.5995 | 0
7381 | 308 | 4 | 11 | Tuesday | 12 | 0.706 | 4.597 | 27.1709 | 41.3169 | 78.8121 | 9.968 | 0 | 0.4261 | 13.92 | 9.8592 | 166.0325 | 0 | 0 | 11.5216 | 0
7382 | 308 | 4 | 11 | Tuesday | 13 | 0.528 | 5.324 | 27.1709 | 45.243 | 85.6606 | 9.443 | 0 | 0.4542 | 11.52 | 8.8625 | 175.1193 | 0 | 0 | 10.7744 | 0
7383 | 308 | 4 | 11 | Tuesday | 14 | 0.49 | 7.046 | 27.1709 | 49.2814 | 85.6606 | 5.946 | 0 | 0.4963 | 8.88 | 5.7773 | 178.1927 | 0 | 0 | 6.9428 | 0
7384 | 308 | 4 | 11 | Tuesday | 15 | 0.49 | 9.953 | 27.1709 | 55.0885 | 85.6606 | 5.771 | 0 | 0.6628 | 8.88 | 3.0549 | 186.9375 | 0 | 0 | 6.7525 | 0
7385 | 308 | 4 | 11 | Tuesday | 16 | 0.499 | 8.267 | 27.1709 | 60.3624 | 85.2073 | 7.694 | 0 | 0.5897 | 11.04 | 0.9685 | 192.0481 | 0 | 0 | 8.8486 | 0
7386 | 308 | 4 | 11 | Tuesday | 17 | 0.929 | 0.5 | 27.1709 | 43.3704 | 55.9825 | 4.547 | 0 | 0.1156 | 14.88 | 0.1403 | 141.9811 | 0 | 0 | 5.8631 | 0
7387 | 308 | 4 | 11 | Tuesday | 18 | 0.702 | 0.723 | 13.5854 | 30.6763 | 40.9205 | 3.672 | 0 | 0.1092 | 4.8 | 0 | 90.7273 | 0 | 0 | 4.6874 | 0
7388 | 308 | 4 | 11 | Tuesday | 19 | 0 | 0 | 0 | 28.3042 | 40.0131 | 2.623 | 0 | 0.0427 | 2.88 | 0 | 71.1937 | 0 | 0 | 2.8467 | 0
7389 | 308 | 4 | 11 | Tuesday | 20 | 0 | 0 | 0 | 24.1068 | 33.1724 | 2.973 | 0 | 0.0484 | 0.96 | 0 | 58.2348 | 0 | 0 | 3.2265 | 0
7390 | 308 | 4 | 11 | Tuesday | 21 | 0 | 0 | 0 | 24.1068 | 32.719 | 1.399 | 0 | 0.0228 | 0.96 | 0 | 57.7558 | 0 | 0 | 1.5181 | 0
7391 | 308 | 4 | 11 | Tuesday | 22 | 0 | 0 | 0 | 12.7362 | 17.8393 | 0.874 | 0 | 0.0142 | 0 | 0 | 30.5537 | 0 | 0 | 0.9492 | 0
7392 | 308 | 4 | 11 | Tuesday | 23 | 0 | 0 | 0 | 6.1377 | 11.0335 | 0.874 | 0 | 0.0142 | 0 | 0 | 17.1494 | 0 | 0 | 0.9493 | 0
7393 | 309 | 5 | 11 | Wednesday | 0 | 0 | 0 | 0 | 5.1885 | 10.3969 | 0.874 | 0 | 0.0142 | 0 | 0 | 15.5676 | 0 | 0 | 0.9493 | 0
7394 | 309 | 5 | 11 | Wednesday | 1 | 0 | 0 | 0 | 5.1829 | 10.3969 | 0.874 | 0 | 0.0142 | 0 | 0 | 15.5676 | 0 | 0 | 0.9493 | 0
7395 | 309 | 5 | 11 | Wednesday | 2 | 0 | 0 | 0 | 5.1829 | 10.3969 | 0.874 | 0 | 0.0142 | 0 | 0 | 15.5676 | 0 | 0 | 0.9493 | 0
7396 | 309 | 5 | 11 | Wednesday | 3 | 0 | 0 | 0 | 5.1829 | 10.3969 | 0.874 | 0 | 0.0142 | 0 | 0 | 15.5676 | 0 | 0 | 0.9493 | 0
7397 | 309 | 5 | 11 | Wednesday | 4 | 0 | 0 | 0 | 5.6548 | 10.3969 | 0.874 | 0 | 0.0142 | 0 | 0 | 16.0395 | 0 | 0 | 0.9493 | 0
7398 | 309 | 5 | 11 | Wednesday | 5 | 0 | 0 | 0 | 8.8552 | 14.4831 | 1.399 | 0 | 0.0228 | 0 | 0 | 23.3347 | 0 | 0 | 1.5182 | 0
7399 | 309 | 5 | 11 | Wednesday | 6 | 0 | 0 | 0 | 17.0169 | 21.1313 | 1.224 | 0 | 0.0199 | 0 | 0 | 38.1346 | 0 | 0 | 1.3286 | 0
7400 | 309 | 5 | 11 | Wednesday | 7 | 0.101 | 5.063 | 1.5816 | 28.3214 | 37.109 | 3.323 | 0 | 0.1854 | 8.4 | 0.1186 | 77.3639 | 0 | 0 | 3.7069 | 0
7401 | 309 | 5 | 11 | Wednesday | 8 | 2.125 | 2.321 | 27.1709 | 54.2949 | 79.9326 | 6.12 | 0 | 0.2616 | 16.56 | 1.1357 | 180.4112 | 0 | 0 | 8.7668 | 0
7402 | 309 | 5 | 11 | Wednesday | 9 | 0.788 | 1.344 | 27.1709 | 54.9185 | 84.3871 | 6.645 | 0 | 0.1938 | 10.32 | 2.6014 | 178.2633 | 0 | 0 | 7.9994 | 0
7403 | 309 | 5 | 11 | Wednesday | 10 | 0.63 | 1.905 | 27.1709 | 52.9149 | 85.6606 | 6.82 | 0 | 0.2242 | 8.88 | 3.2133 | 176.663 | 0 | 0 | 8.0312 | 0
7404 | 309 | 5 | 11 | Wednesday | 11 | 0.599 | 5.669 | 27.1709 | 51.979 | 85.6606 | 8.219 | 0 | 0.4565 | 10.32 | 3.4543 | 180.983 | 0 | 0 | 9.5177 | 0
7405 | 309 | 5 | 11 | Wednesday | 12 | 0.689 | 4.207 | 27.1709 | 48.079 | 78.8121 | 9.968 | 0 | 0.4045 | 13.92 | 3.7078 | 172.401 | 0 | 0 | 11.5045 | 0
7406 | 309 | 5 | 11 | Wednesday | 13 | 0.551 | 4.16 | 27.1709 | 49.8164 | 85.6606 | 9.443 | 0 | 0.3901 | 11.52 | 5.1159 | 178.5191 | 0 | 0 | 10.7978 | 0
7407 | 309 | 5 | 11 | Wednesday | 14 | 0.45 | 8.126 | 27.1709 | 49.9128 | 85.6606 | 5.946 | 0 | 0.5594 | 8.88 | 4.9996 | 179.8387 | 0 | 0 | 6.9027 | 0
7408 | 309 | 5 | 11 | Wednesday | 15 | 0.435 | 8.177 | 27.1709 | 53.571 | 85.6606 | 5.771 | 0 | 0.5577 | 8.88 | 2.9584 | 183.6223 | 0 | 0 | 6.698 | 0
7409 | 309 | 5 | 11 | Wednesday | 16 | 0.433 | 8.903 | 27.1709 | 59.9221 | 85.2073 | 7.694 | 0 | 0.631 | 11.04 | 0.6639 | 192.3693 | 0 | 0 | 8.7828 | 0
7410 | 309 | 5 | 11 | Wednesday | 17 | 0.878 | 0.435 | 27.1709 | 43.3704 | 55.9825 | 4.547 | 0 | 0.1108 | 14.88 | 0 | 141.9146 | 0 | 0 | 5.8124 | 0
7411 | 309 | 5 | 11 | Wednesday | 18 | 0.696 | 0 | 13.5854 | 30.6763 | 40.9205 | 3.672 | 0 | 0.0702 | 4.8 | 0 | 89.9996 | 0 | 0 | 4.6814 | 0
7412 | 309 | 5 | 11 | Wednesday | 19 | 0 | 0 | 0 | 28.3042 | 40.0131 | 2.623 | 0 | 0.0427 | 2.88 | 0 | 71.1937 | 0 | 0 | 2.8467 | 0
7413 | 309 | 5 | 11 | Wednesday | 20 | 0 | 0 | 0 | 24.1068 | 33.1724 | 2.973 | 0 | 0.0484 | 0.96 | 0 | 58.2348 | 0 | 0 | 3.2265 | 0
7414 | 309 | 5 | 11 | Wednesday | 21 | 0 | 0 | 0 | 24.1068 | 32.719 | 1.399 | 0 | 0.0228 | 0.96 | 0 | 57.7558 | 0 | 0 | 1.5181 | 0
7415 | 309 | 5 | 11 | Wednesday | 22 | 0 | 0 | 0 | 12.7362 | 17.8393 | 0.874 | 0 | 0.0142 | 0 | 0 | 30.5537 | 0 | 0 | 0.9492 | 0
7416 | 309 | 5 | 11 | Wednesday | 23 | 0 | 0 | 0 | 6.1377 | 11.0335 | 0.874 | 0 | 0.0142 | 0 | 0 | 17.1494 | 0 | 0 | 0.9493 | 0
7417 | 310 | 6 | 11 | Thursday | 0 | 0 | 0 | 0 | 5.1885 | 10.3969 | 0.874 | 0 | 0.0142 | 0 | 0 | 15.5676 | 0 | 0 | 0.9493 | 0
7418 | 310 | 6 | 11 | Thursday | 1 | 0 | 0 | 0 | 5.1829 | 10.3969 | 0.874 | 0 | 0.0142 | 0 | 0 | 15.5676 | 0 | 0 | 0.9493 | 0
7419 | 310 | 6 | 11 | Thursday | 2 | 0 | 0 | 0 | 5.1829 | 10.3969 | 0.874 | 0 | 0.0142 | 0 | 0 | 15.5676 | 0 | 0 | 0.9493 | 0
7420 | 310 | 6 | 11 | Thursday | 3 | 0 | 0 | 0 | 5.1829 | 10.3969 | 0.874 | 0 | 0.0142 | 0 | 0 | 15.5676 | 0 | 0 | 0.9493 | 0
7421 | 310 | 6 | 11 | Thursday | 4 | 0 | 0 | 0 | 5.6548 | 10.3969 | 0.874 | 0 | 0.0142 | 0 | 0 | 16.0395 | 0 | 0 | 0.9493 | 0
7422 | 310 | 6 | 11 | Thursday | 5 | 0 | 0 | 0 | 8.8552 | 14.4831 | 1.399 | 0 | 0.0228 | 0 | 0 | 23.3347 | 0 | 0 | 1.5182 | 0
7423 | 310 | 6 | 11 | Thursday | 6 | 0 | 0 | 0 | 17.0169 | 21.1313 | 1.224 | 0 | 0.0199 | 0 | 0 | 38.1346 | 0 | 0 | 1.3286 | 0
7424 | 310 | 6 | 11 | Thursday | 7 | 0.049 | 4.479 | 1.5816 | 28.3214 | 37.109 | 3.323 | 0 | 0.1799 | 8.4 | 0.0844 | 77.3092 | 0 | 0 | 3.6553 | 0
7425 | 310 | 6 | 11 | Thursday | 8 | 1.719 | 2.036 | 27.1709 | 54.937 | 79.9326 | 6.12 | 0 | 0.2414 | 16.56 | 0.831 | 180.7961 | 0 | 0 | 8.3614 | 0
7426 | 310 | 6 | 11 | Thursday | 9 | 0.636 | 1.154 | 27.1709 | 55.0828 | 84.3871 | 6.645 | 0 | 0.1812 | 10.32 | 2.553 | 178.2342 | 0 | 0 | 7.847 | 0
7427 | 310 | 6 | 11 | Thursday | 10 | 0.516 | 1.469 | 27.1709 | 49.847 | 85.6606 | 6.82 | 0 | 0.199 | 8.88 | 5.5939 | 173.1551 | 0 | 0 | 7.9168 | 0
7428 | 310 | 6 | 11 | Thursday | 11 | 0.495 | 6.927 | 27.1709 | 47.1096 | 85.6606 | 8.219 | 0 | 0.5269 | 10.32 | 8.9478 | 177.3833 | 0 | 0 | 9.414 | 0
7429 | 310 | 6 | 11 | Thursday | 12 | 0.518 | 4.666 | 27.1709 | 44.0602 | 78.8121 | 9.968 | 0 | 0.4292 | 13.92 | 10.2153 | 168.8444 | 0 | 0 | 11.3332 | 0
7430 | 310 | 6 | 11 | Thursday | 13 | 0.43 | 5.973 | 27.1709 | 48.522 | 85.6606 | 9.443 | 0 | 0.4951 | 11.52 | 9.1619 | 179.0586 | 0 | 0 | 10.6763 | 0
7431 | 310 | 6 | 11 | Thursday | 14 | 0.394 | 6.249 | 27.1709 | 50.9707 | 85.6606 | 5.946 | 0 | 0.45 | 8.88 | 7.2445 | 179.0759 | 0 | 0 | 6.8458 | 0
7432 | 310 | 6 | 11 | Thursday | 15 | 0.387 | 10.588 | 27.1709 | 54.146 | 85.6606 | 5.771 | 0 | 0.6803 | 8.88 | 3.9075 | 186.1509 | 0 | 0 | 6.6497 | 0
7433 | 310 | 6 | 11 | Thursday | 16 | 0.379 | 5.053 | 27.1709 | 60.314 | 85.2073 | 7.694 | 0 | 0.4114 | 11.04 | 0.5796 | 188.9452 | 0 | 0 | 8.7294 | 0
7434 | 310 | 6 | 11 | Thursday | 17 | 0.777 | 0.213 | 27.1709 | 43.3704 | 55.9825 | 4.547 | 0 | 0.0971 | 14.88 | 0 | 141.6892 | 0 | 0 | 5.7112 | 0
7435 | 310 | 6 | 11 | Thursday | 18 | 0.593 | 0 | 13.5854 | 30.6763 | 40.9205 | 3.672 | 0 | 0.0687 | 4.8 | 0 | 89.9981 | 0 | 0 | 4.5783 | 0
7436 | 310 | 6 | 11 | Thursday | 19 | 0 | 0 | 0 | 28.3042 | 40.0131 | 2.623 | 0 | 0.0427 | 2.88 | 0 | 71.1937 | 0 | 0 | 2.8467 | 0
7437 | 310 | 6 | 11 | Thursday | 20 | 0 | 0 | 0 | 24.1068 | 33.1724 | 2.973 | 0 | 0.0484 | 0.96 | 0 | 58.2348 | 0 | 0 | 3.2265 | 0
7438 | 310 | 6 | 11 | Thursday | 21 | 0 | 0 | 0 | 24.1068 | 32.719 | 1.399 | 0 | 0.0228 | 0.96 | 0 | 57.7558 | 0 | 0 | 1.5181 | 0
7439 | 310 | 6 | 11 | Thursday | 22 | 0 | 0 | 0 | 12.7362 | 17.8393 | 0.874 | 0 | 0.0142 | 0 | 0 | 30.5537 | 0 | 0 | 0.9492 | 0
7440 | 310 | 6 | 11 | Thursday | 23 | 0 | 0 | 0 | 6.1377 | 11.0335 | 0.874 | 0 | 0.0142 | 0 | 0 | 17.1494 | 0 | 0 | 0.9493 | 0
7441 | 311 | 7 | 11 | Friday | 0 | 0 | 0 | 0 | 5.1885 | 10.3969 | 0.874 | 0 | 0.0142 | 0 | 0 | 15.5676 | 0 | 0 | 0.9493 | 0
7442 | 311 | 7 | 11 | Friday | 1 | 0 | 0 | 0 | 5.1829 | 10.3969 | 0.874 | 0 | 0.0142 | 0 | 0 | 15.5676 | 0 | 0 | 0.9493 | 0
7443 | 311 | 7 | 11 | Friday | 2 | 0 | 0 | 0 | 5.1829 | 10.3969 | 0.874 | 0 | 0.0142 | 0 | 0 | 15.5676 | 0 | 0 | 0.9493 | 0
7444 | 311 | 7 | 11 | Friday | 3 | 0 | 0 | 0 | 5.1829 | 10.3969 | 0.874 | 0 | 0.0142 | 0 | 0 | 15.5676 | 0 | 0 | 0.9493 | 0
7445 | 311 | 7 | 11 | Friday | 4 | 0 | 0 | 0 | 5.6548 | 10.3969 | 0.874 | 0 | 0.0142 | 0 | 0 | 16.0395 | 0 | 0 | 0.9493 | 0
7446 | 311 | 7 | 11 | Friday | 5 | 0 | 0 | 0 | 8.8552 | 14.4831 | 1.399 | 0 | 0.0228 | 0 | 0 | 23.3347 | 0 | 0 | 1.5182 | 0
7447 | 311 | 7 | 11 | Friday | 6 | 0 | 0 | 0 | 17.0169 | 21.1313 | 1.224 | 0 | 0.0199 | 0 | 0 | 38.1346 | 0 | 0 | 1.3286 | 0
7448 | 311 | 7 | 11 | Friday | 7 | 0.047 | 4.171 | 1.5816 | 28.3214 | 37.109 | 3.323 | 0 | 0.1772 | 8.4 | 0.1013 | 77.2906 | 0 | 0 | 3.653 | 0
7449 | 311 | 7 | 11 | Friday | 8 | 1.703 | 1.634 | 27.1709 | 53.9884 | 79.9326 | 6.12 | 0 | 0.2161 | 16.56 | 1.4245 | 179.4384 | 0 | 0 | 8.3449 | 0
7450 | 311 | 7 | 11 | Friday | 9 | 0.656 | 0.756 | 27.1709 | 51.5249 | 84.3871 | 6.645 | 0 | 0.1597 | 10.32 | 4.3721 | 174.2753 | 0 | 0 | 7.8671 | 0
7451 | 311 | 7 | 11 | Friday | 10 | 0.492 | 1.75 | 27.1709 | 47.2749 | 85.6606 | 6.82 | 0 | 0.2141 | 8.88 | 6.2597 | 170.8656 | 0 | 0 | 7.8934 | 0
7452 | 311 | 7 | 11 | Friday | 11 | 0.495 | 4.015 | 27.1709 | 43.1653 | 85.6606 | 8.219 | 0 | 0.3616 | 10.32 | 6.7617 | 170.4974 | 0 | 0 | 9.4136 | 0
7453 | 311 | 7 | 11 | Friday | 12 | 0.549 | 2.204 | 27.1709 | 39.9172 | 78.8121 | 9.968 | 0 | 0.2919 | 13.92 | 7.9644 | 162.2181 | 0 | 0 | 11.3648 | 0
7454 | 311 | 7 | 11 | Friday | 13 | 0.393 | 4.635 | 27.1709 | 44.6501 | 85.6606 | 9.443 | 0 | 0.4153 | 11.52 | 8.572 | 173.8314 | 0 | 0 | 10.6391 | 0
7455 | 311 | 7 | 11 | Friday | 14 | 0.313 | 7.729 | 27.1709 | 47.3431 | 85.6606 | 5.946 | 0 | 0.5409 | 8.88 | 6.7824 | 176.9422 | 0 | 0 | 6.7655 | 0
7456 | 311 | 7 | 11 | Friday | 15 | 0.382 | 7.159 | 27.1709 | 53.5923 | 85.6606 | 5.771 | 0 | 0.4972 | 8.88 | 3.5314 | 182.6118 | 0 | 0 | 6.6446 | 0
7457 | 311 | 7 | 11 | Friday | 16 | 0.434 | 8.098 | 27.1709 | 60.2395 | 85.2073 | 7.694 | 0 | 0.5894 | 11.04 | 0.6268 | 191.9515 | 0 | 0 | 8.7842 | 0
7458 | 311 | 7 | 11 | Friday | 17 | 0.838 | 0.102 | 27.1709 | 43.3704 | 55.9825 | 4.547 | 0 | 0.0921 | 14.88 | 0 | 141.5781 | 0 | 0 | 5.7727 | 0
7459 | 311 | 7 | 11 | Friday | 18 | 0.632 | 0 | 13.5854 | 30.6763 | 40.9205 | 3.672 | 0 | 0.0693 | 4.8 | 0 | 89.9986 | 0 | 0 | 4.6177 | 0
7460 | 311 | 7 | 11 | Friday | 19 | 0 | 0 | 0 | 28.3042 | 40.0131 | 2.623 | 0 | 0.0427 | 2.88 | 0 | 71.1937 | 0 | 0 | 2.8467 | 0
7461 | 311 | 7 | 11 | Friday | 20 | 0 | 0 | 0 | 24.1068 | 33.1724 | 2.973 | 0 | 0.0484 | 0.96 | 0 | 58.2348 | 0 | 0 | 3.2265 | 0
7462 | 311 | 7 | 11 | Friday | 21 | 0 | 0 | 0 | 24.1068 | 32.719 | 1.399 | 0 | 0.0228 | 0.96 | 0 | 57.7558 | 0 | 0 | 1.5181 | 0
7463 | 311 | 7 | 11 | Friday | 22 | 0 | 0 | 0 | 12.7362 | 17.8393 | 0.874 | 0 | 0.0142 | 0 | 0 | 30.5537 | 0 | 0 | 0.9492 | 0
7464 | 311 | 7 | 11 | Friday | 23 | 0 | 0 | 0 | 6.1377 | 11.0335 | 0.874 | 0 | 0.0142 | 0 | 0 | 17.1494 | 0 | 0 | 0.9493 | 0
7465 | 312 | 8 | 11 | Saturday | 0 | 0 | 0 | 0 | 5.3495 | 10.6091 | 0.874 | 0 | 0.0142 | 0 | 0 | 15.9376 | 0 | 0 | 0.9493 | 0
7466 | 312 | 8 | 11 | Saturday | 1 | 0 | 0 | 0 | 5.1845 | 10.3969 | 0.874 | 0 | 0.0142 | 0 | 0 | 15.5676 | 0 | 0 | 0.9493 | 0
7467 | 312 | 8 | 11 | Saturday | 2 | 0 | 0 | 0 | 5.1845 | 10.3969 | 0.874 | 0 | 0.0142 | 0 | 0 | 15.5676 | 0 | 0 | 0.9493 | 0
7468 | 312 | 8 | 11 | Saturday | 3 | 0 | 0 | 0 | 5.1845 | 10.3969 | 0.874 | 0 | 0.0142 | 0 | 0 | 15.5676 | 0 | 0 | 0.9493 | 0
7469 | 312 | 8 | 11 | Saturday | 4 | 0 | 0 | 0 | 5.1845 | 10.3969 | 0.874 | 0 | 0.0142 | 0 | 0 | 15.5676 | 0 | 0 | 0.9493 | 0
7470 | 312 | 8 | 11 | Saturday | 5 | 0 | 0 | 0 | 5.6564 | 10.3969 | 1.399 | 0 | 0.0228 | 0 | 0 | 16.0481 | 0 | 0 | 1.5182 | 0
7471 | 312 | 8 | 11 | Saturday | 6 | 0 | 0 | 0 | 10.2167 | 14.454 | 1.224 | 0 | 0.0199 | 0 | 0 | 24.6587 | 0 | 0 | 1.3286 | 0
7472 | 312 | 8 | 11 | Saturday | 7 | 0 | 0 | 0 | 14.0996 | 18.078 | 1.924 | 0 | 0.0313 | 3.84 | 0.1017 | 36.0361 | 0 | 0 | 2.0877 | 0
7473 | 312 | 8 | 11 | Saturday | 8 | 0 | 0 | 0 | 23.1027 | 33.4891 | 2.623 | 0 | 0.0427 | 3.36 | 1.3412 | 59.9697 | 0 | 0 | 2.8468 | 0
7474 | 312 | 8 | 11 | Saturday | 9 | 0 | 0 | 0 | 22.4705 | 36.0383 | 3.672 | 0 | 0.0598 | 5.04 | 4.651 | 63.5895 | 0 | 0 | 3.9857 | 0
7475 | 312 | 8 | 11 | Saturday | 10 | 0 | 0.587 | 0 | 21.1407 | 36.8872 | 3.323 | 0 | 0.0857 | 4.32 | 7.68 | 62.974 | 0 | 0 | 3.606 | 0
7476 | 312 | 8 | 11 | Saturday | 11 | 0 | 4.423 | 0 | 20.797 | 36.8872 | 4.022 | 0 | 0.3046 | 6 | 7.6571 | 68.1752 | 0 | 0 | 4.3651 | 0
7477 | 312 | 8 | 11 | Saturday | 12 | 0 | 4.87 | 0 | 16.5368 | 26.6109 | 3.497 | 0 | 0.3201 | 5.04 | 6.8025 | 53.1131 | 0 | 0 | 3.7958 | 0
7478 | 312 | 8 | 11 | Saturday | 13 | 0 | 5.088 | 0 | 16.7634 | 26.1571 | 3.323 | 0 | 0.3297 | 3.12 | 6.2774 | 51.1774 | 0 | 0 | 3.606 | 0
7479 | 312 | 8 | 11 | Saturday | 14 | 0 | 5.737 | 0 | 16.8567 | 26.1571 | 2.623 | 0 | 0.3541 | 1.92 | 4.7961 | 50.7089 | 0 | 0 | 2.8468 | 0
7480 | 312 | 8 | 11 | Saturday | 15 | 0 | 4.956 | 0 | 17.6482 | 26.1571 | 2.098 | 0 | 0.3037 | 0.96 | 2.8598 | 49.7434 | 0 | 0 | 2.2775 | 0
7481 | 312 | 8 | 11 | Saturday | 16 | 0 | 5.975 | 0 | 19.419 | 26.1571 | 2.448 | 0 | 0.3659 | 1.2 | 0.6726 | 52.7878 | 0 | 0 | 2.6571 | 0
7482 | 312 | 8 | 11 | Saturday | 17 | 0 | 4.162 | 0 | 13.8282 | 19.2871 | 1.224 | 0 | 0.244 | 1.44 | 0 | 38.7102 | 0 | 0 | 1.3285 | 0
7483 | 312 | 8 | 11 | Saturday | 18 | 0 | 0.898 | 0 | 13.8322 | 19.2871 | 1.224 | 0 | 0.068 | 0 | 0 | 33.9788 | 0 | 0 | 1.3286 | 0
7484 | 312 | 8 | 11 | Saturday | 19 | 0 | 1.21 | 0 | 13.8322 | 19.2871 | 1.224 | 0 | 0.0846 | 0 | 0 | 34.2931 | 0 | 0 | 1.3286 | 0
7485 | 312 | 8 | 11 | Saturday | 20 | 0 | 0.667 | 0 | 13.8282 | 19.2871 | 1.224 | 0 | 0.0559 | 0 | 0 | 33.7472 | 0 | 0 | 1.3286 | 0
7486 | 312 | 8 | 11 | Saturday | 21 | 0 | 0 | 0 | 13.8282 | 19.2871 | 1.574 | 0 | 0.0256 | 0 | 0 | 33.081 | 0 | 0 | 1.7082 | 0
7487 | 312 | 8 | 11 | Saturday | 22 | 0 | 0 | 0 | 12.5503 | 17.5892 | 0.874 | 0 | 0.0142 | 0 | 0 | 30.1097 | 0 | 0 | 0.9492 | 0
7488 | 312 | 8 | 11 | Saturday | 23 | 0 | 0 | 0 | 6.6175 | 11.0335 | 0.874 | 0 | 0.0142 | 0 | 0 | 17.6213 | 0 | 0 | 0.9493 | 0
7489 | 313 | 9 | 11 | Sunday | 0 | 0 | 0 | 0 | 5.3583 | 10.6091 | 0.699 | 0 | 0.0114 | 0 | 0 | 15.9347 | 0 | 0 | 0.7591 | 0
7490 | 313 | 9 | 11 | Sunday | 1 | 0 | 0 | 0 | 5.2005 | 10.3969 | 0.699 | 0 | 0.0114 | 0 | 0 | 15.5648 | 0 | 0 | 0.7592 | 0
7491 | 313 | 9 | 11 | Sunday | 2 | 0 | 0 | 0 | 5.1909 | 10.3969 | 0.699 | 0 | 0.0114 | 0 | 0 | 15.5648 | 0 | 0 | 0.7592 | 0
7492 | 313 | 9 | 11 | Sunday | 3 | 0 | 0 | 0 | 5.1909 | 10.3969 | 0.699 | 0 | 0.0114 | 0 | 0 | 15.5648 | 0 | 0 | 0.7592 | 0
7493 | 313 | 9 | 11 | Sunday | 4 | 0 | 0 | 0 | 5.1909 | 10.3969 | 0.699 | 0 | 0.0114 | 0 | 0 | 15.5648 | 0 | 0 | 0.7592 | 0
7494 | 313 | 9 | 11 | Sunday | 5 | 0 | 0 | 0 | 5.6628 | 10.3969 | 1.224 | 0 | 0.0199 | 0 | 0 | 16.0452 | 0 | 0 | 1.3286 | 0
7495 | 313 | 9 | 11 | Sunday | 6 | 0 | 0 | 0 | 6.1433 | 11.0335 | 0.699 | 0 | 0.0114 | 0 | 0 | 17.1466 | 0 | 0 | 0.7591 | 0
7496 | 313 | 9 | 11 | Sunday | 7 | 0 | 0 | 0 | 9.5606 | 14.6575 | 0.699 | 0 | 0.0114 | 0 | 0 | 24.1879 | 0 | 0 | 0.7592 | 0
7497 | 313 | 9 | 11 | Sunday | 8 | 0 | 0 | 0 | 10.2019 | 15.5065 | 0.699 | 0 | 0.0114 | 0 | 0.0506 | 25.6678 | 0 | 0 | 0.7592 | 0
7498 | 313 | 9 | 11 | Sunday | 9 | 0 | 0 | 0 | 10.2019 | 15.5065 | 0.699 | 0 | 0.0114 | 0 | 0.3996 | 25.6678 | 0 | 0 | 0.7592 | 0
7499 | 313 | 9 | 11 | Sunday | 10 | 0 | 0 | 0 | 10.7933 | 16.3554 | 0.699 | 0 | 0.0114 | 0 | 0.7581 | 27.1177 | 0 | 0 | 0.7592 | 0
7500 | 313 | 9 | 11 | Sunday | 11 | 0 | 0 | 0 | 10.7124 | 16.3554 | 1.049 | 0 | 0.0171 | 0 | 1.0928 | 27.0369 | 0 | 0 | 1.1387 | 0
7501 | 313 | 9 | 11 | Sunday | 12 | 0 | 1.207 | 0 | 14.3822 | 20.794 | 1.049 | 0 | 0.082 | 0 | 1.5689 | 36.3659 | 0 | 0 | 1.1387 | 0
7502 | 313 | 9 | 11 | Sunday | 13 | 0 | 1.459 | 0 | 13.9228 | 20.794 | 1.574 | 0 | 0.1038 | 0 | 2.4318 | 36.1701 | 0 | 0 | 1.7082 | 0
7503 | 313 | 9 | 11 | Sunday | 14 | 0 | 2.376 | 0 | 13.4326 | 20.794 | 1.049 | 0 | 0.1451 | 0 | 3.6466 | 36.5957 | 0 | 0 | 1.1387 | 0
7504 | 313 | 9 | 11 | Sunday | 15 | 0 | 2.777 | 0 | 13.6018 | 20.794 | 0.699 | 0 | 0.1612 | 0 | 2.8647 | 37.1675 | 0 | 0 | 0.7591 | 0
7505 | 313 | 9 | 11 | Sunday | 16 | 0 | 1.415 | 0 | 14.4602 | 20.3695 | 0.699 | 0 | 0.0875 | 0 | 0.6091 | 36.214 | 0 | 0 | 0.7592 | 0
7506 | 313 | 9 | 11 | Sunday | 17 | 0 | 0 | 0 | 14.1667 | 19.916 | 0.699 | 0 | 0.0114 | 0 | 0 | 34.0445 | 0 | 0 | 0.7592 | 0
7507 | 313 | 9 | 11 | Sunday | 18 | 0 | 0 | 0 | 14.1691 | 19.916 | 0.699 | 0 | 0.0114 | 0 | 0 | 34.0445 | 0 | 0 | 0.7592 | 0
7508 | 313 | 9 | 11 | Sunday | 19 | 0 | 0.625 | 0 | 14.1675 | 19.916 | 0.699 | 0 | 0.0456 | 0 | 0 | 34.6744 | 0 | 0 | 0.7592 | 0
7509 | 313 | 9 | 11 | Sunday | 20 | 0 | 0 | 0 | 13.6956 | 19.916 | 0.699 | 0 | 0.0114 | 0 | 0 | 33.5726 | 0 | 0 | 0.7592 | 0
7510 | 313 | 9 | 11 | Sunday | 21 | 0 | 0 | 0 | 13.6956 | 19.916 | 1.224 | 0 | 0.0199 | 0 | 0 | 33.5811 | 0 | 0 | 1.3286 | 0
7511 | 313 | 9 | 11 | Sunday | 22 | 0 | 0 | 0 | 6.2927 | 11.8825 | 0.699 | 0 | 0.0114 | 0 | 0 | 18.1546 | 0 | 0 | 0.7591 | 0
7512 | 313 | 9 | 11 | Sunday | 23 | 0 | 0 | 0 | 5.6618 | 11.0335 | 0.699 | 0 | 0.0114 | 0 | 0 | 16.6747 | 0 | 0 | 0.7592 | 0
7513 | 314 | 10 | 11 | Monday | 0 | 0 | 0 | 0 | 5.1885 | 10.3969 | 0.874 | 0 | 0.0142 | 0 | 0 | 15.5676 | 0 | 0 | 0.9493 | 0
7514 | 314 | 10 | 11 | Monday | 1 | 0 | 0 | 0 | 5.1829 | 10.3969 | 0.874 | 0 | 0.0142 | 0 | 0 | 15.5676 | 0 | 0 | 0.9493 | 0
7515 | 314 | 10 | 11 | Monday | 2 | 0 | 0 | 0 | 5.1829 | 10.3969 | 0.874 | 0 | 0.0142 | 0 | 0 | 15.5676 | 0 | 0 | 0.9493 | 0
7516 | 314 | 10 | 11 | Monday | 3 | 0 | 0 | 0 | 5.1829 | 10.3969 | 0.874 | 0 | 0.0142 | 0 | 0 | 15.5676 | 0 | 0 | 0.9493 | 0
7517 | 314 | 10 | 11 | Monday | 4 | 0 | 0 | 0 | 5.6548 | 10.3969 | 0.874 | 0 | 0.0142 | 0 | 0 | 16.0395 | 0 | 0 | 0.9493 | 0
7518 | 314 | 10 | 11 | Monday | 5 | 0 | 0 | 0 | 8.8552 | 14.4831 | 1.399 | 0 | 0.0228 | 0 | 0 | 23.3347 | 0 | 0 | 1.5182 | 0
7519 | 314 | 10 | 11 | Monday | 6 | 0 | 0 | 0 | 17.0169 | 21.1313 | 1.224 | 0 | 0.0199 | 0 | 0 | 38.1346 | 0 | 0 | 1.3286 | 0
7520 | 314 | 10 | 11 | Monday | 7 | 5.801 | 8.253 | 13.9302 | 28.3214 | 37.109 | 3.323 | 0 | 0.4011 | 8.4 | 0.085 | 91.9073 | 0 | 0 | 9.407 | 0
7521 | 314 | 10 | 11 | Monday | 8 | 2.492 | 0.857 | 27.1709 | 55.0318 | 79.9326 | 6.12 | 0 | 0.1842 | 16.56 | 0.7966 | 179.7099 | 0 | 0 | 9.1334 | 0
7522 | 314 | 10 | 11 | Monday | 9 | 1.325 | 0.873 | 27.1709 | 56.5699 | 84.3871 | 6.645 | 0 | 0.1761 | 10.32 | 2.2183 | 179.4486 | 0 | 0 | 8.5366 | 0
7523 | 314 | 10 | 11 | Monday | 10 | 1.281 | 5.169 | 27.1709 | 51.8757 | 85.6606 | 6.82 | 0 | 0.416 | 8.88 | 4.2839 | 178.9266 | 0 | 0 | 8.6821 | 0
7524 | 314 | 10 | 11 | Monday | 11 | 1.268 | 5.894 | 27.1709 | 47.4404 | 85.6606 | 8.219 | 0 | 0.4756 | 10.32 | 7.915 | 176.677 | 0 | 0 | 10.187 | 0
7525 | 314 | 10 | 11 | Monday | 12 | 1.41 | 5.713 | 27.1709 | 44.466 | 78.8121 | 9.968 | 0 | 0.4992 | 13.92 | 10.1078 | 170.318 | 0 | 0 | 12.2253 | 0
7526 | 314 | 10 | 11 | Monday | 13 | 1.173 | 5.343 | 27.1709 | 48.4295 | 85.6606 | 9.443 | 0 | 0.4655 | 11.52 | 8.135 | 178.3357 | 0 | 0 | 11.4191 | 0
7527 | 314 | 10 | 11 | Monday | 14 | 1.009 | 6.318 | 27.1709 | 49.8837 | 85.6606 | 5.946 | 0 | 0.4597 | 8.88 | 5.6489 | 178.064 | 0 | 0 | 7.461 | 0
7528 | 314 | 10 | 11 | Monday | 15 | 0.981 | 6.85 | 27.1709 | 55.4073 | 85.6606 | 5.771 | 0 | 0.483 | 8.88 | 2.8932 | 184.1183 | 0 | 0 | 7.244 | 0
7529 | 314 | 10 | 11 | Monday | 16 | 0.972 | 5.595 | 27.1709 | 60.5311 | 85.2073 | 7.694 | 0 | 0.4462 | 11.04 | 0.5001 | 189.7136 | 0 | 0 | 9.3222 | 0
7530 | 314 | 10 | 11 | Monday | 17 | 1.624 | 0.926 | 27.1709 | 43.3704 | 55.9825 | 4.547 | 0 | 0.148 | 14.88 | 0 | 142.4197 | 0 | 0 | 6.558 | 0
7531 | 314 | 10 | 11 | Monday | 18 | 1.747 | 1.075 | 13.5854 | 30.6763 | 40.9205 | 3.672 | 0 | 0.1438 | 4.8 | 0 | 91.0975 | 0 | 0 | 5.7323 | 0
7532 | 314 | 10 | 11 | Monday | 19 | 0 | 0 | 0 | 28.3042 | 40.0131 | 2.623 | 0 | 0.0427 | 2.88 | 0 | 71.1937 | 0 | 0 | 2.8467 | 0
7533 | 314 | 10 | 11 | Monday | 20 | 0 | 0 | 0 | 24.1068 | 33.1724 | 2.973 | 0 | 0.0484 | 0.96 | 0 | 58.2348 | 0 | 0 | 3.2265 | 0
7534 | 314 | 10 | 11 | Monday | 21 | 0 | 0 | 0 | 24.1068 | 32.719 | 1.399 | 0 | 0.0228 | 0.96 | 0 | 57.7558 | 0 | 0 | 1.5181 | 0
7535 | 314 | 10 | 11 | Monday | 22 | 0 | 0 | 0 | 12.7362 | 17.8393 | 0.874 | 0 | 0.0142 | 0 | 0 | 30.5537 | 0 | 0 | 0.9492 | 0
7536 | 314 | 10 | 11 | Monday | 23 | 0 | 0 | 0 | 6.1377 | 11.0335 | 0.874 | 0 | 0.0142 | 0 | 0 | 17.1494 | 0 | 0 | 0.9493 | 0
7537 | 315 | 11 | 11 | Tuesday | 0 | 0 | 0 | 0 | 5.1885 | 10.3969 | 0.874 | 0 | 0.0142 | 0 | 0 | 15.5676 | 0 | 0 | 0.9493 | 0
7538 | 315 | 11 | 11 | Tuesday | 1 | 0 | 0 | 0 | 5.1829 | 10.3969 | 0.874 | 0 | 0.0142 | 0 | 0 | 15.5676 | 0 | 0 | 0.9493 | 0
7539 | 315 | 11 | 11 | Tuesday | 2 | 0 | 0 | 0 | 5.1829 | 10.3969 | 0.874 | 0 | 0.0142 | 0 | 0 | 15.5676 | 0 | 0 | 0.9493 | 0
7540 | 315 | 11 | 11 | Tuesday | 3 | 0 | 0 | 0 | 5.1829 | 10.3969 | 0.874 | 0 | 0.0142 | 0 | 0 | 15.5676 | 0 | 0 | 0.9493 | 0
7541 | 315 | 11 | 11 | Tuesday | 4 | 0 | 0 | 0 | 5.6548 | 10.3969 | 0.874 | 0 | 0.0142 | 0 | 0 | 16.0395 | 0 | 0 | 0.9493 | 0
7542 | 315 | 11 | 11 | Tuesday | 5 | 0 | 0 | 0 | 8.8552 | 14.4831 | 1.399 | 0 | 0.0228 | 0 | 0 | 23.3347 | 0 | 0 | 1.5182 | 0
7543 | 315 | 11 | 11 | Tuesday | 6 | 0 | 0 | 0 | 17.0169 | 21.1313 | 1.224 | 0 | 0.0199 | 0 | 0 | 38.1346 | 0 | 0 | 1.3286 | 0
7544 | 315 | 11 | 11 | Tuesday | 7 | 0.911 | 6.329 | 4.2986 | 28.3214 | 37.109 | 3.323 | 0 | 0.2794 | 8.4 | 0 | 81.5133 | 0 | 0 | 4.5171 | 0
7545 | 315 | 11 | 11 | Tuesday | 8 | 3.005 | 0.74 | 27.1709 | 55.1575 | 79.9326 | 6.12 | 0 | 0.1855 | 16.56 | 0.1765 | 179.7253 | 0 | 0 | 9.6468 | 0
7546 | 315 | 11 | 11 | Tuesday | 9 | 1.292 | 0.752 | 27.1709 | 58.4661 | 84.3871 | 6.645 | 0 | 0.1691 | 10.32 | 1.4712 | 181.2226 | 0 | 0 | 8.5031 | 0
7547 | 315 | 11 | 11 | Tuesday | 10 | 1.06 | 1.996 | 27.1709 | 52.9508 | 85.6606 | 6.82 | 0 | 0.2351 | 8.88 | 3.3358 | 176.7969 | 0 | 0 | 8.461 | 0
7548 | 315 | 11 | 11 | Tuesday | 11 | 0.986 | 5.523 | 27.1709 | 47.4429 | 85.6606 | 8.219 | 0 | 0.4521 | 10.32 | 5.8913 | 176.3031 | 0 | 0 | 9.9046 | 0
7549 | 315 | 11 | 11 | Tuesday | 12 | 1.182 | 3.283 | 27.1709 | 44.3562 | 78.8121 | 9.968 | 0 | 0.3597 | 13.92 | 7.4544 | 167.7524 | 0 | 0 | 11.9975 | 0
7550 | 315 | 11 | 11 | Tuesday | 13 | 0.967 | 4.74 | 27.1709 | 48.274 | 85.6606 | 9.443 | 0 | 0.429 | 11.52 | 7.1205 | 177.5686 | 0 | 0 | 11.2137 | 0
7551 | 315 | 11 | 11 | Tuesday | 14 | 0.88 | 4.334 | 27.1709 | 50.8448 | 85.6606 | 5.946 | 0 | 0.3458 | 8.88 | 5.5032 | 177.0207 | 0 | 0 | 7.3321 | 0
7552 | 315 | 11 | 11 | Tuesday | 15 | 0.898 | 5.213 | 27.1709 | 55.4639 | 85.6606 | 5.771 | 0 | 0.3909 | 8.88 | 2.956 | 182.5222 | 0 | 0 | 7.1603 | 0
7553 | 315 | 11 | 11 | Tuesday | 16 | 0.906 | 5.658 | 27.1709 | 60.3563 | 85.2073 | 7.694 | 0 | 0.4524 | 11.04 | 0.6032 | 189.6055 | 0 | 0 | 9.2555 | 0
7554 | 315 | 11 | 11 | Tuesday | 17 | 1.631 | 0.379 | 27.1709 | 43.3704 | 55.9825 | 4.547 | 0 | 0.119 | 14.88 | 0 | 141.8693 | 0 | 0 | 6.5654 | 0
7555 | 315 | 11 | 11 | Tuesday | 18 | 1.888 | 0 | 13.5854 | 30.6763 | 40.9205 | 3.672 | 0 | 0.0881 | 4.8 | 0 | 90.0175 | 0 | 0 | 5.8727 | 0
7556 | 315 | 11 | 11 | Tuesday | 19 | 0 | 0 | 0 | 28.3042 | 40.0131 | 2.623 | 0 | 0.0427 | 2.88 | 0 | 71.1937 | 0 | 0 | 2.8467 | 0
7557 | 315 | 11 | 11 | Tuesday | 20 | 0 | 0 | 0 | 24.1068 | 33.1724 | 2.973 | 0 | 0.0484 | 0.96 | 0 | 58.2348 | 0 | 0 | 3.2265 | 0
7558 | 315 | 11 | 11 | Tuesday | 21 | 0 | 0 | 0 | 24.1068 | 32.719 | 1.399 | 0 | 0.0228 | 0.96 | 0 | 57.7558 | 0 | 0 | 1.5181 | 0
7559 | 315 | 11 | 11 | Tuesday | 22 | 0 | 0 | 0 | 12.7362 | 17.8393 | 0.874 | 0 | 0.0142 | 0 | 0 | 30.5537 | 0 | 0 | 0.9492 | 0
7560 | 315 | 11 | 11 | Tuesday | 23 | 0 | 0 | 0 | 6.1377 | 11.0335 | 0.874 | 0 | 0.0142 | 0 | 0 | 17.1494 | 0 | 0 | 0.9493 | 0
7561 | 316 | 12 | 11 | Wednesday | 0 | 0 | 0 | 0 | 5.1885 | 10.3969 | 0.874 | 0 | 0.0142 | 0 | 0 | 15.5676 | 0 | 0 | 0.9493 | 0
7562 | 316 | 12 | 11 | Wednesday | 1 | 0 | 0 | 0 | 5.1829 | 10.3969 | 0.874 | 0 | 0.0142 | 0 | 0 | 15.5676 | 0 | 0 | 0.9493 | 0
7563 | 316 | 12 | 11 | Wednesday | 2 | 0 | 0 | 0 | 5.1829 | 10.3969 | 0.874 | 0 | 0.0142 | 0 | 0 | 15.5676 | 0 | 0 | 0.9493 | 0
7564 | 316 | 12 | 11 | Wednesday | 3 | 0 | 0 | 0 | 5.1829 | 10.3969 | 0.874 | 0 | 0.0142 | 0 | 0 | 15.5676 | 0 | 0 | 0.9493 | 0
7565 | 316 | 12 | 11 | Wednesday | 4 | 0 | 0 | 0 | 5.6548 | 10.3969 | 0.874 | 0 | 0.0142 | 0 | 0 | 16.0395 | 0 | 0 | 0.9493 | 0
7566 | 316 | 12 | 11 | Wednesday | 5 | 0 | 0 | 0 | 8.8552 | 14.4831 | 1.399 | 0 | 0.0228 | 0 | 0 | 23.3347 | 0 | 0 | 1.5182 | 0
7567 | 316 | 12 | 11 | Wednesday | 6 | 0 | 0 | 0 | 17.0169 | 21.1313 | 1.224 | 0 | 0.0199 | 0 | 0 | 38.1346 | 0 | 0 | 1.3286 | 0
7568 | 316 | 12 | 11 | Wednesday | 7 | 1.363 | 3.774 | 5.3193 | 28.3214 | 37.109 | 3.323 | 0 | 0.2315 | 8.4 | 0 | 81.7569 | 0 | 0 | 4.9694 | 0
7569 | 316 | 12 | 11 | Wednesday | 8 | 2.95 | 0 | 27.1709 | 54.955 | 79.9326 | 6.12 | 0 | 0.1444 | 16.56 | 0.5443 | 178.7766 | 0 | 0 | 9.5916 | 0
7570 | 316 | 12 | 11 | Wednesday | 9 | 1.3 | 0.737 | 27.1709 | 52.9279 | 84.3871 | 6.645 | 0 | 0.1684 | 10.32 | 5.4864 | 175.6689 | 0 | 0 | 8.5112 | 0
7571 | 316 | 12 | 11 | Wednesday | 10 | 1.162 | 1.504 | 27.1709 | 49.6205 | 85.6606 | 6.82 | 0 | 0.2109 | 8.88 | 9.8799 | 172.9732 | 0 | 0 | 8.5629 | 0
7572 | 316 | 12 | 11 | Wednesday | 11 | 1.075 | 3.65 | 27.1709 | 47.9421 | 85.6606 | 8.219 | 0 | 0.3507 | 10.32 | 11.3544 | 174.9158 | 0 | 0 | 9.9939 | 0
7573 | 316 | 12 | 11 | Wednesday | 12 | 1.226 | 2.161 | 27.1709 | 44.3713 | 78.8121 | 9.968 | 0 | 0.2993 | 13.92 | 11.4604 | 166.638 | 0 | 0 | 12.0416 | 0
7574 | 316 | 12 | 11 | Wednesday | 13 | 1.023 | 3.493 | 27.1709 | 48.304 | 85.6606 | 9.443 | 0 | 0.3601 | 11.52 | 9.8634 | 176.3412 | 0 | 0 | 11.2691 | 0
7575 | 316 | 12 | 11 | Wednesday | 14 | 1.015 | 3.373 | 27.1709 | 51.3874 | 85.6606 | 5.946 | 0 | 0.2954 | 8.88 | 6.6275 | 176.5966 | 0 | 0 | 7.4674 | 0
7576 | 316 | 12 | 11 | Wednesday | 15 | 0.918 | 4.987 | 27.1709 | 56.5057 | 85.6606 | 5.771 | 0 | 0.3829 | 8.88 | 3.0551 | 183.3412 | 0 | 0 | 7.1807 | 0
7577 | 316 | 12 | 11 | Wednesday | 16 | 0.916 | 4.087 | 27.1709 | 60.6357 | 85.2073 | 7.694 | 0 | 0.3642 | 11.04 | 0.4341 | 188.2988 | 0 | 0 | 9.2662 | 0
7578 | 316 | 12 | 11 | Wednesday | 17 | 1.634 | 0 | 27.1709 | 43.3704 | 55.9825 | 4.547 | 0 | 0.0985 | 14.88 | 0 | 141.4878 | 0 | 0 | 6.5685 | 0
7579 | 316 | 12 | 11 | Wednesday | 18 | 1.786 | 0 | 13.5854 | 30.6763 | 40.9205 | 3.672 | 0 | 0.0866 | 4.8 | 0 | 90.016 | 0 | 0 | 5.7709 | 0
7580 | 316 | 12 | 11 | Wednesday | 19 | 0 | 0 | 0 | 28.3042 | 40.0131 | 2.623 | 0 | 0.0427 | 2.88 | 0 | 71.1937 | 0 | 0 | 2.8467 | 0
7581 | 316 | 12 | 11 | Wednesday | 20 | 0 | 0 | 0 | 24.1068 | 33.1724 | 2.973 | 0 | 0.0484 | 0.96 | 0 | 58.2348 | 0 | 0 | 3.2265 | 0
7582 | 316 | 12 | 11 | Wednesday | 21 | 0 | 0 | 0 | 24.1068 | 32.719 | 1.399 | 0 | 0.0228 | 0.96 | 0 | 57.7558 | 0 | 0 | 1.5181 | 0
7583 | 316 | 12 | 11 | Wednesday | 22 | 0 | 0 | 0 | 12.7362 | 17.8393 | 0.874 | 0 | 0.0142 | 0 | 0 | 30.5537 | 0 | 0 | 0.9492 | 0
7584 | 316 | 12 | 11 | Wednesday | 23 | 0 | 0 | 0 | 6.1377 | 11.0335 | 0.874 | 0 | 0.0142 | 0 | 0 | 17.1494 | 0 | 0 | 0.9493 | 0
7585 | 317 | 13 | 11 | Thursday | 0 | 0 | 0 | 0 | 5.1885 | 10.3969 | 0.874 | 0 | 0.0142 | 0 | 0 | 15.5676 | 0 | 0 | 0.9493 | 0
7586 | 317 | 13 | 11 | Thursday | 1 | 0 | 0 | 0 | 5.1829 | 10.3969 | 0.874 | 0 | 0.0142 | 0 | 0 | 15.5676 | 0 | 0 | 0.9493 | 0
7587 | 317 | 13 | 11 | Thursday | 2 | 0 | 0 | 0 | 5.1829 | 10.3969 | 0.874 | 0 | 0.0142 | 0 | 0 | 15.5676 | 0 | 0 | 0.9493 | 0
7588 | 317 | 13 | 11 | Thursday | 3 | 0 | 0 | 0 | 5.1829 | 10.3969 | 0.874 | 0 | 0.0142 | 0 | 0 | 15.5676 | 0 | 0 | 0.9493 | 0
7589 | 317 | 13 | 11 | Thursday | 4 | 0 | 0 | 0 | 5.6548 | 10.3969 | 0.874 | 0 | 0.0142 | 0 | 0 | 16.0395 | 0 | 0 | 0.9493 | 0
7590 | 317 | 13 | 11 | Thursday | 5 | 0 | 0 | 0 | 8.8552 | 14.4831 | 1.399 | 0 | 0.0228 | 0 | 0 | 23.3347 | 0 | 0 | 1.5182 | 0
7591 | 317 | 13 | 11 | Thursday | 6 | 0 | 0 | 0 | 17.0169 | 21.1313 | 1.224 | 0 | 0.0199 | 0 | 0 | 38.1346 | 0 | 0 | 1.3286 | 0
7592 | 317 | 13 | 11 | Thursday | 7 | 5.979 | 2.185 | 11.6591 | 28.3214 | 37.109 | 3.323 | 0 | 0.2623 | 8.4 | 0 | 87.615 | 0 | 0 | 9.5845 | 0
7593 | 317 | 13 | 11 | Thursday | 8 | 3.377 | 0 | 27.1709 | 54.6174 | 79.9326 | 6.12 | 0 | 0.1511 | 16.56 | 0.5716 | 178.4456 | 0 | 0 | 10.0185 | 0
7594 | 317 | 13 | 11 | Thursday | 9 | 1.822 | 0 | 27.1709 | 49.8591 | 84.3871 | 6.645 | 0 | 0.1361 | 10.32 | 5.9031 | 171.8659 | 0 | 0 | 9.0327 | 0
7595 | 317 | 13 | 11 | Thursday | 10 | 1.623 | 0.74 | 27.1709 | 46.8934 | 85.6606 | 6.82 | 0 | 0.1763 | 8.88 | 12.6828 | 169.484 | 0 | 0 | 9.024 | 0
7596 | 317 | 13 | 11 | Thursday | 11 | 1.321 | 2.231 | 27.1709 | 44.3645 | 85.6606 | 8.219 | 0 | 0.2755 | 10.32 | 16.3884 | 169.9102 | 0 | 0 | 10.2399 | 0
7597 | 317 | 13 | 11 | Thursday | 12 | 1.455 | 1.273 | 27.1709 | 42.5127 | 78.8121 | 9.968 | 0 | 0.2549 | 13.92 | 13.8457 | 163.8887 | 0 | 0 | 12.2698 | 0
7598 | 317 | 13 | 11 | Thursday | 13 | 1.227 | 2.3 | 27.1709 | 44.484 | 85.6606 | 9.443 | 0 | 0.299 | 11.52 | 7.0669 | 171.3236 | 0 | 0 | 11.473 | 0
7599 | 317 | 13 | 11 | Thursday | 14 | 1.088 | 2.26 | 27.1709 | 52.4883 | 85.6606 | 5.946 | 0 | 0.2361 | 8.88 | 2.6269 | 176.5785 | 0 | 0 | 7.5404 | 0
7600 | 317 | 13 | 11 | Thursday | 15 | 1.034 | 3.983 | 27.1709 | 60.3199 | 85.6606 | 5.771 | 0 | 0.3276 | 8.88 | 1.0408 | 186.1433 | 0 | 0 | 7.2967 | 0
7601 | 317 | 13 | 11 | Thursday | 16 | 1.087 | 1.807 | 27.1709 | 60.7529 | 85.2073 | 7.694 | 0 | 0.2401 | 11.04 | 0.221 | 186.1197 | 0 | 0 | 9.4368 | 0
7602 | 317 | 13 | 11 | Thursday | 17 | 1.831 | 0.063 | 27.1709 | 43.3704 | 55.9825 | 4.547 | 0 | 0.1048 | 14.88 | 0 | 141.5543 | 0 | 0 | 6.7651 | 0
7603 | 317 | 13 | 11 | Thursday | 18 | 2.112 | 0 | 13.5854 | 30.6763 | 40.9205 | 3.672 | 0 | 0.0915 | 4.8 | 0 | 90.0209 | 0 | 0 | 6.097 | 0
7604 | 317 | 13 | 11 | Thursday | 19 | 0 | 0 | 0 | 28.3042 | 40.0131 | 2.623 | 0 | 0.0427 | 2.88 | 0 | 71.1937 | 0 | 0 | 2.8467 | 0
7605 | 317 | 13 | 11 | Thursday | 20 | 0 | 0 | 0 | 24.1068 | 33.1724 | 2.973 | 0 | 0.0484 | 0.96 | 0 | 58.2348 | 0 | 0 | 3.2265 | 0
7606 | 317 | 13 | 11 | Thursday | 21 | 0 | 0 | 0 | 24.1068 | 32.719 | 1.399 | 0 | 0.0228 | 0.96 | 0 | 57.7558 | 0 | 0 | 1.5181 | 0
7607 | 317 | 13 | 11 | Thursday | 22 | 0 | 0 | 0 | 12.7362 | 17.8393 | 0.874 | 0 | 0.0142 | 0 | 0 | 30.5537 | 0 | 0 | 0.9492 | 0
7608 | 317 | 13 | 11 | Thursday | 23 | 0 | 0 | 0 | 6.1377 | 11.0335 | 0.874 | 0 | 0.0142 | 0 | 0 | 17.1494 | 0 | 0 | 0.9493 | 0
7609 | 318 | 14 | 11 | Friday | 0 | 0 | 0 | 0 | 5.1885 | 10.3969 | 0.874 | 0 | 0.0142 | 0 | 0 | 15.5676 | 0 | 0 | 0.9493 | 0
7610 | 318 | 14 | 11 | Friday | 1 | 0 | 0 | 0 | 5.1829 | 10.3969 | 0.874 | 0 | 0.0142 | 0 | 0 | 15.5676 | 0 | 0 | 0.9493 | 0
7611 | 318 | 14 | 11 | Friday | 2 | 0 | 0 | 0 | 5.1829 | 10.3969 | 0.874 | 0 | 0.0142 | 0 | 0 | 15.5676 | 0 | 0 | 0.9493 | 0
7612 | 318 | 14 | 11 | Friday | 3 | 0 | 0 | 0 | 5.1829 | 10.3969 | 0.874 | 0 | 0.0142 | 0 | 0 | 15.5676 | 0 | 0 | 0.9493 | 0
7613 | 318 | 14 | 11 | Friday | 4 | 0 | 0 | 0 | 5.6548 | 10.3969 | 0.874 | 0 | 0.0142 | 0 | 0 | 16.0395 | 0 | 0 | 0.9493 | 0
7614 | 318 | 14 | 11 | Friday | 5 | 0 | 0 | 0 | 8.8552 | 14.4831 | 1.399 | 0 | 0.0228 | 0 | 0 | 23.3347 | 0 | 0 | 1.5182 | 0
7615 | 318 | 14 | 11 | Friday | 6 | 0 | 0 | 0 | 17.0169 | 21.1313 | 1.224 | 0 | 0.0199 | 0 | 0 | 38.1346 | 0 | 0 | 1.3286 | 0
7616 | 318 | 14 | 11 | Friday | 7 | 0.194 | 2.839 | 2.3723 | 28.3214 | 37.109 | 3.323 | 0 | 0.1922 | 8.4 | 0 | 78.4743 | 0 | 0 | 3.8 | 0
7617 | 318 | 14 | 11 | Friday | 8 | 2.43 | 0.181 | 27.1709 | 55.158 | 79.9326 | 6.12 | 0 | 0.1463 | 16.56 | 0.0933 | 179.1535 | 0 | 0 | 9.0722 | 0
7618 | 318 | 14 | 11 | Friday | 9 | 0.949 | 0.739 | 27.1709 | 59.4837 | 84.3871 | 6.645 | 0 | 0.1632 | 10.32 | 0.9262 | 182.222 | 0 | 0 | 8.1604 | 0
7619 | 318 | 14 | 11 | Friday | 10 | 0.691 | 0.747 | 27.1709 | 56.2257 | 85.6606 | 6.82 | 0 | 0.1627 | 8.88 | 2.7127 | 178.8092 | 0 | 0 | 8.0921 | 0
7620 | 318 | 14 | 11 | Friday | 11 | 0.609 | 3.012 | 27.1709 | 50.6446 | 85.6606 | 8.219 | 0 | 0.3077 | 10.32 | 4.6398 | 176.9675 | 0 | 0 | 9.5278 | 0
7621 | 318 | 14 | 11 | Friday | 12 | 0.689 | 2.437 | 27.1709 | 45.7559 | 78.8121 | 9.968 | 0 | 0.3062 | 13.92 | 4.9313 | 168.2926 | 0 | 0 | 11.5043 | 0
7622 | 318 | 14 | 11 | Friday | 13 | 0.576 | 2.64 | 27.1709 | 50.5184 | 85.6606 | 9.443 | 0 | 0.3076 | 11.52 | 4.6956 | 177.691 | 0 | 0 | 10.8229 | 0
7623 | 318 | 14 | 11 | Friday | 14 | 0.549 | 4.676 | 27.1709 | 53.3349 | 85.6606 | 5.946 | 0 | 0.3653 | 8.88 | 4.3752 | 179.8568 | 0 | 0 | 7.0012 | 0
7624 | 318 | 14 | 11 | Friday | 15 | 0.581 | 8.849 | 27.1709 | 57.8537 | 85.6606 | 5.771 | 0 | 0.5945 | 8.88 | 2.3482 | 188.4588 | 0 | 0 | 6.8436 | 0
7625 | 318 | 14 | 11 | Friday | 16 | 0.57 | 4.448 | 27.1709 | 60.6896 | 85.2073 | 7.694 | 0 | 0.3851 | 11.04 | 0.3685 | 188.7185 | 0 | 0 | 8.9203 | 0
7626 | 318 | 14 | 11 | Friday | 17 | 1.18 | 0.024 | 27.1709 | 43.3704 | 55.9825 | 4.547 | 0 | 0.093 | 14.88 | 0 | 141.5055 | 0 | 0 | 6.1145 | 0
7627 | 318 | 14 | 11 | Friday | 18 | 1.197 | 0 | 13.5854 | 30.6763 | 40.9205 | 3.672 | 0 | 0.0777 | 4.8 | 0 | 90.0071 | 0 | 0 | 5.1822 | 0
7628 | 318 | 14 | 11 | Friday | 19 | 0 | 0 | 0 | 28.3042 | 40.0131 | 2.623 | 0 | 0.0427 | 2.88 | 0 | 71.1937 | 0 | 0 | 2.8467 | 0
7629 | 318 | 14 | 11 | Friday | 20 | 0 | 0 | 0 | 24.1068 | 33.1724 | 2.973 | 0 | 0.0484 | 0.96 | 0 | 58.2348 | 0 | 0 | 3.2265 | 0
7630 | 318 | 14 | 11 | Friday | 21 | 0 | 0 | 0 | 24.1068 | 32.719 | 1.399 | 0 | 0.0228 | 0.96 | 0 | 57.7558 | 0 | 0 | 1.5181 | 0
7631 | 318 | 14 | 11 | Friday | 22 | 0 | 0 | 0 | 12.7362 | 17.8393 | 0.874 | 0 | 0.0142 | 0 | 0 | 30.5537 | 0 | 0 | 0.9492 | 0
7632 | 318 | 14 | 11 | Friday | 23 | 0 | 0 | 0 | 6.1377 | 11.0335 | 0.874 | 0 | 0.0142 | 0 | 0 | 17.1494 | 0 | 0 | 0.9493 | 0
7633 | 319 | 15 | 11 | Saturday | 0 | 0 | 0 | 0 | 5.3495 | 10.6091 | 0.874 | 0 | 0.0142 | 0 | 0 | 15.9376 | 0 | 0 | 0.9493 | 0
7634 | 319 | 15 | 11 | Saturday | 1 | 0 | 0 | 0 | 5.1845 | 10.3969 | 0.874 | 0 | 0.0142 | 0 | 0 | 15.5676 | 0 | 0 | 0.9493 | 0
7635 | 319 | 15 | 11 | Saturday | 2 | 0 | 0 | 0 | 5.1845 | 10.3969 | 0.874 | 0 | 0.0142 | 0 | 0 | 15.5676 | 0 | 0 | 0.9493 | 0
7636 | 319 | 15 | 11 | Saturday | 3 | 0 | 0 | 0 | 5.1845 | 10.3969 | 0.874 | 0 | 0.0142 | 0 | 0 | 15.5676 | 0 | 0 | 0.9493 | 0
7637 | 319 | 15 | 11 | Saturday | 4 | 0 | 0 | 0 | 5.1845 | 10.3969 | 0.874 | 0 | 0.0142 | 0 | 0 | 15.5676 | 0 | 0 | 0.9493 | 0
7638 | 319 | 15 | 11 | Saturday | 5 | 0 | 0 | 0 | 5.6564 | 10.3969 | 1.399 | 0 | 0.0228 | 0 | 0 | 16.0481 | 0 | 0 | 1.5182 | 0
7639 | 319 | 15 | 11 | Saturday | 6 | 0 | 0 | 0 | 10.2167 | 14.454 | 1.224 | 0 | 0.0199 | 0 | 0 | 24.6587 | 0 | 0 | 1.3286 | 0
7640 | 319 | 15 | 11 | Saturday | 7 | 0 | 0 | 0 | 14.0996 | 18.078 | 1.924 | 0 | 0.0313 | 3.84 | 0 | 36.0361 | 0 | 0 | 2.0877 | 0
7641 | 319 | 15 | 11 | Saturday | 8 | 0 | 0 | 0 | 23.4162 | 33.4891 | 2.623 | 0 | 0.0427 | 3.36 | 0.4323 | 60.2832 | 0 | 0 | 2.8468 | 0
7642 | 319 | 15 | 11 | Saturday | 9 | 0 | 0 | 0 | 23.3926 | 36.0383 | 3.672 | 0 | 0.0598 | 5.04 | 4.3137 | 64.5115 | 0 | 0 | 3.9857 | 0
7643 | 319 | 15 | 11 | Saturday | 10 | 0 | 0.29 | 0 | 20.9987 | 36.8872 | 3.323 | 0 | 0.0697 | 4.32 | 9.1598 | 62.5325 | 0 | 0 | 3.606 | 0
7644 | 319 | 15 | 11 | Saturday | 11 | 0 | 3.198 | 0 | 19.9665 | 36.8872 | 4.022 | 0 | 0.2376 | 6 | 11.9577 | 66.1107 | 0 | 0 | 4.3651 | 0
7645 | 319 | 15 | 11 | Saturday | 12 | 0 | 4.262 | 0 | 16.4544 | 26.6109 | 3.497 | 0 | 0.2868 | 5.04 | 11.3585 | 52.4178 | 0 | 0 | 3.7958 | 0
7646 | 319 | 15 | 11 | Saturday | 13 | 0 | 4.662 | 0 | 16.7172 | 26.1571 | 3.323 | 0 | 0.3069 | 3.12 | 7.8771 | 50.7023 | 0 | 0 | 3.606 | 0
7647 | 319 | 15 | 11 | Saturday | 14 | 0 | 4.414 | 0 | 16.6226 | 26.1571 | 2.623 | 0 | 0.2809 | 1.92 | 4.2406 | 49.1408 | 0 | 0 | 2.8468 | 0
7648 | 319 | 15 | 11 | Saturday | 15 | 0 | 5.242 | 0 | 18.2673 | 26.1571 | 2.098 | 0 | 0.319 | 0.96 | 2.0659 | 50.6498 | 0 | 0 | 2.2775 | 0
7649 | 319 | 15 | 11 | Saturday | 16 | 0 | 4.507 | 0 | 19.6187 | 26.1571 | 2.448 | 0 | 0.2833 | 1.2 | 0.4787 | 51.5059 | 0 | 0 | 2.6571 | 0
7650 | 319 | 15 | 11 | Saturday | 17 | 0 | 4.261 | 0 | 13.8282 | 19.2871 | 1.224 | 0 | 0.2496 | 1.44 | 0 | 38.8096 | 0 | 0 | 1.3285 | 0
7651 | 319 | 15 | 11 | Saturday | 18 | 0 | 0 | 0 | 13.8322 | 19.2871 | 1.224 | 0 | 0.0199 | 0 | 0 | 33.0753 | 0 | 0 | 1.3286 | 0
7652 | 319 | 15 | 11 | Saturday | 19 | 0 | 0.9 | 0 | 13.8322 | 19.2871 | 1.224 | 0 | 0.0684 | 0 | 0 | 33.9809 | 0 | 0 | 1.3286 | 0
7653 | 319 | 15 | 11 | Saturday | 20 | 0 | 0.603 | 0 | 13.8282 | 19.2871 | 1.224 | 0 | 0.0523 | 0 | 0 | 33.6821 | 0 | 0 | 1.3286 | 0
7654 | 319 | 15 | 11 | Saturday | 21 | 0 | 0 | 0 | 13.8282 | 19.2871 | 1.574 | 0 | 0.0256 | 0 | 0 | 33.081 | 0 | 0 | 1.7082 | 0
7655 | 319 | 15 | 11 | Saturday | 22 | 0 | 0 | 0 | 12.5503 | 17.5892 | 0.874 | 0 | 0.0142 | 0 | 0 | 30.1097 | 0 | 0 | 0.9492 | 0
7656 | 319 | 15 | 11 | Saturday | 23 | 0 | 0 | 0 | 6.6175 | 11.0335 | 0.874 | 0 | 0.0142 | 0 | 0 | 17.6213 | 0 | 0 | 0.9493 | 0
7657 | 320 | 16 | 11 | Sunday | 0 | 0 | 0 | 0 | 5.3583 | 10.6091 | 0.699 | 0 | 0.0114 | 0 | 0 | 15.9347 | 0 | 0 | 0.7591 | 0
7658 | 320 | 16 | 11 | Sunday | 1 | 0 | 0 | 0 | 5.2005 | 10.3969 | 0.699 | 0 | 0.0114 | 0 | 0 | 15.5648 | 0 | 0 | 0.7592 | 0
7659 | 320 | 16 | 11 | Sunday | 2 | 0 | 0 | 0 | 5.1909 | 10.3969 | 0.699 | 0 | 0.0114 | 0 | 0 | 15.5648 | 0 | 0 | 0.7592 | 0
7660 | 320 | 16 | 11 | Sunday | 3 | 0 | 0 | 0 | 5.1909 | 10.3969 | 0.699 | 0 | 0.0114 | 0 | 0 | 15.5648 | 0 | 0 | 0.7592 | 0
7661 | 320 | 16 | 11 | Sunday | 4 | 0 | 0 | 0 | 5.1909 | 10.3969 | 0.699 | 0 | 0.0114 | 0 | 0 | 15.5648 | 0 | 0 | 0.7592 | 0
7662 | 320 | 16 | 11 | Sunday | 5 | 0 | 0 | 0 | 5.6628 | 10.3969 | 1.224 | 0 | 0.0199 | 0 | 0 | 16.0452 | 0 | 0 | 1.3286 | 0
7663 | 320 | 16 | 11 | Sunday | 6 | 0 | 0 | 0 | 6.1433 | 11.0335 | 0.699 | 0 | 0.0114 | 0 | 0 | 17.1466 | 0 | 0 | 0.7591 | 0
7664 | 320 | 16 | 11 | Sunday | 7 | 0 | 0 | 0 | 9.5606 | 14.6575 | 0.699 | 0 | 0.0114 | 0 | 0 | 24.1879 | 0 | 0 | 0.7592 | 0
7665 | 320 | 16 | 11 | Sunday | 8 | 0 | 0 | 0 | 10.1977 | 15.5065 | 0.699 | 0 | 0.0114 | 0 | 0.2677 | 25.6635 | 0 | 0 | 0.7592 | 0
7666 | 320 | 16 | 11 | Sunday | 9 | 0 | 0 | 0 | 9.8124 | 15.5065 | 0.699 | 0 | 0.0114 | 0 | 2.3592 | 25.2783 | 0 | 0 | 0.7592 | 0
7667 | 320 | 16 | 11 | Sunday | 10 | 0 | 0 | 0 | 9.7759 | 16.3554 | 0.699 | 0 | 0.0114 | 0 | 4.5491 | 26.1003 | 0 | 0 | 0.7592 | 0
7668 | 320 | 16 | 11 | Sunday | 11 | 0 | 0 | 0 | 9.493 | 16.3554 | 1.049 | 0 | 0.0171 | 0 | 6.0235 | 25.8175 | 0 | 0 | 1.1387 | 0
7669 | 320 | 16 | 11 | Sunday | 12 | 0 | 0.297 | 0 | 12.6435 | 20.794 | 1.049 | 0 | 0.033 | 0 | 7.9738 | 33.7114 | 0 | 0 | 1.1387 | 0
7670 | 320 | 16 | 11 | Sunday | 13 | 0 | 0.903 | 0 | 12.7467 | 20.794 | 1.574 | 0 | 0.0741 | 0 | 9.3203 | 34.4349 | 0 | 0 | 1.7082 | 0
7671 | 320 | 16 | 11 | Sunday | 14 | 0 | 1.057 | 0 | 13.1034 | 20.794 | 1.049 | 0 | 0.0738 | 0 | 6.3068 | 34.9386 | 0 | 0 | 1.1387 | 0
7672 | 320 | 16 | 11 | Sunday | 15 | 0 | 1.664 | 0 | 14.0682 | 20.794 | 0.699 | 0 | 0.1007 | 0 | 2.5919 | 36.5132 | 0 | 0 | 0.7591 | 0
7673 | 320 | 16 | 11 | Sunday | 16 | 0 | 0.75 | 0 | 14.56 | 20.3695 | 0.699 | 0 | 0.0516 | 0 | 0.4831 | 35.6448 | 0 | 0 | 0.7592 | 0
7674 | 320 | 16 | 11 | Sunday | 17 | 0 | 0 | 0 | 14.1667 | 19.916 | 0.699 | 0 | 0.0114 | 0 | 0 | 34.0445 | 0 | 0 | 0.7592 | 0
7675 | 320 | 16 | 11 | Sunday | 18 | 0 | 0 | 0 | 14.1691 | 19.916 | 0.699 | 0 | 0.0114 | 0 | 0 | 34.0445 | 0 | 0 | 0.7592 | 0
7676 | 320 | 16 | 11 | Sunday | 19 | 0 | 0 | 0 | 14.1675 | 19.916 | 0.699 | 0 | 0.0114 | 0 | 0 | 34.0445 | 0 | 0 | 0.7592 | 0
7677 | 320 | 16 | 11 | Sunday | 20 | 0 | 0 | 0 | 13.6956 | 19.916 | 0.699 | 0 | 0.0114 | 0 | 0 | 33.5726 | 0 | 0 | 0.7592 | 0
7678 | 320 | 16 | 11 | Sunday | 21 | 0 | 0 | 0 | 13.6956 | 19.916 | 1.224 | 0 | 0.0199 | 0 | 0 | 33.5811 | 0 | 0 | 1.3286 | 0
7679 | 320 | 16 | 11 | Sunday | 22 | 0 | 0 | 0 | 6.2927 | 11.8825 | 0.699 | 0 | 0.0114 | 0 | 0 | 18.1546 | 0 | 0 | 0.7591 | 0
7680 | 320 | 16 | 11 | Sunday | 23 | 0 | 0 | 0 | 5.6618 | 11.0335 | 0.699 | 0 | 0.0114 | 0 | 0 | 16.6747 | 0 | 0 | 0.7592 | 0
7681 | 321 | 17 | 11 | Monday | 0 | 0 | 0 | 0 | 5.1885 | 10.3969 | 0.874 | 0 | 0.0142 | 0 | 0 | 15.5676 | 0 | 0 | 0.9493 | 0
7682 | 321 | 17 | 11 | Monday | 1 | 0 | 0 | 0 | 5.1829 | 10.3969 | 0.874 | 0 | 0.0142 | 0 | 0 | 15.5676 | 0 | 0 | 0.9493 | 0
7683 | 321 | 17 | 11 | Monday | 2 | 0 | 0 | 0 | 5.1829 | 10.3969 | 0.874 | 0 | 0.0142 | 0 | 0 | 15.5676 | 0 | 0 | 0.9493 | 0
7684 | 321 | 17 | 11 | Monday | 3 | 0 | 0 | 0 | 5.1829 | 10.3969 | 0.874 | 0 | 0.0142 | 0 | 0 | 15.5676 | 0 | 0 | 0.9493 | 0
7685 | 321 | 17 | 11 | Monday | 4 | 0 | 0 | 0 | 5.6548 | 10.3969 | 0.874 | 0 | 0.0142 | 0 | 0 | 16.0395 | 0 | 0 | 0.9493 | 0
7686 | 321 | 17 | 11 | Monday | 5 | 0 | 0 | 3.4475 | 8.8552 | 14.4831 | 1.399 | 0 | 0.0228 | 0 | 0 | 26.7822 | 0 | 0 | 1.5182 | 0
7687 | 321 | 17 | 11 | Monday | 6 | 5.484 | 0 | 3.4475 | 17.0169 | 21.1313 | 1.224 | 0 | 0.1028 | 0 | 0 | 41.6649 | 0 | 0 | 6.8123 | 0
7688 | 321 | 17 | 11 | Monday | 7 | 26.881 | 3.481 | 22.4262 | 28.3214 | 37.109 | 3.323 | 0 | 0.5453 | 8.4 | 0 | 99.5021 | 0 | 0 | 30.4935 | 0
7689 | 321 | 17 | 11 | Monday | 8 | 6.472 | 0 | 27.1709 | 55.105 | 79.9326 | 6.12 | 0 | 0.1931 | 16.56 | 0.3632 | 178.9751 | 0 | 0 | 13.1134 | 0
7690 | 321 | 17 | 11 | Monday | 9 | 3.281 | 0 | 27.1709 | 55.0453 | 84.3871 | 6.645 | 0 | 0.1582 | 10.32 | 3.6635 | 177.0742 | 0 | 0 | 10.4914 | 0
7691 | 321 | 17 | 11 | Monday | 10 | 3.189 | 1.849 | 27.1709 | 49.2495 | 85.6606 | 6.82 | 0 | 0.2594 | 8.88 | 8.1767 | 172.98 | 0 | 0 | 10.5892 | 0
7692 | 321 | 17 | 11 | Monday | 11 | 2.749 | 4.268 | 27.1709 | 45.6862 | 85.6606 | 8.219 | 0 | 0.4092 | 10.32 | 11.1875 | 173.3073 | 0 | 0 | 11.6669 | 0
7693 | 321 | 17 | 11 | Monday | 12 | 3.353 | 3.722 | 27.1709 | 42.2499 | 78.8121 | 9.968 | 0 | 0.4171 | 13.92 | 10.7478 | 166.1218 | 0 | 0 | 14.1676 | 0
7694 | 321 | 17 | 11 | Monday | 13 | 2.513 | 3.989 | 27.1709 | 46.5521 | 85.6606 | 9.443 | 0 | 0.4106 | 11.52 | 7.5249 | 175.1129 | 0 | 0 | 12.7586 | 0
7695 | 321 | 17 | 11 | Monday | 14 | 2.319 | 3.865 | 27.1709 | 52.6999 | 85.6606 | 5.946 | 0 | 0.3408 | 8.88 | 4.0321 | 178.4239 | 0 | 0 | 8.7706 | 0
7696 | 321 | 17 | 11 | Monday | 15 | 2.218 | 5.252 | 27.1709 | 59.0685 | 85.6606 | 5.771 | 0 | 0.4149 | 8.88 | 1.6997 | 186.1884 | 0 | 0 | 8.4806 | 0
7697 | 321 | 17 | 11 | Monday | 16 | 2.219 | 2.823 | 27.1709 | 60.7301 | 85.2073 | 7.694 | 0 | 0.3125 | 11.04 | 0.331 | 187.1373 | 0 | 0 | 10.5685 | 0
7698 | 321 | 17 | 11 | Monday | 17 | 4.921 | 0.032 | 27.1709 | 43.3704 | 55.9825 | 4.547 | 0 | 0.1499 | 14.88 | 0 | 141.5693 | 0 | 0 | 9.8548 | 0
7699 | 321 | 17 | 11 | Monday | 18 | 5.951 | 0 | 13.5854 | 30.6763 | 40.9205 | 3.672 | 0 | 0.1507 | 4.8 | 0 | 90.0801 | 0 | 0 | 9.9351 | 0
7700 | 321 | 17 | 11 | Monday | 19 | 0 | 0 | 0 | 28.3042 | 40.0131 | 2.623 | 0 | 0.0427 | 2.88 | 0 | 71.1937 | 0 | 0 | 2.8467 | 0
7701 | 321 | 17 | 11 | Monday | 20 | 0 | 0 | 0 | 24.1068 | 33.1724 | 2.973 | 0 | 0.0484 | 0.96 | 0 | 58.2348 | 0 | 0 | 3.2265 | 0
7702 | 321 | 17 | 11 | Monday | 21 | 0 | 0 | 0 | 24.1068 | 32.719 | 1.399 | 0 | 0.0228 | 0.96 | 0 | 57.7558 | 0 | 0 | 1.5181 | 0
7703 | 321 | 17 | 11 | Monday | 22 | 0 | 0 | 0 | 12.7362 | 17.8393 | 0.874 | 0 | 0.0142 | 0 | 0 | 30.5537 | 0 | 0 | 0.9492 | 0
7704 | 321 | 17 | 11 | Monday | 23 | 0 | 0 | 0 | 6.1377 | 11.0335 | 0.874 | 0 | 0.0142 | 0 | 0 | 17.1494 | 0 | 0 | 0.9493 | 0
7705 | 322 | 18 | 11 | Tuesday | 0 | 0 | 0 | 0 | 5.1885 | 10.3969 | 0.874 | 0 | 0.0142 | 0 | 0 | 15.5676 | 0 | 0 | 0.9493 | 0
7706 | 322 | 18 | 11 | Tuesday | 1 | 0 | 0 | 0 | 5.1829 | 10.3969 | 0.874 | 0 | 0.0142 | 0 | 0 | 15.5676 | 0 | 0 | 0.9493 | 0
7707 | 322 | 18 | 11 | Tuesday | 2 | 0 | 0 | 0 | 5.1829 | 10.3969 | 0.874 | 0 | 0.0142 | 0 | 0 | 15.5676 | 0 | 0 | 0.9493 | 0
7708 | 322 | 18 | 11 | Tuesday | 3 | 0 | 0 | 0 | 5.1829 | 10.3969 | 0.874 | 0 | 0.0142 | 0 | 0 | 15.5676 | 0 | 0 | 0.9493 | 0
7709 | 322 | 18 | 11 | Tuesday | 4 | 0 | 0 | 0 | 5.6548 | 10.3969 | 0.874 | 0 | 0.0142 | 0 | 0 | 16.0395 | 0 | 0 | 0.9493 | 0
7710 | 322 | 18 | 11 | Tuesday | 5 | 0 | 0 | 1.2641 | 8.8552 | 14.4831 | 1.399 | 0 | 0.0228 | 0 | 0 | 24.5988 | 0 | 0 | 1.5182 | 0
7711 | 322 | 18 | 11 | Tuesday | 6 | 5.437 | 0 | 3.4475 | 17.0169 | 21.1313 | 1.224 | 0 | 0.102 | 0 | 0 | 41.6642 | 0 | 0 | 6.7659 | 0
7712 | 322 | 18 | 11 | Tuesday | 7 | 19.43 | 2.159 | 14.5184 | 28.3214 | 37.109 | 3.323 | 0 | 0.3938 | 8.4 | 0 | 90.6519 | 0 | 0 | 23.0406 | 0
7713 | 322 | 18 | 11 | Tuesday | 8 | 7.689 | 0 | 27.1709 | 55.0345 | 79.9326 | 6.12 | 0 | 0.2129 | 16.56 | 0.4657 | 178.9245 | 0 | 0 | 14.3299 | 0
7714 | 322 | 18 | 11 | Tuesday | 9 | 4.324 | 0 | 27.1709 | 51.3783 | 84.3871 | 6.645 | 0 | 0.174 | 10.32 | 4.7329 | 173.423 | 0 | 0 | 11.5346 | 0
7715 | 322 | 18 | 11 | Tuesday | 10 | 3.902 | 0 | 27.1709 | 45.7071 | 85.6606 | 6.82 | 0 | 0.1705 | 8.88 | 10.196 | 167.5867 | 0 | 0 | 11.3023 | 0
7716 | 322 | 18 | 11 | Tuesday | 11 | 2.569 | 2.224 | 27.1709 | 45.0089 | 85.6606 | 8.219 | 0 | 0.2939 | 10.32 | 14.3692 | 170.5669 | 0 | 0 | 11.4876 | 0
7717 | 322 | 18 | 11 | Tuesday | 12 | 3.05 | 2.261 | 27.1709 | 41.9858 | 78.8121 | 9.968 | 0 | 0.3325 | 13.92 | 15.4183 | 164.3817 | 0 | 0 | 13.8651 | 0
7718 | 322 | 18 | 11 | Tuesday | 13 | 2.221 | 2.454 | 27.1709 | 44.5215 | 85.6606 | 9.443 | 0 | 0.3224 | 11.52 | 13.2033 | 171.5315 | 0 | 0 | 12.4668 | 0
7719 | 322 | 18 | 11 | Tuesday | 14 | 2.144 | 2.438 | 27.1709 | 45.9825 | 85.6606 | 5.946 | 0 | 0.2616 | 8.88 | 7.3884 | 170.267 | 0 | 0 | 8.5959 | 0
7720 | 322 | 18 | 11 | Tuesday | 15 | 2.014 | 4.029 | 27.1709 | 54.1264 | 85.6606 | 5.771 | 0 | 0.3438 | 8.88 | 2.7479 | 180.0096 | 0 | 0 | 8.2764 | 0
7721 | 322 | 18 | 11 | Tuesday | 16 | 1.966 | 1.418 | 27.1709 | 60.4482 | 85.2073 | 7.694 | 0 | 0.2317 | 11.04 | 0.5059 | 185.4359 | 0 | 0 | 10.3158 | 0
7722 | 322 | 18 | 11 | Tuesday | 17 | 4.752 | 0 | 27.1709 | 43.3704 | 55.9825 | 4.547 | 0 | 0.1456 | 14.88 | 0 | 141.5349 | 0 | 0 | 9.6854 | 0
7723 | 322 | 18 | 11 | Tuesday | 18 | 5.576 | 0 | 13.5854 | 30.6763 | 40.9205 | 3.672 | 0 | 0.1448 | 4.8 | 0 | 90.0742 | 0 | 0 | 9.56 | 0
7724 | 322 | 18 | 11 | Tuesday | 19 | 0 | 0 | 0 | 28.3042 | 40.0131 | 2.623 | 0 | 0.0427 | 2.88 | 0 | 71.1937 | 0 | 0 | 2.8467 | 0
7725 | 322 | 18 | 11 | Tuesday | 20 | 0 | 0 | 0 | 24.1068 | 33.1724 | 2.973 | 0 | 0.0484 | 0.96 | 0 | 58.2348 | 0 | 0 | 3.2265 | 0
7726 | 322 | 18 | 11 | Tuesday | 21 | 0 | 0 | 0 | 24.1068 | 32.719 | 1.399 | 0 | 0.0228 | 0.96 | 0 | 57.7558 | 0 | 0 | 1.5181 | 0
7727 | 322 | 18 | 11 | Tuesday | 22 | 0 | 0 | 0 | 12.7362 | 17.8393 | 0.874 | 0 | 0.0142 | 0 | 0 | 30.5537 | 0 | 0 | 0.9492 | 0
7728 | 322 | 18 | 11 | Tuesday | 23 | 0 | 0 | 0 | 6.1377 | 11.0335 | 0.874 | 0 | 0.0142 | 0 | 0 | 17.1494 | 0 | 0 | 0.9493 | 0
7729 | 323 | 19 | 11 | Wednesday | 0 | 0 | 0 | 0 | 5.1885 | 10.3969 | 0.874 | 0 | 0.0142 | 0 | 0 | 15.5676 | 0 | 0 | 0.9493 | 0
7730 | 323 | 19 | 11 | Wednesday | 1 | 0 | 0 | 0 | 5.1829 | 10.3969 | 0.874 | 0 | 0.0142 | 0 | 0 | 15.5676 | 0 | 0 | 0.9493 | 0
7731 | 323 | 19 | 11 | Wednesday | 2 | 0 | 0 | 0 | 5.1829 | 10.3969 | 0.874 | 0 | 0.0142 | 0 | 0 | 15.5676 | 0 | 0 | 0.9493 | 0
7732 | 323 | 19 | 11 | Wednesday | 3 | 0 | 0 | 0 | 5.1829 | 10.3969 | 0.874 | 0 | 0.0142 | 0 | 0 | 15.5676 | 0 | 0 | 0.9493 | 0
7733 | 323 | 19 | 11 | Wednesday | 4 | 0 | 0 | 0 | 5.6548 | 10.3969 | 0.874 | 0 | 0.0142 | 0 | 0 | 16.0395 | 0 | 0 | 0.9493 | 0
7734 | 323 | 19 | 11 | Wednesday | 5 | 0 | 0 | 0 | 8.8552 | 14.4831 | 1.399 | 0 | 0.0228 | 0 | 0 | 23.3347 | 0 | 0 | 1.5182 | 0
7735 | 323 | 19 | 11 | Wednesday | 6 | 0 | 0 | 0 | 17.0169 | 21.1313 | 1.224 | 0 | 0.0199 | 0 | 0 | 38.1346 | 0 | 0 | 1.3286 | 0
7736 | 323 | 19 | 11 | Wednesday | 7 | 12.456 | 2.045 | 11.2404 | 28.3214 | 37.109 | 3.323 | 0 | 0.3503 | 8.4 | 0 | 87.2329 | 0 | 0 | 16.0623 | 0
7737 | 323 | 19 | 11 | Wednesday | 8 | 4.994 | 0 | 27.1709 | 55.158 | 79.9326 | 6.12 | 0 | 0.1743 | 16.56 | 0.0783 | 179.0094 | 0 | 0 | 11.6351 | 0
7738 | 323 | 19 | 11 | Wednesday | 9 | 1.807 | 0 | 27.1709 | 59.7275 | 84.3871 | 6.645 | 0 | 0.1359 | 10.32 | 0.6834 | 181.7342 | 0 | 0 | 9.0186 | 0
7739 | 323 | 19 | 11 | Wednesday | 10 | 1.563 | 0.741 | 27.1709 | 58.5672 | 85.6606 | 6.82 | 0 | 0.1754 | 8.88 | 1.8094 | 181.1578 | 0 | 0 | 8.964 | 0
7740 | 323 | 19 | 11 | Wednesday | 11 | 1.447 | 2.24 | 27.1709 | 54.3247 | 85.6606 | 8.219 | 0 | 0.2785 | 10.32 | 3.1237 | 179.8823 | 0 | 0 | 10.3657 | 0
7741 | 323 | 19 | 11 | Wednesday | 12 | 1.692 | 1.486 | 27.1709 | 49.9396 | 78.8121 | 9.968 | 0 | 0.2698 | 13.92 | 3.2305 | 171.5338 | 0 | 0 | 12.5071 | 0
7742 | 323 | 19 | 11 | Wednesday | 13 | 1.388 | 2.685 | 27.1709 | 55.1869 | 85.6606 | 9.443 | 0 | 0.3221 | 11.52 | 2.4772 | 182.4162 | 0 | 0 | 11.6344 | 0
7743 | 323 | 19 | 11 | Wednesday | 14 | 1.196 | 2.086 | 27.1709 | 57.5779 | 85.6606 | 5.946 | 0 | 0.2281 | 8.88 | 1.8866 | 181.4937 | 0 | 0 | 7.6485 | 0
7744 | 323 | 19 | 11 | Wednesday | 15 | 1.129 | 3.603 | 27.1709 | 60.1215 | 85.6606 | 5.771 | 0 | 0.3083 | 8.88 | 1.1222 | 185.563 | 0 | 0 | 7.3914 | 0
7745 | 323 | 19 | 11 | Wednesday | 16 | 1.166 | 1.871 | 27.1709 | 60.7506 | 85.2073 | 7.694 | 0 | 0.2454 | 11.04 | 0.2343 | 186.1834 | 0 | 0 | 9.5153 | 0
7746 | 323 | 19 | 11 | Wednesday | 17 | 2.419 | 0 | 27.1709 | 43.3704 | 55.9825 | 4.547 | 0 | 0.1103 | 14.88 | 0 | 141.4996 | 0 | 0 | 7.3528 | 0
7747 | 323 | 19 | 11 | Wednesday | 18 | 2.778 | 0 | 13.5854 | 30.6763 | 40.9205 | 3.672 | 0 | 0.1017 | 4.8 | 0 | 90.031 | 0 | 0 | 6.763 | 0
7748 | 323 | 19 | 11 | Wednesday | 19 | 0 | 0 | 0 | 28.3042 | 40.0131 | 2.623 | 0 | 0.0427 | 2.88 | 0 | 71.1937 | 0 | 0 | 2.8467 | 0
7749 | 323 | 19 | 11 | Wednesday | 20 | 0 | 0 | 0 | 24.1068 | 33.1724 | 2.973 | 0 | 0.0484 | 0.96 | 0 | 58.2348 | 0 | 0 | 3.2265 | 0
7750 | 323 | 19 | 11 | Wednesday | 21 | 0 | 0 | 0 | 24.1068 | 32.719 | 1.399 | 0 | 0.0228 | 0.96 | 0 | 57.7558 | 0 | 0 | 1.5181 | 0
7751 | 323 | 19 | 11 | Wednesday | 22 | 0 | 0 | 0 | 12.7362 | 17.8393 | 0.874 | 0 | 0.0142 | 0 | 0 | 30.5537 | 0 | 0 | 0.9492 | 0
7752 | 323 | 19 | 11 | Wednesday | 23 | 0 | 0 | 0 | 6.1377 | 11.0335 | 0.874 | 0 | 0.0142 | 0 | 0 | 17.1494 | 0 | 0 | 0.9493 | 0
7753 | 324 | 20 | 11 | Thursday | 0 | 0 | 0 | 0 | 5.1885 | 10.3969 | 0.874 | 0 | 0.0142 | 0 | 0 | 15.5676 | 0 | 0 | 0.9493 | 0
7754 | 324 | 20 | 11 | Thursday | 1 | 0 | 0 | 0 | 5.1829 | 10.3969 | 0.874 | 0 | 0.0142 | 0 | 0 | 15.5676 | 0 | 0 | 0.9493 | 0
7755 | 324 | 20 | 11 | Thursday | 2 | 0 | 0 | 0 | 5.1829 | 10.3969 | 0.874 | 0 | 0.0142 | 0 | 0 | 15.5676 | 0 | 0 | 0.9493 | 0
7756 | 324 | 20 | 11 | Thursday | 3 | 0 | 0 | 0 | 5.1829 | 10.3969 | 0.874 | 0 | 0.0142 | 0 | 0 | 15.5676 | 0 | 0 | 0.9493 | 0
7757 | 324 | 20 | 11 | Thursday | 4 | 0 | 0 | 0 | 5.6548 | 10.3969 | 0.874 | 0 | 0.0142 | 0 | 0 | 16.0395 | 0 | 0 | 0.9493 | 0
7758 | 324 | 20 | 11 | Thursday | 5 | 0 | 0 | 0 | 8.8552 | 14.4831 | 1.399 | 0 | 0.0228 | 0 | 0 | 23.3347 | 0 | 0 | 1.5182 | 0
7759 | 324 | 20 | 11 | Thursday | 6 | 0 | 0 | 0 | 17.0169 | 21.1313 | 1.224 | 0 | 0.0199 | 0 | 0 | 38.1346 | 0 | 0 | 1.3286 | 0
7760 | 324 | 20 | 11 | Thursday | 7 | 1.326 | 2.063 | 3.9539 | 28.3214 | 37.109 | 3.323 | 0 | 0.1878 | 8.4 | 0 | 79.7971 | 0 | 0 | 4.932 | 0
7761 | 324 | 20 | 11 | Thursday | 8 | 4.06 | 0 | 27.1709 | 55.158 | 79.9326 | 6.12 | 0 | 0.1613 | 16.56 | 0.0901 | 178.9964 | 0 | 0 | 10.7014 | 0
7762 | 324 | 20 | 11 | Thursday | 9 | 1.589 | 0 | 27.1709 | 59.6586 | 84.3871 | 6.645 | 0 | 0.1326 | 10.32 | 0.7675 | 181.662 | 0 | 0 | 8.8 | 0
7763 | 324 | 20 | 11 | Thursday | 10 | 1.237 | 0.739 | 27.1709 | 58.2769 | 85.6606 | 6.82 | 0 | 0.1704 | 8.88 | 1.9286 | 180.86 | 0 | 0 | 8.6377 | 0
7764 | 324 | 20 | 11 | Thursday | 11 | 1.121 | 2.224 | 27.1709 | 53.3663 | 85.6606 | 8.219 | 0 | 0.273 | 10.32 | 3.5639 | 178.9035 | 0 | 0 | 10.0398 | 0
7765 | 324 | 20 | 11 | Thursday | 12 | 1.238 | 1.271 | 27.1709 | 48.6211 | 78.8121 | 9.968 | 0 | 0.2515 | 13.92 | 3.9122 | 169.9919 | 0 | 0 | 12.0538 | 0
7766 | 324 | 20 | 11 | Thursday | 13 | 0.984 | 2.11 | 27.1709 | 54.682 | 85.6606 | 9.443 | 0 | 0.2851 | 11.52 | 2.9765 | 181.3268 | 0 | 0 | 11.2305 | 0
7767 | 324 | 20 | 11 | Thursday | 14 | 0.96 | 2.552 | 27.1709 | 58.162 | 85.6606 | 5.946 | 0 | 0.2491 | 8.88 | 1.8695 | 182.5427 | 0 | 0 | 7.412 | 0
7768 | 324 | 20 | 11 | Thursday | 15 | 1.008 | 5.418 | 27.1709 | 60.5857 | 85.6606 | 5.771 | 0 | 0.41 | 8.88 | 0.7578 | 187.8595 | 0 | 0 | 7.2701 | 0
7769 | 324 | 20 | 11 | Thursday | 16 | 0.981 | 1.929 | 27.1709 | 60.7529 | 85.2073 | 7.694 | 0 | 0.2452 | 11.04 | 0.1515 | 186.2404 | 0 | 0 | 9.3305 | 0
7770 | 324 | 20 | 11 | Thursday | 17 | 1.754 | 0.095 | 27.1709 | 43.3704 | 55.9825 | 4.547 | 0 | 0.1054 | 14.88 | 0 | 141.5857 | 0 | 0 | 6.6882 | 0
7771 | 324 | 20 | 11 | Thursday | 18 | 1.941 | 0 | 13.5854 | 30.6763 | 40.9205 | 3.672 | 0 | 0.0889 | 4.8 | 0 | 90.0183 | 0 | 0 | 5.9266 | 0
7772 | 324 | 20 | 11 | Thursday | 19 | 0 | 0 | 0 | 28.3042 | 40.0131 | 2.623 | 0 | 0.0427 | 2.88 | 0 | 71.1937 | 0 | 0 | 2.8467 | 0
7773 | 324 | 20 | 11 | Thursday | 20 | 0 | 0 | 0 | 24.1068 | 33.1724 | 2.973 | 0 | 0.0484 | 0.96 | 0 | 58.2348 | 0 | 0 | 3.2265 | 0
7774 | 324 | 20 | 11 | Thursday | 21 | 0 | 0 | 0 | 24.1068 | 32.719 | 1.399 | 0 | 0.0228 | 0.96 | 0 | 57.7558 | 0 | 0 | 1.5181 | 0
7775 | 324 | 20 | 11 | Thursday | 22 | 0 | 0 | 0 | 12.7362 | 17.8393 | 0.874 | 0 | 0.0142 | 0 | 0 | 30.5537 | 0 | 0 | 0.9492 | 0
7776 | 324 | 20 | 11 | Thursday | 23 | 0 | 0 | 0 | 6.1377 | 11.0335 | 0.874 | 0 | 0.0142 | 0 | 0 | 17.1494 | 0 | 0 | 0.9493 | 0
7777 | 325 | 21 | 11 | Friday | 0 | 0 | 0 | 0 | 5.1885 | 10.3969 | 0.874 | 0 | 0.0142 | 0 | 0 | 15.5676 | 0 | 0 | 0.9493 | 0
7778 | 325 | 21 | 11 | Friday | 1 | 0 | 0 | 0 | 5.1829 | 10.3969 | 0.874 | 0 | 0.0142 | 0 | 0 | 15.5676 | 0 | 0 | 0.9493 | 0
7779 | 325 | 21 | 11 | Friday | 2 | 0 | 0 | 0 | 5.1829 | 10.3969 | 0.874 | 0 | 0.0142 | 0 | 0 | 15.5676 | 0 | 0 | 0.9493 | 0
7780 | 325 | 21 | 11 | Friday | 3 | 0 | 0 | 0 | 5.1829 | 10.3969 | 0.874 | 0 | 0.0142 | 0 | 0 | 15.5676 | 0 | 0 | 0.9493 | 0
7781 | 325 | 21 | 11 | Friday | 4 | 0 | 0 | 0 | 5.6548 | 10.3969 | 0.874 | 0 | 0.0142 | 0 | 0 | 16.0395 | 0 | 0 | 0.9493 | 0
7782 | 325 | 21 | 11 | Friday | 5 | 0 | 0 | 0 | 8.8552 | 14.4831 | 1.399 | 0 | 0.0228 | 0 | 0 | 23.3347 | 0 | 0 | 1.5182 | 0
7783 | 325 | 21 | 11 | Friday | 6 | 0 | 0 | 0 | 17.0169 | 21.1313 | 1.224 | 0 | 0.0199 | 0 | 0 | 38.1346 | 0 | 0 | 1.3286 | 0
7784 | 325 | 21 | 11 | Friday | 7 | 1.619 | 1.921 | 4.8596 | 28.3214 | 37.109 | 3.323 | 0 | 0.1846 | 8.4 | 0 | 80.5778 | 0 | 0 | 5.2256 | 0
7785 | 325 | 21 | 11 | Friday | 8 | 5.515 | 0 | 27.1709 | 55.1502 | 79.9326 | 6.12 | 0 | 0.1835 | 16.56 | 0.2683 | 179.0108 | 0 | 0 | 12.1561 | 0
7786 | 325 | 21 | 11 | Friday | 9 | 1.819 | 0 | 27.1709 | 57.3579 | 84.3871 | 6.645 | 0 | 0.1361 | 10.32 | 2.5033 | 179.3647 | 0 | 0 | 9.0297 | 0
7787 | 325 | 21 | 11 | Friday | 10 | 1.8 | 0.737 | 27.1709 | 53.2984 | 85.6606 | 6.82 | 0 | 0.1788 | 8.88 | 4.1882 | 175.8888 | 0 | 0 | 9.2007 | 0
7788 | 325 | 21 | 11 | Friday | 11 | 1.409 | 0.635 | 27.1709 | 51.5209 | 85.6606 | 8.219 | 0 | 0.1904 | 10.32 | 4.4356 | 175.461 | 0 | 0 | 10.3272 | 0
7789 | 325 | 21 | 11 | Friday | 12 | 1.624 | 0.829 | 27.1709 | 47.8159 | 78.8121 | 9.968 | 0 | 0.2335 | 13.92 | 4.5218 | 168.7474 | 0 | 0 | 12.4396 | 0
7790 | 325 | 21 | 11 | Friday | 13 | 1.38 | 1.876 | 27.1709 | 50.7694 | 85.6606 | 9.443 | 0 | 0.2779 | 11.52 | 4.6769 | 177.1836 | 0 | 0 | 11.6266 | 0
7791 | 325 | 21 | 11 | Friday | 14 | 1.288 | 1.869 | 27.1709 | 53.2517 | 85.6606 | 5.946 | 0 | 0.2177 | 8.88 | 4.2605 | 176.9509 | 0 | 0 | 7.7404 | 0
7792 | 325 | 21 | 11 | Friday | 15 | 1.25 | 2.238 | 27.1709 | 58.4506 | 85.6606 | 5.771 | 0 | 0.2333 | 8.88 | 2.2065 | 182.5161 | 0 | 0 | 7.5121 | 0
7793 | 325 | 21 | 11 | Friday | 16 | 1.296 | 1.326 | 27.1709 | 60.7153 | 85.2073 | 7.694 | 0 | 0.218 | 11.04 | 0.3354 | 185.6018 | 0 | 0 | 9.6452 | 0
7794 | 325 | 21 | 11 | Friday | 17 | 2.358 | 0 | 27.1709 | 43.3704 | 55.9825 | 4.547 | 0 | 0.1094 | 14.88 | 0 | 141.4987 | 0 | 0 | 7.2924 | 0
7795 | 325 | 21 | 11 | Friday | 18 | 2.748 | 0 | 13.5854 | 30.6763 | 40.9205 | 3.672 | 0 | 0.1012 | 4.8 | 0 | 90.0306 | 0 | 0 | 6.7334 | 0
7796 | 325 | 21 | 11 | Friday | 19 | 0 | 0 | 0 | 28.3042 | 40.0131 | 2.623 | 0 | 0.0427 | 2.88 | 0 | 71.1937 | 0 | 0 | 2.8467 | 0
7797 | 325 | 21 | 11 | Friday | 20 | 0 | 0 | 0 | 24.1068 | 33.1724 | 2.973 | 0 | 0.0484 | 0.96 | 0 | 58.2348 | 0 | 0 | 3.2265 | 0
7798 | 325 | 21 | 11 | Friday | 21 | 0 | 0 | 0 | 24.1068 | 32.719 | 1.399 | 0 | 0.0228 | 0.96 | 0 | 57.7558 | 0 | 0 | 1.5181 | 0
7799 | 325 | 21 | 11 | Friday | 22 | 0 | 0 | 0 | 12.7362 | 17.8393 | 0.874 | 0 | 0.0142 | 0 | 0 | 30.5537 | 0 | 0 | 0.9492 | 0
7800 | 325 | 21 | 11 | Friday | 23 | 0 | 0 | 0 | 6.1377 | 11.0335 | 0.874 | 0 | 0.0142 | 0 | 0 | 17.1494 | 0 | 0 | 0.9493 | 0
7801 | 326 | 22 | 11 | Saturday | 0 | 0 | 0 | 0 | 5.3495 | 10.6091 | 0.874 | 0 | 0.0142 | 0 | 0 | 15.9376 | 0 | 0 | 0.9493 | 0
7802 | 326 | 22 | 11 | Saturday | 1 | 0 | 0 | 0 | 5.1845 | 10.3969 | 0.874 | 0 | 0.0142 | 0 | 0 | 15.5676 | 0 | 0 | 0.9493 | 0
7803 | 326 | 22 | 11 | Saturday | 2 | 0 | 0 | 0 | 5.1845 | 10.3969 | 0.874 | 0 | 0.0142 | 0 | 0 | 15.5676 | 0 | 0 | 0.9493 | 0
7804 | 326 | 22 | 11 | Saturday | 3 | 0 | 0 | 0 | 5.1845 | 10.3969 | 0.874 | 0 | 0.0142 | 0 | 0 | 15.5676 | 0 | 0 | 0.9493 | 0
7805 | 326 | 22 | 11 | Saturday | 4 | 0 | 0 | 0 | 5.1845 | 10.3969 | 0.874 | 0 | 0.0142 | 0 | 0 | 15.5676 | 0 | 0 | 0.9493 | 0
7806 | 326 | 22 | 11 | Saturday | 5 | 0 | 0 | 0 | 5.6564 | 10.3969 | 1.399 | 0 | 0.0228 | 0 | 0 | 16.0481 | 0 | 0 | 1.5182 | 0
7807 | 326 | 22 | 11 | Saturday | 6 | 0 | 0 | 0 | 10.2167 | 14.454 | 1.224 | 0 | 0.0199 | 0 | 0 | 24.6587 | 0 | 0 | 1.3286 | 0
7808 | 326 | 22 | 11 | Saturday | 7 | 0 | 0 | 0 | 14.0996 | 18.078 | 1.924 | 0 | 0.0313 | 3.84 | 0 | 36.0361 | 0 | 0 | 2.0877 | 0
7809 | 326 | 22 | 11 | Saturday | 8 | 0 | 0 | 0 | 23.4446 | 33.4891 | 2.623 | 0 | 0.0427 | 3.36 | 0.3343 | 60.3116 | 0 | 0 | 2.8468 | 0
7810 | 326 | 22 | 11 | Saturday | 9 | 0 | 0 | 0 | 23.983 | 36.0383 | 3.672 | 0 | 0.0598 | 5.04 | 2.9483 | 65.102 | 0 | 0 | 3.9857 | 0
7811 | 326 | 22 | 11 | Saturday | 10 | 0 | 0 | 0 | 21.8457 | 36.8872 | 3.323 | 0 | 0.0541 | 4.32 | 5.2002 | 63.0878 | 0 | 0 | 3.606 | 0
7812 | 326 | 22 | 11 | Saturday | 11 | 0 | 1.207 | 0 | 20.7488 | 36.8872 | 4.022 | 0 | 0.1309 | 6 | 6.7 | 64.8894 | 0 | 0 | 4.3651 | 0
7813 | 326 | 22 | 11 | Saturday | 12 | 0 | 2.447 | 0 | 16.2548 | 26.6109 | 3.497 | 0 | 0.1885 | 5.04 | 7.2602 | 50.3904 | 0 | 0 | 3.7958 | 0
7814 | 326 | 22 | 11 | Saturday | 13 | 0 | 3.078 | 0 | 16.1036 | 26.1571 | 3.323 | 0 | 0.2203 | 3.12 | 6.3057 | 48.4921 | 0 | 0 | 3.606 | 0
7815 | 326 | 22 | 11 | Saturday | 14 | 0 | 3.31 | 0 | 16.1923 | 26.1571 | 2.623 | 0 | 0.2209 | 1.92 | 4.3351 | 47.5988 | 0 | 0 | 2.8468 | 0
7816 | 326 | 22 | 11 | Saturday | 15 | 0 | 3.716 | 0 | 18.1206 | 26.1571 | 2.098 | 0 | 0.235 | 0.96 | 2.1576 | 48.9648 | 0 | 0 | 2.2775 | 0
7817 | 326 | 22 | 11 | Saturday | 16 | 0 | 3.798 | 0 | 19.6311 | 26.1571 | 2.448 | 0 | 0.2448 | 1.2 | 0.3903 | 50.8039 | 0 | 0 | 2.6571 | 0
7818 | 326 | 22 | 11 | Saturday | 17 | 0 | 2.304 | 0 | 13.8282 | 19.2871 | 1.224 | 0 | 0.1442 | 1.44 | 0 | 36.8394 | 0 | 0 | 1.3285 | 0
7819 | 326 | 22 | 11 | Saturday | 18 | 0 | 0.3 | 0 | 13.8322 | 19.2871 | 1.224 | 0 | 0.036 | 0 | 0 | 33.3773 | 0 | 0 | 1.3286 | 0
7820 | 326 | 22 | 11 | Saturday | 19 | 0 | 0 | 0 | 13.8322 | 19.2871 | 1.224 | 0 | 0.0199 | 0 | 0 | 33.0753 | 0 | 0 | 1.3286 | 0
7821 | 326 | 22 | 11 | Saturday | 20 | 0 | 0 | 0 | 13.8282 | 19.2871 | 1.224 | 0 | 0.0199 | 0 | 0 | 33.0753 | 0 | 0 | 1.3286 | 0
7822 | 326 | 22 | 11 | Saturday | 21 | 0 | 0 | 0 | 13.8282 | 19.2871 | 1.574 | 0 | 0.0256 | 0 | 0 | 33.081 | 0 | 0 | 1.7082 | 0
7823 | 326 | 22 | 11 | Saturday | 22 | 0 | 0 | 0 | 12.5503 | 17.5892 | 0.874 | 0 | 0.0142 | 0 | 0 | 30.1097 | 0 | 0 | 0.9492 | 0
7824 | 326 | 22 | 11 | Saturday | 23 | 0 | 0 | 0 | 6.6175 | 11.0335 | 0.874 | 0 | 0.0142 | 0 | 0 | 17.6213 | 0 | 0 | 0.9493 | 0
7825 | 327 | 23 | 11 | Sunday | 0 | 0 | 0 | 0 | 5.3583 | 10.6091 | 0.699 | 0 | 0.0114 | 0 | 0 | 15.9347 | 0 | 0 | 0.7591 | 0
7826 | 327 | 23 | 11 | Sunday | 1 | 0 | 0 | 0 | 5.2005 | 10.3969 | 0.699 | 0 | 0.0114 | 0 | 0 | 15.5648 | 0 | 0 | 0.7592 | 0
7827 | 327 | 23 | 11 | Sunday | 2 | 0 | 0 | 0 | 5.1909 | 10.3969 | 0.699 | 0 | 0.0114 | 0 | 0 | 15.5648 | 0 | 0 | 0.7592 | 0
7828 | 327 | 23 | 11 | Sunday | 3 | 0 | 0 | 0 | 5.1909 | 10.3969 | 0.699 | 0 | 0.0114 | 0 | 0 | 15.5648 | 0 | 0 | 0.7592 | 0
7829 | 327 | 23 | 11 | Sunday | 4 | 0 | 0 | 0 | 5.1909 | 10.3969 | 0.699 | 0 | 0.0114 | 0 | 0 | 15.5648 | 0 | 0 | 0.7592 | 0
7830 | 327 | 23 | 11 | Sunday | 5 | 0 | 0 | 0 | 5.6628 | 10.3969 | 1.224 | 0 | 0.0199 | 0 | 0 | 16.0452 | 0 | 0 | 1.3286 | 0
7831 | 327 | 23 | 11 | Sunday | 6 | 0 | 0 | 0 | 6.1433 | 11.0335 | 0.699 | 0 | 0.0114 | 0 | 0 | 17.1466 | 0 | 0 | 0.7591 | 0
7832 | 327 | 23 | 11 | Sunday | 7 | 0 | 0 | 0 | 9.5606 | 14.6575 | 0.699 | 0 | 0.0114 | 0 | 0 | 24.1879 | 0 | 0 | 0.7592 | 0
7833 | 327 | 23 | 11 | Sunday | 8 | 0 | 0 | 0 | 10.2019 | 15.5065 | 0.699 | 0 | 0.0114 | 0 | 0.0533 | 25.6678 | 0 | 0 | 0.7592 | 0
7834 | 327 | 23 | 11 | Sunday | 9 | 0 | 0 | 0 | 10.1997 | 15.5065 | 0.699 | 0 | 0.0114 | 0 | 0.461 | 25.6656 | 0 | 0 | 0.7592 | 0
7835 | 327 | 23 | 11 | Sunday | 10 | 0 | 0 | 0 | 10.72 | 16.3554 | 0.699 | 0 | 0.0114 | 0 | 1.0846 | 27.0445 | 0 | 0 | 0.7592 | 0
7836 | 327 | 23 | 11 | Sunday | 11 | 0 | 0 | 0 | 10.4562 | 16.3554 | 1.049 | 0 | 0.0171 | 0 | 1.8912 | 26.7807 | 0 | 0 | 1.1387 | 0
7837 | 327 | 23 | 11 | Sunday | 12 | 0 | 0 | 0 | 13.8078 | 20.794 | 1.049 | 0 | 0.0171 | 0 | 2.5248 | 34.5765 | 0 | 0 | 1.1387 | 0
7838 | 327 | 23 | 11 | Sunday | 13 | 0 | 0.297 | 0 | 14.1653 | 20.794 | 1.574 | 0 | 0.0416 | 0 | 1.9791 | 35.2427 | 0 | 0 | 1.7082 | 0
7839 | 327 | 23 | 11 | Sunday | 14 | 0 | 0.899 | 0 | 14.7356 | 20.794 | 1.049 | 0 | 0.0652 | 0 | 1.0651 | 36.4116 | 0 | 0 | 1.1387 | 0
7840 | 327 | 23 | 11 | Sunday | 15 | 0 | 1.353 | 0 | 14.9252 | 20.794 | 0.699 | 0 | 0.0841 | 0 | 0.5418 | 37.0571 | 0 | 0 | 0.7591 | 0
7841 | 327 | 23 | 11 | Sunday | 16 | 0 | 0.303 | 0 | 14.6402 | 20.3695 | 0.699 | 0 | 0.0275 | 0 | 0.1007 | 35.2749 | 0 | 0 | 0.7592 | 0
7842 | 327 | 23 | 11 | Sunday | 17 | 0 | 0 | 0 | 14.1667 | 19.916 | 0.699 | 0 | 0.0114 | 0 | 0 | 34.0445 | 0 | 0 | 0.7592 | 0
7843 | 327 | 23 | 11 | Sunday | 18 | 0 | 0 | 0 | 14.1691 | 19.916 | 0.699 | 0 | 0.0114 | 0 | 0 | 34.0445 | 0 | 0 | 0.7592 | 0
7844 | 327 | 23 | 11 | Sunday | 19 | 0 | 0 | 0 | 14.1675 | 19.916 | 0.699 | 0 | 0.0114 | 0 | 0 | 34.0445 | 0 | 0 | 0.7592 | 0
7845 | 327 | 23 | 11 | Sunday | 20 | 0 | 0 | 0 | 13.6956 | 19.916 | 0.699 | 0 | 0.0114 | 0 | 0 | 33.5726 | 0 | 0 | 0.7592 | 0
7846 | 327 | 23 | 11 | Sunday | 21 | 0 | 0 | 0 | 13.6956 | 19.916 | 1.224 | 0 | 0.0199 | 0 | 0 | 33.5811 | 0 | 0 | 1.3286 | 0
7847 | 327 | 23 | 11 | Sunday | 22 | 0 | 0 | 0 | 6.2927 | 11.8825 | 0.699 | 0 | 0.0114 | 0 | 0 | 18.1546 | 0 | 0 | 0.7591 | 0
7848 | 327 | 23 | 11 | Sunday | 23 | 0 | 0 | 0 | 5.6618 | 11.0335 | 0.699 | 0 | 0.0114 | 0 | 0 | 16.6747 | 0 | 0 | 0.7592 | 0
7849 | 328 | 24 | 11 | Monday | 0 | 0 | 0 | 0 | 5.1885 | 10.3969 | 0.874 | 0 | 0.0142 | 0 | 0 | 15.5676 | 0 | 0 | 0.9493 | 0
7850 | 328 | 24 | 11 | Monday | 1 | 0 | 0 | 0 | 5.1829 | 10.3969 | 0.874 | 0 | 0.0142 | 0 | 0 | 15.5676 | 0 | 0 | 0.9493 | 0
7851 | 328 | 24 | 11 | Monday | 2 | 0 | 0 | 0 | 5.1829 | 10.3969 | 0.874 | 0 | 0.0142 | 0 | 0 | 15.5676 | 0 | 0 | 0.9493 | 0
7852 | 328 | 24 | 11 | Monday | 3 | 0 | 0 | 0 | 5.1829 | 10.3969 | 0.874 | 0 | 0.0142 | 0 | 0 | 15.5676 | 0 | 0 | 0.9493 | 0
7853 | 328 | 24 | 11 | Monday | 4 | 0 | 0 | 0 | 5.6548 | 10.3969 | 0.874 | 0 | 0.0142 | 0 | 0 | 16.0395 | 0 | 0 | 0.9493 | 0
7854 | 328 | 24 | 11 | Monday | 5 | 55.134 | 0 | 24.8725 | 8.8552 | 14.4831 | 1.399 | 0 | 0.4528 | 0 | 0 | 48.6372 | 0 | 0 | 56.6616 | 0
7855 | 328 | 24 | 11 | Monday | 6 | 50.588 | 0 | 27.1709 | 17.0169 | 21.1313 | 1.224 | 0 | 0.4418 | 0 | 0 | 65.7273 | 0 | 0 | 51.9236 | 0
7856 | 328 | 24 | 11 | Monday | 7 | 37.193 | 0 | 27.1709 | 28.3214 | 37.109 | 3.323 | 0 | 0.4286 | 8.4 | 0 | 101.4243 | 0 | 0 | 40.8121 | 0
7857 | 328 | 24 | 11 | Monday | 8 | 8.874 | 0 | 27.1709 | 55.1419 | 79.9326 | 6.12 | 0 | 0.2286 | 16.56 | 0.204 | 179.0476 | 0 | 0 | 15.515 | 0
7858 | 328 | 24 | 11 | Monday | 9 | 5.529 | 0 | 27.1709 | 56.9174 | 84.3871 | 6.645 | 0 | 0.1925 | 10.32 | 2.149 | 178.9806 | 0 | 0 | 12.7396 | 0
7859 | 328 | 24 | 11 | Monday | 10 | 5.43 | 0 | 27.1709 | 51.117 | 85.6606 | 6.82 | 0 | 0.1938 | 8.88 | 6.0483 | 173.0199 | 0 | 0 | 12.8306 | 0
7860 | 328 | 24 | 11 | Monday | 11 | 4.173 | 2.481 | 27.1709 | 46.3964 | 85.6606 | 8.219 | 0 | 0.3322 | 10.32 | 10.2097 | 172.2379 | 0 | 0 | 13.0905 | 0
7861 | 328 | 24 | 11 | Monday | 12 | 5.695 | 2.276 | 27.1709 | 43.238 | 78.8121 | 9.968 | 0 | 0.374 | 13.92 | 11.4287 | 165.6888 | 0 | 0 | 16.5091 | 0
7862 | 328 | 24 | 11 | Monday | 13 | 3.946 | 2.262 | 27.1709 | 45.6055 | 85.6606 | 9.443 | 0 | 0.3376 | 11.52 | 9.4024 | 172.4478 | 0 | 0 | 14.1916 | 0
7863 | 328 | 24 | 11 | Monday | 14 | 3.714 | 1.694 | 27.1709 | 47.3827 | 85.6606 | 5.946 | 0 | 0.2444 | 8.88 | 6.0688 | 170.9418 | 0 | 0 | 10.1654 | 0
7864 | 328 | 24 | 11 | Monday | 15 | 3.137 | 4.273 | 27.1709 | 55.8055 | 85.6606 | 5.771 | 0 | 0.3758 | 8.88 | 2.5213 | 181.9537 | 0 | 0 | 9.3991 | 0
7865 | 328 | 24 | 11 | Monday | 16 | 3.023 | 1.353 | 27.1709 | 60.6762 | 85.2073 | 7.694 | 0 | 0.2442 | 11.04 | 0.4003 | 185.6137 | 0 | 0 | 11.372 | 0
7866 | 328 | 24 | 11 | Monday | 17 | 8.108 | 0.304 | 27.1709 | 43.3704 | 55.9825 | 4.547 | 0 | 0.2133 | 14.88 | 0 | 141.892 | 0 | 0 | 13.041 | 0
7867 | 328 | 24 | 11 | Monday | 18 | 9.101 | 0 | 13.5854 | 30.6763 | 40.9205 | 3.672 | 0 | 0.2009 | 4.8 | 0 | 90.1303 | 0 | 0 | 13.085 | 0
7868 | 328 | 24 | 11 | Monday | 19 | 0 | 0 | 0 | 28.3042 | 40.0131 | 2.623 | 0 | 0.0427 | 2.88 | 0 | 71.1937 | 0 | 0 | 2.8467 | 0
7869 | 328 | 24 | 11 | Monday | 20 | 0 | 0 | 0 | 24.1068 | 33.1724 | 2.973 | 0 | 0.0484 | 0.96 | 0 | 58.2348 | 0 | 0 | 3.2265 | 0
7870 | 328 | 24 | 11 | Monday | 21 | 0 | 0 | 0 | 24.1068 | 32.719 | 1.399 | 0 | 0.0228 | 0.96 | 0 | 57.7558 | 0 | 0 | 1.5181 | 0
7871 | 328 | 24 | 11 | Monday | 22 | 0 | 0 | 0 | 12.7362 | 17.8393 | 0.874 | 0 | 0.0142 | 0 | 0 | 30.5537 | 0 | 0 | 0.9492 | 0
7872 | 328 | 24 | 11 | Monday | 23 | 0 | 0 | 0 | 6.1377 | 11.0335 | 0.874 | 0 | 0.0142 | 0 | 0 | 17.1494 | 0 | 0 | 0.9493 | 0
7873 | 329 | 25 | 11 | Tuesday | 0 | 0 | 0 | 0 | 5.1885 | 10.3969 | 0.874 | 0 | 0.0142 | 0 | 0 | 15.5676 | 0 | 0 | 0.9493 | 0
7874 | 329 | 25 | 11 | Tuesday | 1 | 0 | 0 | 0 | 5.1829 | 10.3969 | 0.874 | 0 | 0.0142 | 0 | 0 | 15.5676 | 0 | 0 | 0.9493 | 0
7875 | 329 | 25 | 11 | Tuesday | 2 | 0 | 0 | 0 | 5.1829 | 10.3969 | 0.874 | 0 | 0.0142 | 0 | 0 | 15.5676 | 0 | 0 | 0.9493 | 0
7876 | 329 | 25 | 11 | Tuesday | 3 | 0 | 0 | 0 | 5.1829 | 10.3969 | 0.874 | 0 | 0.0142 | 0 | 0 | 15.5676 | 0 | 0 | 0.9493 | 0
7877 | 329 | 25 | 11 | Tuesday | 4 | 0 | 0 | 0 | 5.6548 | 10.3969 | 0.874 | 0 | 0.0142 | 0 | 0 | 16.0395 | 0 | 0 | 0.9493 | 0
7878 | 329 | 25 | 11 | Tuesday | 5 | 59.562 | 0 | 27.1709 | 8.8552 | 14.4831 | 1.399 | 0 | 0.4579 | 0 | 0 | 50.9406 | 0 | 0 | 61.0895 | 0
7879 | 329 | 25 | 11 | Tuesday | 6 | 51.075 | 0 | 27.1709 | 17.0169 | 21.1313 | 1.224 | 0 | 0.4417 | 0 | 0 | 65.7271 | 0 | 0 | 52.4112 | 0
7880 | 329 | 25 | 11 | Tuesday | 7 | 36.706 | 0 | 27.1709 | 28.3214 | 37.109 | 3.323 | 0 | 0.4276 | 8.4 | 0 | 101.4233 | 0 | 0 | 40.325 | 0
7881 | 329 | 25 | 11 | Tuesday | 8 | 8.683 | 0 | 27.1709 | 55.1538 | 79.9326 | 6.12 | 0 | 0.2259 | 16.56 | 0.2498 | 179.0568 | 0 | 0 | 15.3243 | 0
7882 | 329 | 25 | 11 | Tuesday | 9 | 5.278 | 0 | 27.1709 | 57.3587 | 84.3871 | 6.645 | 0 | 0.1886 | 10.32 | 2.7968 | 179.418 | 0 | 0 | 12.4882 | 0
7883 | 329 | 25 | 11 | Tuesday | 10 | 5.475 | 0 | 27.1709 | 52.2028 | 85.6606 | 6.82 | 0 | 0.1945 | 8.88 | 7.4852 | 174.1063 | 0 | 0 | 12.8753 | 0
7884 | 329 | 25 | 11 | Tuesday | 11 | 3.551 | 0 | 27.1709 | 46.7984 | 85.6606 | 8.219 | 0 | 0.1888 | 10.32 | 11.7076 | 170.1322 | 0 | 0 | 12.4688 | 0
7885 | 329 | 25 | 11 | Tuesday | 12 | 4.437 | 0.746 | 27.1709 | 43.4497 | 78.8121 | 9.968 | 0 | 0.2725 | 13.92 | 13.6686 | 164.3418 | 0 | 0 | 15.2511 | 0
7886 | 329 | 25 | 11 | Tuesday | 13 | 2.882 | 0.184 | 27.1709 | 48.3704 | 85.6606 | 9.443 | 0 | 0.2092 | 11.52 | 11.4219 | 173.1035 | 0 | 0 | 13.1278 | 0
7887 | 329 | 25 | 11 | Tuesday | 14 | 2.755 | 0.941 | 27.1709 | 50.8836 | 85.6606 | 5.946 | 0 | 0.1894 | 8.88 | 7.079 | 173.6698 | 0 | 0 | 9.2067 | 0
7888 | 329 | 25 | 11 | Tuesday | 15 | 2.598 | 1.501 | 27.1709 | 57.7341 | 85.6606 | 5.771 | 0 | 0.2143 | 8.88 | 2.8553 | 181.0788 | 0 | 0 | 8.86 | 0
7889 | 329 | 25 | 11 | Tuesday | 16 | 2.693 | 0 | 27.1709 | 60.7057 | 85.2073 | 7.694 | 0 | 0.1669 | 11.04 | 0.3367 | 184.2771 | 0 | 0 | 11.0425 | 0
7890 | 329 | 25 | 11 | Tuesday | 17 | 7.182 | 0 | 27.1709 | 43.3704 | 55.9825 | 4.547 | 0 | 0.1827 | 14.88 | 0 | 141.572 | 0 | 0 | 12.1155 | 0
7891 | 329 | 25 | 11 | Tuesday | 18 | 8.416 | 0 | 13.5854 | 30.6763 | 40.9205 | 3.672 | 0 | 0.1898 | 4.8 | 0 | 90.1192 | 0 | 0 | 12.3994 | 0
7892 | 329 | 25 | 11 | Tuesday | 19 | 0 | 0 | 0 | 28.3042 | 40.0131 | 2.623 | 0 | 0.0427 | 2.88 | 0 | 71.1937 | 0 | 0 | 2.8467 | 0
7893 | 329 | 25 | 11 | Tuesday | 20 | 0 | 0 | 0 | 24.1068 | 33.1724 | 2.973 | 0 | 0.0484 | 0.96 | 0 | 58.2348 | 0 | 0 | 3.2265 | 0
7894 | 329 | 25 | 11 | Tuesday | 21 | 0 | 0 | 0 | 24.1068 | 32.719 | 1.399 | 0 | 0.0228 | 0.96 | 0 | 57.7558 | 0 | 0 | 1.5181 | 0
7895 | 329 | 25 | 11 | Tuesday | 22 | 0 | 0 | 0 | 12.7362 | 17.8393 | 0.874 | 0 | 0.0142 | 0 | 0 | 30.5537 | 0 | 0 | 0.9492 | 0
7896 | 329 | 25 | 11 | Tuesday | 23 | 0 | 0 | 0 | 6.1377 | 11.0335 | 0.874 | 0 | 0.0142 | 0 | 0 | 17.1494 | 0 | 0 | 0.9493 | 0
7897 | 330 | 26 | 11 | Wednesday | 0 | 0 | 0 | 0 | 5.1885 | 10.3969 | 0.874 | 0 | 0.0142 | 0 | 0 | 15.5676 | 0 | 0 | 0.9493 | 0
7898 | 330 | 26 | 11 | Wednesday | 1 | 0 | 0 | 0 | 5.1829 | 10.3969 | 0.874 | 0 | 0.0142 | 0 | 0 | 15.5676 | 0 | 0 | 0.9493 | 0
7899 | 330 | 26 | 11 | Wednesday | 2 | 0 | 0 | 0 | 5.1829 | 10.3969 | 0.874 | 0 | 0.0142 | 0 | 0 | 15.5676 | 0 | 0 | 0.9493 | 0
7900 | 330 | 26 | 11 | Wednesday | 3 | 0 | 0 | 0 | 5.1829 | 10.3969 | 0.874 | 0 | 0.0142 | 0 | 0 | 15.5676 | 0 | 0 | 0.9493 | 0
7901 | 330 | 26 | 11 | Wednesday | 4 | 0 | 0 | 0 | 5.6548 | 10.3969 | 0.874 | 0 | 0.0142 | 0 | 0 | 16.0395 | 0 | 0 | 0.9493 | 0
7902 | 330 | 26 | 11 | Wednesday | 5 | 65.094 | 0 | 27.1709 | 8.8552 | 14.4831 | 1.399 | 0 | 0.4652 | 0 | 0 | 50.948 | 0 | 0 | 66.6226 | 0
7903 | 330 | 26 | 11 | Wednesday | 6 | 56.625 | 0 | 27.1709 | 17.0169 | 21.1313 | 1.224 | 0 | 0.4477 | 0 | 0 | 65.7332 | 0 | 0 | 57.9616 | 0
7904 | 330 | 26 | 11 | Wednesday | 7 | 41.662 | 0 | 27.1709 | 28.3214 | 37.109 | 3.323 | 0 | 0.4326 | 8.4 | 0 | 101.4283 | 0 | 0 | 45.2846 | 0
7905 | 330 | 26 | 11 | Wednesday | 8 | 10.288 | 0 | 27.1709 | 55.154 | 79.9326 | 6.12 | 0 | 0.2488 | 16.56 | 0.2599 | 179.0799 | 0 | 0 | 16.929 | 0
7906 | 330 | 26 | 11 | Wednesday | 9 | 6.523 | 0 | 27.1709 | 57.3737 | 84.3871 | 6.645 | 0 | 0.2077 | 10.32 | 2.9362 | 179.4522 | 0 | 0 | 13.7333 | 0
7907 | 330 | 26 | 11 | Wednesday | 10 | 6.569 | 0 | 27.1709 | 51.6018 | 85.6606 | 6.82 | 0 | 0.2113 | 8.88 | 7.7733 | 173.5222 | 0 | 0 | 13.9684 | 0
7908 | 330 | 26 | 11 | Wednesday | 11 | 3.82 | 0 | 27.1709 | 47.9612 | 85.6606 | 8.219 | 0 | 0.1929 | 10.32 | 11.7077 | 171.2992 | 0 | 0 | 12.7378 | 0
7909 | 330 | 26 | 11 | Wednesday | 12 | 5.188 | 0 | 27.1709 | 42.9967 | 78.8121 | 9.968 | 0 | 0.2438 | 13.92 | 12.5048 | 163.1492 | 0 | 0 | 16.0021 | 0
7910 | 330 | 26 | 11 | Wednesday | 13 | 3.568 | 0 | 27.1709 | 44.72 | 85.6606 | 9.443 | 0 | 0.21 | 11.52 | 9.9899 | 169.279 | 0 | 0 | 13.8136 | 0
7911 | 330 | 26 | 11 | Wednesday | 14 | 3.426 | 0 | 27.1709 | 47.6626 | 85.6606 | 5.946 | 0 | 0.1487 | 8.88 | 6.6739 | 169.5116 | 0 | 0 | 9.8777 | 0
7912 | 330 | 26 | 11 | Wednesday | 15 | 3.112 | 0 | 27.1709 | 55.2546 | 85.6606 | 5.771 | 0 | 0.1411 | 8.88 | 2.8658 | 177.0959 | 0 | 0 | 9.3742 | 0
7913 | 330 | 26 | 11 | Wednesday | 16 | 3.126 | 0 | 27.1709 | 60.5812 | 85.2073 | 7.694 | 0 | 0.1735 | 11.04 | 0.4391 | 184.1593 | 0 | 0 | 11.475 | 0
7914 | 330 | 26 | 11 | Wednesday | 17 | 8.772 | 0 | 27.1709 | 43.3704 | 55.9825 | 4.547 | 0 | 0.2073 | 14.88 | 0 | 141.5966 | 0 | 0 | 13.7058 | 0
7915 | 330 | 26 | 11 | Wednesday | 18 | 10.709 | 0 | 13.5854 | 30.6763 | 40.9205 | 3.672 | 0 | 0.2215 | 4.8 | 0 | 90.1509 | 0 | 0 | 14.6935 | 0
7916 | 330 | 26 | 11 | Wednesday | 19 | 0 | 0 | 0 | 28.3042 | 40.0131 | 2.623 | 0 | 0.0427 | 2.88 | 0 | 71.1937 | 0 | 0 | 2.8467 | 0
7917 | 330 | 26 | 11 | Wednesday | 20 | 0 | 0 | 0 | 24.1068 | 33.1724 | 2.973 | 0 | 0.0484 | 0.96 | 0 | 58.2348 | 0 | 0 | 3.2265 | 0
7918 | 330 | 26 | 11 | Wednesday | 21 | 0 | 0 | 0 | 24.1068 | 32.719 | 1.399 | 0 | 0.0228 | 0.96 | 0 | 57.7558 | 0 | 0 | 1.5181 | 0
7919 | 330 | 26 | 11 | Wednesday | 22 | 0 | 0 | 0 | 12.7362 | 17.8393 | 0.874 | 0 | 0.0142 | 0 | 0 | 30.5537 | 0 | 0 | 0.9492 | 0
7920 | 330 | 26 | 11 | Wednesday | 23 | 0 | 0 | 0 | 6.1377 | 11.0335 | 0.874 | 0 | 0.0142 | 0 | 0 | 17.1494 | 0 | 0 | 0.9493 | 0
7921 | 331 | 27 | 11 | Thursday | 0 | 0 | 0 | 0 | 5.1885 | 10.3969 | 0.874 | 0 | 0.0142 | 0 | 0 | 15.5676 | 0 | 0 | 0.9493 | 0
7922 | 331 | 27 | 11 | Thursday | 1 | 0 | 0 | 0 | 5.1829 | 10.3969 | 0.874 | 0 | 0.0142 | 0 | 0 | 15.5676 | 0 | 0 | 0.9493 | 0
7923 | 331 | 27 | 11 | Thursday | 2 | 0 | 0 | 0 | 5.1829 | 10.3969 | 0.874 | 0 | 0.0142 | 0 | 0 | 15.5676 | 0 | 0 | 0.9493 | 0
7924 | 331 | 27 | 11 | Thursday | 3 | 0 | 0 | 0 | 5.1829 | 10.3969 | 0.874 | 0 | 0.0142 | 0 | 0 | 15.5676 | 0 | 0 | 0.9493 | 0
7925 | 331 | 27 | 11 | Thursday | 4 | 0 | 0 | 0 | 5.6548 | 10.3969 | 0.874 | 0 | 0.0142 | 0 | 0 | 16.0395 | 0 | 0 | 0.9493 | 0
7926 | 331 | 27 | 11 | Thursday | 5 | 57.403 | 0 | 27.1709 | 8.8552 | 14.4831 | 1.399 | 0 | 0.4546 | 0 | 0 | 50.9374 | 0 | 0 | 58.9305 | 0
7927 | 331 | 27 | 11 | Thursday | 6 | 50.74 | 0 | 27.1709 | 17.0169 | 21.1313 | 1.224 | 0 | 0.4405 | 0 | 0 | 65.726 | 0 | 0 | 52.0758 | 0
7928 | 331 | 27 | 11 | Thursday | 7 | 36.694 | 0 | 27.1709 | 28.3214 | 37.109 | 3.323 | 0 | 0.4273 | 8.4 | 0 | 101.423 | 0 | 0 | 40.3134 | 0
7929 | 331 | 27 | 11 | Thursday | 8 | 9.355 | 0 | 27.1709 | 55.158 | 79.9326 | 6.12 | 0 | 0.2363 | 16.56 | 0.0519 | 179.0714 | 0 | 0 | 15.9959 | 0
7930 | 331 | 27 | 11 | Thursday | 9 | 6.3 | 0 | 27.1709 | 59.7956 | 84.3871 | 6.645 | 0 | 0.2042 | 10.32 | 0.4322 | 181.8705 | 0 | 0 | 13.5101 | 0
7931 | 331 | 27 | 11 | Thursday | 10 | 5.842 | 0 | 27.1709 | 60.4726 | 85.6606 | 6.82 | 0 | 0.2001 | 8.88 | 0.9502 | 182.3818 | 0 | 0 | 13.2417 | 0
7932 | 331 | 27 | 11 | Thursday | 11 | 3.852 | 0 | 27.1709 | 59.2508 | 85.6606 | 8.219 | 0 | 0.1934 | 10.32 | 1.3925 | 182.5893 | 0 | 0 | 12.7701 | 0
7933 | 331 | 27 | 11 | Thursday | 12 | 5.366 | 0 | 27.1709 | 53.6929 | 78.8121 | 9.968 | 0 | 0.2465 | 13.92 | 1.7971 | 173.8481 | 0 | 0 | 16.1803 | 0
7934 | 331 | 27 | 11 | Thursday | 13 | 3.636 | 0 | 27.1709 | 58.7121 | 85.6606 | 9.443 | 0 | 0.211 | 11.52 | 1.6394 | 183.2722 | 0 | 0 | 13.8815 | 0
7935 | 331 | 27 | 11 | Thursday | 14 | 3.286 | 0 | 27.1709 | 60.2237 | 85.6606 | 5.946 | 0 | 0.1466 | 8.88 | 1.1825 | 182.0706 | 0 | 0 | 9.7381 | 0
7936 | 331 | 27 | 11 | Thursday | 15 | 3.179 | 0 | 27.1709 | 60.6559 | 85.6606 | 5.771 | 0 | 0.1421 | 8.88 | 0.7572 | 182.4983 | 0 | 0 | 9.441 | 0
7937 | 331 | 27 | 11 | Thursday | 16 | 3.228 | 0 | 27.1709 | 60.7529 | 85.2073 | 7.694 | 0 | 0.175 | 11.04 | 0.1675 | 184.3325 | 0 | 0 | 11.577 | 0
7938 | 331 | 27 | 11 | Thursday | 17 | 8.887 | 0 | 27.1709 | 43.3704 | 55.9825 | 4.547 | 0 | 0.209 | 14.88 | 0 | 141.5983 | 0 | 0 | 13.8203 | 0
7939 | 331 | 27 | 11 | Thursday | 18 | 11.136 | 0 | 13.5854 | 30.6763 | 40.9205 | 3.672 | 0 | 0.2251 | 4.8 | 0 | 90.1545 | 0 | 0 | 15.1202 | 0
7940 | 331 | 27 | 11 | Thursday | 19 | 0 | 0 | 0 | 28.3042 | 40.0131 | 2.623 | 0 | 0.0427 | 2.88 | 0 | 71.1937 | 0 | 0 | 2.8467 | 0
7941 | 331 | 27 | 11 | Thursday | 20 | 0 | 0 | 0 | 24.1068 | 33.1724 | 2.973 | 0 | 0.0484 | 0.96 | 0 | 58.2348 | 0 | 0 | 3.2265 | 0
7942 | 331 | 27 | 11 | Thursday | 21 | 0 | 0 | 0 | 24.1068 | 32.719 | 1.399 | 0 | 0.0228 | 0.96 | 0 | 57.7558 | 0 | 0 | 1.5181 | 0
7943 | 331 | 27 | 11 | Thursday | 22 | 0 | 0 | 0 | 12.7362 | 17.8393 | 0.874 | 0 | 0.0142 | 0 | 0 | 30.5537 | 0 | 0 | 0.9492 | 0
7944 | 331 | 27 | 11 | Thursday | 23 | 0 | 0 | 0 | 6.1377 | 11.0335 | 0.874 | 0 | 0.0142 | 0 | 0 | 17.1494 | 0 | 0 | 0.9493 | 0
7945 | 332 | 28 | 11 | Friday | 0 | 0 | 0 | 0 | 5.1885 | 10.3969 | 0.874 | 0 | 0.0142 | 0 | 0 | 15.5676 | 0 | 0 | 0.9493 | 0
7946 | 332 | 28 | 11 | Friday | 1 | 0 | 0 | 0 | 5.1829 | 10.3969 | 0.874 | 0 | 0.0142 | 0 | 0 | 15.5676 | 0 | 0 | 0.9493 | 0
7947 | 332 | 28 | 11 | Friday | 2 | 0 | 0 | 0 | 5.1829 | 10.3969 | 0.874 | 0 | 0.0142 | 0 | 0 | 15.5676 | 0 | 0 | 0.9493 | 0
7948 | 332 | 28 | 11 | Friday | 3 | 0 | 0 | 0 | 5.1829 | 10.3969 | 0.874 | 0 | 0.0142 | 0 | 0 | 15.5676 | 0 | 0 | 0.9493 | 0
7949 | 332 | 28 | 11 | Friday | 4 | 0 | 0 | 0 | 5.6548 | 10.3969 | 0.874 | 0 | 0.0142 | 0 | 0 | 16.0395 | 0 | 0 | 0.9493 | 0
7950 | 332 | 28 | 11 | Friday | 5 | 63.596 | 0 | 27.1709 | 8.8552 | 14.4831 | 1.399 | 0 | 0.4626 | 0 | 0 | 50.9454 | 0 | 0 | 65.1244 | 0
7951 | 332 | 28 | 11 | Friday | 6 | 55.383 | 0 | 27.1709 | 17.0169 | 21.1313 | 1.224 | 0 | 0.4456 | 0 | 0 | 65.7311 | 0 | 0 | 56.7191 | 0
7952 | 332 | 28 | 11 | Friday | 7 | 40.84 | 0 | 27.1709 | 28.3214 | 37.109 | 3.323 | 0 | 0.4315 | 8.4 | 0 | 101.4272 | 0 | 0 | 44.4624 | 0
7953 | 332 | 28 | 11 | Friday | 8 | 10.75 | 0 | 27.1709 | 55.158 | 79.9326 | 6.12 | 0 | 0.2563 | 16.56 | 0.1477 | 179.0913 | 0 | 0 | 17.3912 | 0
7954 | 332 | 28 | 11 | Friday | 9 | 7.508 | 0 | 27.1709 | 58.7858 | 84.3871 | 6.645 | 0 | 0.2229 | 10.32 | 1.4464 | 180.8794 | 0 | 0 | 14.7177 | 0
7955 | 332 | 28 | 11 | Friday | 10 | 7.378 | 0 | 27.1709 | 53.3267 | 85.6606 | 6.82 | 0 | 0.2238 | 8.88 | 3.7096 | 175.2596 | 0 | 0 | 14.7775 | 0
7956 | 332 | 28 | 11 | Friday | 11 | 5.413 | 0 | 27.1709 | 48.7374 | 85.6606 | 8.219 | 0 | 0.2172 | 10.32 | 5.4261 | 172.0997 | 0 | 0 | 14.3309 | 0
7957 | 332 | 28 | 11 | Friday | 12 | 6.998 | 0 | 27.1709 | 44.9944 | 78.8121 | 9.968 | 0 | 0.2717 | 13.92 | 6.3533 | 165.1747 | 0 | 0 | 17.8116 | 0
7958 | 332 | 28 | 11 | Friday | 13 | 5.046 | 0 | 27.1709 | 48.6265 | 85.6606 | 9.443 | 0 | 0.2326 | 11.52 | 7.1645 | 173.2081 | 0 | 0 | 15.2908 | 0
7959 | 332 | 28 | 11 | Friday | 14 | 4.609 | 0 | 27.1709 | 51.2737 | 85.6606 | 5.946 | 0 | 0.1666 | 8.88 | 6.2277 | 173.1406 | 0 | 0 | 11.0601 | 0
7960 | 332 | 28 | 11 | Friday | 15 | 3.791 | 0 | 27.1709 | 56.8853 | 85.6606 | 5.771 | 0 | 0.1513 | 8.88 | 2.8221 | 178.7369 | 0 | 0 | 10.0528 | 0
7961 | 332 | 28 | 11 | Friday | 16 | 4.22 | 0 | 27.1709 | 60.6447 | 85.2073 | 7.694 | 0 | 0.1901 | 11.04 | 0.3551 | 184.2394 | 0 | 0 | 12.5685 | 0
7962 | 332 | 28 | 11 | Friday | 17 | 12.688 | 0 | 27.1709 | 43.3704 | 55.9825 | 4.547 | 0 | 0.2684 | 14.88 | 0 | 141.6577 | 0 | 0 | 17.6209 | 0
7963 | 332 | 28 | 11 | Friday | 18 | 13.703 | 0 | 13.5854 | 30.6763 | 40.9205 | 3.672 | 0 | 0.2359 | 4.8 | 0 | 90.1653 | 0 | 0 | 17.6908 | 0
7964 | 332 | 28 | 11 | Friday | 19 | 0 | 0 | 0 | 28.3042 | 40.0131 | 2.623 | 0 | 0.0427 | 2.88 | 0 | 71.1937 | 0 | 0 | 2.8467 | 0
7965 | 332 | 28 | 11 | Friday | 20 | 0 | 0 | 0 | 24.1068 | 33.1724 | 2.973 | 0 | 0.0484 | 0.96 | 0 | 58.2348 | 0 | 0 | 3.2265 | 0
7966 | 332 | 28 | 11 | Friday | 21 | 0 | 0 | 0 | 24.1068 | 32.719 | 1.399 | 0 | 0.0228 | 0.96 | 0 | 57.7558 | 0 | 0 | 1.5181 | 0
7967 | 332 | 28 | 11 | Friday | 22 | 0 | 0 | 0 | 12.7362 | 17.8393 | 0.874 | 0 | 0.0142 | 0 | 0 | 30.5537 | 0 | 0 | 0.9492 | 0
7968 | 332 | 28 | 11 | Friday | 23 | 0 | 0 | 0 | 6.1377 | 11.0335 | 0.874 | 0 | 0.0142 | 0 | 0 | 17.1494 | 0 | 0 | 0.9493 | 0
7969 | 333 | 29 | 11 | Saturday | 0 | 0 | 0 | 0 | 5.3495 | 10.6091 | 0.874 | 0 | 0.0142 | 0 | 0 | 15.9376 | 0 | 0 | 0.9493 | 0
7970 | 333 | 29 | 11 | Saturday | 1 | 0 | 0 | 0 | 5.1845 | 10.3969 | 0.874 | 0 | 0.0142 | 0 | 0 | 15.5676 | 0 | 0 | 0.9493 | 0
7971 | 333 | 29 | 11 | Saturday | 2 | 0 | 0 | 0 | 5.1845 | 10.3969 | 0.874 | 0 | 0.0142 | 0 | 0 | 15.5676 | 0 | 0 | 0.9493 | 0
7972 | 333 | 29 | 11 | Saturday | 3 | 0 | 0 | 0 | 5.1845 | 10.3969 | 0.874 | 0 | 0.0142 | 0 | 0 | 15.5676 | 0 | 0 | 0.9493 | 0
7973 | 333 | 29 | 11 | Saturday | 4 | 0 | 0 | 0 | 5.1845 | 10.3969 | 0.874 | 0 | 0.0142 | 0 | 0 | 15.5676 | 0 | 0 | 0.9493 | 0
7974 | 333 | 29 | 11 | Saturday | 5 | 0 | 0 | 0 | 5.6564 | 10.3969 | 1.399 | 0 | 0.0228 | 0 | 0 | 16.0481 | 0 | 0 | 1.5182 | 0
7975 | 333 | 29 | 11 | Saturday | 6 | 0 | 0 | 0 | 10.2167 | 14.454 | 1.224 | 0 | 0.0199 | 0 | 0 | 24.6587 | 0 | 0 | 1.3286 | 0
7976 | 333 | 29 | 11 | Saturday | 7 | 0 | 0 | 0 | 14.0996 | 18.078 | 1.924 | 0 | 0.0313 | 3.84 | 0 | 36.0361 | 0 | 0 | 2.0877 | 0
7977 | 333 | 29 | 11 | Saturday | 8 | 0 | 0 | 0 | 23.4584 | 33.4891 | 2.623 | 0 | 0.0427 | 3.36 | 0.1044 | 60.3254 | 0 | 0 | 2.8468 | 0
7978 | 333 | 29 | 11 | Saturday | 9 | 0 | 0 | 0 | 25.6725 | 36.0383 | 3.672 | 0 | 0.0598 | 5.04 | 1.0129 | 66.7915 | 0 | 0 | 3.9857 | 0
7979 | 333 | 29 | 11 | Saturday | 10 | 0 | 0 | 0 | 24.4047 | 36.8872 | 3.323 | 0 | 0.0541 | 4.32 | 2.838 | 65.6469 | 0 | 0 | 3.606 | 0
7980 | 333 | 29 | 11 | Saturday | 11 | 0 | 0 | 0 | 22.4757 | 36.8872 | 4.022 | 0 | 0.0656 | 6 | 4.9124 | 65.4005 | 0 | 0 | 4.3651 | 0
7981 | 333 | 29 | 11 | Saturday | 12 | 0 | 0 | 0 | 17.2264 | 26.6109 | 3.497 | 0 | 0.057 | 5.04 | 5.5737 | 48.899 | 0 | 0 | 3.7958 | 0
7982 | 333 | 29 | 11 | Saturday | 13 | 0 | 0.293 | 0 | 17.3169 | 26.1571 | 3.323 | 0 | 0.0698 | 3.12 | 4.8737 | 46.9013 | 0 | 0 | 3.606 | 0
7983 | 333 | 29 | 11 | Saturday | 14 | 0 | 0.894 | 0 | 17.73 | 26.1571 | 2.623 | 0 | 0.091 | 1.92 | 3.6426 | 46.7041 | 0 | 0 | 2.8468 | 0
7984 | 333 | 29 | 11 | Saturday | 15 | 0 | 0.593 | 0 | 19.1753 | 26.1571 | 2.098 | 0 | 0.0659 | 0.96 | 1.5958 | 46.8748 | 0 | 0 | 2.2775 | 0
7985 | 333 | 29 | 11 | Saturday | 16 | 0 | 0.986 | 0 | 19.6751 | 26.1571 | 2.448 | 0 | 0.0927 | 1.2 | 0.3075 | 48.0164 | 0 | 0 | 2.6571 | 0
7986 | 333 | 29 | 11 | Saturday | 17 | 0 | 0.35 | 0 | 13.8282 | 19.2871 | 1.224 | 0 | 0.0387 | 1.44 | 0 | 34.8722 | 0 | 0 | 1.3285 | 0
7987 | 333 | 29 | 11 | Saturday | 18 | 0 | 0 | 0 | 13.8322 | 19.2871 | 1.224 | 0 | 0.0199 | 0 | 0 | 33.0753 | 0 | 0 | 1.3286 | 0
7988 | 333 | 29 | 11 | Saturday | 19 | 0 | 0 | 0 | 13.8322 | 19.2871 | 1.224 | 0 | 0.0199 | 0 | 0 | 33.0753 | 0 | 0 | 1.3286 | 0
7989 | 333 | 29 | 11 | Saturday | 20 | 0 | 0 | 0 | 13.8282 | 19.2871 | 1.224 | 0 | 0.0199 | 0 | 0 | 33.0753 | 0 | 0 | 1.3286 | 0
7990 | 333 | 29 | 11 | Saturday | 21 | 0 | 0 | 0 | 13.8282 | 19.2871 | 1.574 | 0 | 0.0256 | 0 | 0 | 33.081 | 0 | 0 | 1.7082 | 0
7991 | 333 | 29 | 11 | Saturday | 22 | 0 | 0 | 0 | 12.5503 | 17.5892 | 0.874 | 0 | 0.0142 | 0 | 0 | 30.1097 | 0 | 0 | 0.9492 | 0
7992 | 333 | 29 | 11 | Saturday | 23 | 0 | 0 | 0 | 6.6175 | 11.0335 | 0.874 | 0 | 0.0142 | 0 | 0 | 17.6213 | 0 | 0 | 0.9493 | 0
7993 | 334 | 30 | 11 | Sunday | 0 | 0 | 0 | 0 | 5.3583 | 10.6091 | 0.699 | 0 | 0.0114 | 0 | 0 | 15.9347 | 0 | 0 | 0.7591 | 0
7994 | 334 | 30 | 11 | Sunday | 1 | 0 | 0 | 0 | 5.2005 | 10.3969 | 0.699 | 0 | 0.0114 | 0 | 0 | 15.5648 | 0 | 0 | 0.7592 | 0
7995 | 334 | 30 | 11 | Sunday | 2 | 0 | 0 | 0 | 5.1909 | 10.3969 | 0.699 | 0 | 0.0114 | 0 | 0 | 15.5648 | 0 | 0 | 0.7592 | 0
7996 | 334 | 30 | 11 | Sunday | 3 | 0 | 0 | 0 | 5.1909 | 10.3969 | 0.699 | 0 | 0.0114 | 0 | 0 | 15.5648 | 0 | 0 | 0.7592 | 0
7997 | 334 | 30 | 11 | Sunday | 4 | 0 | 0 | 0 | 5.1909 | 10.3969 | 0.699 | 0 | 0.0114 | 0 | 0 | 15.5648 | 0 | 0 | 0.7592 | 0
7998 | 334 | 30 | 11 | Sunday | 5 | 0 | 0 | 0 | 5.6628 | 10.3969 | 1.224 | 0 | 0.0199 | 0 | 0 | 16.0452 | 0 | 0 | 1.3286 | 0
7999 | 334 | 30 | 11 | Sunday | 6 | 0 | 0 | 0 | 6.1433 | 11.0335 | 0.699 | 0 | 0.0114 | 0 | 0 | 17.1466 | 0 | 0 | 0.7591 | 0
8000 | 334 | 30 | 11 | Sunday | 7 | 0 | 0 | 0 | 9.5606 | 14.6575 | 0.699 | 0 | 0.0114 | 0 | 0 | 24.1879 | 0 | 0 | 0.7592 | 0
8001 | 334 | 30 | 11 | Sunday | 8 | 0.303 | 0 | 0 | 10.1976 | 15.5065 | 0.699 | 0 | 0.0159 | 0 | 0.2877 | 25.6679 | 0 | 0 | 1.0618 | 0
8002 | 334 | 30 | 11 | Sunday | 9 | 0.152 | 0 | 0 | 9.7546 | 15.5065 | 0.699 | 0 | 0.0136 | 0 | 3.3778 | 25.2227 | 0 | 0 | 0.9115 | 0
8003 | 334 | 30 | 11 | Sunday | 10 | 0.034 | 0 | 0 | 9.668 | 16.3554 | 0.699 | 0 | 0.0119 | 0 | 8.7836 | 25.9929 | 0 | 0 | 0.7928 | 0
8004 | 334 | 30 | 11 | Sunday | 11 | 0 | 0 | 0 | 9.3385 | 16.3554 | 1.049 | 0 | 0.0171 | 0 | 12.1622 | 25.663 | 0 | 0 | 1.1387 | 0
8005 | 334 | 30 | 11 | Sunday | 12 | 0 | 0 | 0 | 12.5708 | 20.794 | 1.049 | 0 | 0.0171 | 0 | 12.9 | 33.3394 | 0 | 0 | 1.1387 | 0
8006 | 334 | 30 | 11 | Sunday | 13 | 0 | 0 | 0 | 12.8825 | 20.794 | 1.574 | 0 | 0.0256 | 0 | 10.4139 | 33.6614 | 0 | 0 | 1.7082 | 0
8007 | 334 | 30 | 11 | Sunday | 14 | 0 | 0 | 0 | 13.3006 | 20.794 | 1.049 | 0 | 0.0171 | 0 | 6.1948 | 34.0717 | 0 | 0 | 1.1387 | 0
8008 | 334 | 30 | 11 | Sunday | 15 | 0 | 0 | 0 | 14.537 | 20.794 | 0.699 | 0 | 0.0114 | 0 | 1.6658 | 35.3072 | 0 | 0 | 0.7591 | 0
8009 | 334 | 30 | 11 | Sunday | 16 | 0.063 | 0 | 0 | 14.6329 | 20.3695 | 0.699 | 0 | 0.0123 | 0 | 0.2853 | 34.9635 | 0 | 0 | 0.8225 | 0
8010 | 334 | 30 | 11 | Sunday | 17 | 0.136 | 0 | 0 | 14.1667 | 19.916 | 0.699 | 0 | 0.0134 | 0 | 0 | 34.0465 | 0 | 0 | 0.8952 | 0
8011 | 334 | 30 | 11 | Sunday | 18 | 0.164 | 0 | 0 | 14.1691 | 19.916 | 0.699 | 0 | 0.0138 | 0 | 0 | 34.0469 | 0 | 0 | 0.9231 | 0
8012 | 334 | 30 | 11 | Sunday | 19 | 0.24 | 0 | 0 | 14.1675 | 19.916 | 0.699 | 0 | 0.0149 | 0 | 0 | 34.048 | 0 | 0 | 0.9989 | 0
8013 | 334 | 30 | 11 | Sunday | 20 | 0.335 | 0 | 0 | 13.6956 | 19.916 | 0.699 | 0 | 0.0163 | 0 | 0 | 33.5775 | 0 | 0 | 1.0943 | 0
8014 | 334 | 30 | 11 | Sunday | 21 | 0.456 | 0 | 0 | 13.6956 | 19.916 | 1.224 | 0 | 0.0267 | 0 | 0 | 33.5879 | 0 | 0 | 1.7849 | 0
8015 | 334 | 30 | 11 | Sunday | 22 | 0.482 | 0 | 0 | 6.2927 | 11.8825 | 0.699 | 0 | 0.0185 | 0 | 0 | 18.1617 | 0 | 0 | 1.2415 | 0
8016 | 334 | 30 | 11 | Sunday | 23 | 0.485 | 0 | 0 | 5.6618 | 11.0335 | 0.699 | 0 | 0.0185 | 0 | 0 | 16.6819 | 0 | 0 | 1.2438 | 0
8017 | 335 | 1 | 12 | Monday | 0 | 0.487 | 0 | 0 | 5.1885 | 10.3969 | 0.908 | 0 | 0.022 | 0 | 0 | 15.5754 | 0 | 0 | 1.4725 | 0
8018 | 335 | 1 | 12 | Monday | 1 | 0.588 | 0 | 0 | 5.1829 | 10.3969 | 0.908 | 0 | 0.0235 | 0 | 0 | 15.5769 | 0 | 0 | 1.5739 | 0
8019 | 335 | 1 | 12 | Monday | 2 | 0.975 | 0 | 0 | 5.1829 | 10.3969 | 0.908 | 0 | 0.0292 | 0 | 0 | 15.5826 | 0 | 0 | 1.9609 | 0
8020 | 335 | 1 | 12 | Monday | 3 | 1.416 | 0 | 0 | 5.1829 | 10.3969 | 0.908 | 0 | 0.0357 | 0 | 0 | 15.5891 | 0 | 0 | 2.4018 | 0
8021 | 335 | 1 | 12 | Monday | 4 | 1.613 | 0 | 0 | 5.6548 | 10.3969 | 0.908 | 0 | 0.0387 | 0 | 0 | 16.064 | 0 | 0 | 2.5988 | 0
8022 | 335 | 1 | 12 | Monday | 5 | 106.989 | 0 | 27.1709 | 8.8552 | 14.4831 | 1.453 | 0 | 0.5398 | 0 | 0 | 51.0226 | 0 | 0 | 108.5791 | 0
8023 | 335 | 1 | 12 | Monday | 6 | 109.591 | 0 | 27.1709 | 17.0169 | 21.1313 | 1.271 | 0 | 0.5405 | 0 | 0 | 65.826 | 0 | 0 | 110.9832 | 0
8024 | 335 | 1 | 12 | Monday | 7 | 96.491 | 0 | 27.1709 | 28.3214 | 37.109 | 3.45 | 0 | 0.5129 | 8.4 | 0 | 101.5085 | 0 | 0 | 100.2683 | 0
8025 | 335 | 1 | 12 | Monday | 8 | 38.077 | 0 | 27.1709 | 55.1427 | 79.9326 | 6.356 | 0 | 0.4345 | 16.56 | 0.2324 | 179.2542 | 0 | 0 | 45.0041 | 0
8026 | 335 | 1 | 12 | Monday | 9 | 29.682 | 0 | 27.1709 | 56.6985 | 84.3871 | 6.901 | 0 | 0.4243 | 10.32 | 2.8114 | 178.9935 | 0 | 0 | 37.1936 | 0
8027 | 335 | 1 | 12 | Monday | 10 | 27.066 | 0 | 27.1709 | 52.0826 | 85.6606 | 7.082 | 0 | 0.4218 | 8.88 | 8.3313 | 174.2134 | 0 | 0 | 34.7698 | 0
8028 | 335 | 1 | 12 | Monday | 11 | 23.197 | 0 | 27.1709 | 49.7885 | 85.6606 | 8.535 | 0 | 0.4185 | 10.32 | 13.5232 | 173.352 | 0 | 0 | 32.4748 | 0
8029 | 335 | 1 | 12 | Monday | 12 | 30.825 | 0 | 27.1709 | 46.917 | 78.8121 | 10.351 | 0 | 0.427 | 13.92 | 15.7005 | 167.2526 | 0 | 0 | 42.104 | 0
8030 | 335 | 1 | 12 | Monday | 13 | 20.778 | 0 | 27.1709 | 49.9414 | 85.6606 | 9.806 | 0 | 0.4171 | 11.52 | 13.8393 | 174.7076 | 0 | 0 | 31.4337 | 0
8031 | 335 | 1 | 12 | Monday | 14 | 19.561 | 0 | 27.1709 | 50.7091 | 85.6606 | 6.174 | 0 | 0.4061 | 8.88 | 8.7944 | 172.8154 | 0 | 0 | 26.2577 | 0
8032 | 335 | 1 | 12 | Monday | 15 | 17.422 | 0 | 27.1709 | 59.079 | 85.6606 | 5.993 | 0 | 0.3683 | 8.88 | 1.8957 | 181.1476 | 0 | 0 | 23.922 | 0
8033 | 335 | 1 | 12 | Monday | 16 | 17.327 | 0 | 27.1709 | 60.7529 | 85.2073 | 7.99 | 0 | 0.4011 | 11.04 | 0.3046 | 184.5586 | 0 | 0 | 25.994 | 0
8034 | 335 | 1 | 12 | Monday | 17 | 40.21 | 0 | 27.1709 | 43.3704 | 55.9825 | 4.722 | 0 | 0.4305 | 14.88 | 0 | 141.8198 | 0 | 0 | 45.3571 | 0
8035 | 335 | 1 | 12 | Monday | 18 | 29.638 | 0 | 13.5854 | 30.6763 | 40.9205 | 3.814 | 0 | 0.2578 | 4.8 | 0 | 90.1872 | 0 | 0 | 33.7899 | 0
8036 | 335 | 1 | 12 | Monday | 19 | 0 | 0 | 0 | 28.3042 | 40.0131 | 2.724 | 0 | 0.0443 | 2.88 | 0 | 71.1953 | 0 | 0 | 2.9562 | 0
8037 | 335 | 1 | 12 | Monday | 20 | 0 | 0 | 0 | 24.1068 | 33.1724 | 3.087 | 0 | 0.0503 | 0.96 | 0 | 58.2366 | 0 | 0 | 3.3506 | 0
8038 | 335 | 1 | 12 | Monday | 21 | 0 | 0 | 0 | 24.1068 | 32.719 | 1.453 | 0 | 0.0236 | 0.96 | 0 | 57.7566 | 0 | 0 | 1.5767 | 0
8039 | 335 | 1 | 12 | Monday | 22 | 0 | 0 | 0 | 12.7362 | 17.8393 | 0.908 | 0 | 0.0148 | 0 | 0 | 30.5543 | 0 | 0 | 0.9855 | 0
8040 | 335 | 1 | 12 | Monday | 23 | 0 | 0 | 0 | 6.1377 | 11.0335 | 0.908 | 0 | 0.0148 | 0 | 0 | 17.15 | 0 | 0 | 0.9855 | 0
8041 | 336 | 2 | 12 | Tuesday | 0 | 0 | 0 | 0 | 5.1885 | 10.3969 | 0.908 | 0 | 0.0148 | 0 | 0 | 15.5682 | 0 | 0 | 0.9855 | 0
8042 | 336 | 2 | 12 | Tuesday | 1 | 0 | 0 | 0 | 5.1829 | 10.3969 | 0.908 | 0 | 0.0148 | 0 | 0 | 15.5682 | 0 | 0 | 0.9855 | 0
8043 | 336 | 2 | 12 | Tuesday | 2 | 0 | 0 | 0 | 5.1829 | 10.3969 | 0.908 | 0 | 0.0148 | 0 | 0 | 15.5682 | 0 | 0 | 0.9855 | 0
8044 | 336 | 2 | 12 | Tuesday | 3 | 0 | 0 | 0 | 5.1829 | 10.3969 | 0.908 | 0 | 0.0148 | 0 | 0 | 15.5682 | 0 | 0 | 0.9855 | 0
8045 | 336 | 2 | 12 | Tuesday | 4 | 0 | 0 | 0 | 5.6548 | 10.3969 | 0.908 | 0 | 0.0148 | 0 | 0 | 16.0401 | 0 | 0 | 0.9855 | 0
8046 | 336 | 2 | 12 | Tuesday | 5 | 106.555 | 0 | 27.1709 | 8.8552 | 14.4831 | 1.453 | 0 | 0.5393 | 0 | 0 | 51.022 | 0 | 0 | 108.146 | 0
8047 | 336 | 2 | 12 | Tuesday | 6 | 108.25 | 0 | 27.1709 | 17.0169 | 21.1313 | 1.271 | 0 | 0.537 | 0 | 0 | 65.8225 | 0 | 0 | 109.6413 | 0
8048 | 336 | 2 | 12 | Tuesday | 7 | 93.285 | 0 | 27.1709 | 28.3214 | 37.109 | 3.45 | 0 | 0.5052 | 8.4 | 0 | 101.5009 | 0 | 0 | 97.0614 | 0
8049 | 336 | 2 | 12 | Tuesday | 8 | 31.513 | 0 | 27.1709 | 55.1234 | 79.9326 | 6.356 | 0 | 0.427 | 16.56 | 0.2795 | 179.2274 | 0 | 0 | 38.4295 | 0
8050 | 336 | 2 | 12 | Tuesday | 9 | 23.301 | 0 | 27.1709 | 55.9317 | 84.3871 | 6.901 | 0 | 0.4175 | 10.32 | 3.4393 | 178.2199 | 0 | 0 | 30.7979 | 0
8051 | 336 | 2 | 12 | Tuesday | 10 | 21.058 | 0 | 27.1709 | 52.19 | 85.6606 | 7.082 | 0 | 0.4155 | 8.88 | 9.6633 | 174.3146 | 0 | 0 | 28.7468 | 0
8052 | 336 | 2 | 12 | Tuesday | 11 | 17.333 | 0 | 27.1709 | 50.4315 | 85.6606 | 8.535 | 0 | 0.4077 | 10.32 | 14.2934 | 173.9843 | 0 | 0 | 26.5917 | 0
8053 | 336 | 2 | 12 | Tuesday | 12 | 23.388 | 0 | 27.1709 | 47.5413 | 78.8121 | 10.351 | 0 | 0.4195 | 13.92 | 15.7502 | 167.8694 | 0 | 0 | 34.6475 | 0
8054 | 336 | 2 | 12 | Tuesday | 13 | 15.728 | 0 | 27.1709 | 51.6403 | 85.6606 | 9.806 | 0 | 0.401 | 11.52 | 13.789 | 176.3904 | 0 | 0 | 26.3655 | 0
8055 | 336 | 2 | 12 | Tuesday | 14 | 14.683 | 0 | 27.1709 | 53.5625 | 85.6606 | 6.174 | 0 | 0.3273 | 8.88 | 8.7534 | 175.59 | 0 | 0 | 21.3806 | 0
8056 | 336 | 2 | 12 | Tuesday | 15 | 13.256 | 0 | 27.1709 | 59.6709 | 85.6606 | 5.993 | 0 | 0.3015 | 8.88 | 1.8505 | 181.6726 | 0 | 0 | 19.7577 | 0
8057 | 336 | 2 | 12 | Tuesday | 16 | 13.288 | 0 | 27.1709 | 60.7461 | 85.2073 | 7.99 | 0 | 0.3361 | 11.04 | 0.2812 | 184.4868 | 0 | 0 | 21.956 | 0
8058 | 336 | 2 | 12 | Tuesday | 17 | 31.714 | 0 | 27.1709 | 43.3704 | 55.9825 | 4.722 | 0 | 0.4186 | 14.88 | 0 | 141.8079 | 0 | 0 | 36.8532 | 0
8059 | 336 | 2 | 12 | Tuesday | 18 | 25.969 | 0 | 13.5854 | 30.6763 | 40.9205 | 3.814 | 0 | 0.2533 | 4.8 | 0 | 90.1826 | 0 | 0 | 30.1199 | 0
8060 | 336 | 2 | 12 | Tuesday | 19 | 0 | 0 | 0 | 28.3042 | 40.0131 | 2.724 | 0 | 0.0443 | 2.88 | 0 | 71.1953 | 0 | 0 | 2.9562 | 0
8061 | 336 | 2 | 12 | Tuesday | 20 | 0 | 0 | 0 | 24.1068 | 33.1724 | 3.087 | 0 | 0.0503 | 0.96 | 0 | 58.2366 | 0 | 0 | 3.3506 | 0
8062 | 336 | 2 | 12 | Tuesday | 21 | 0 | 0 | 0 | 24.1068 | 32.719 | 1.453 | 0 | 0.0236 | 0.96 | 0 | 57.7566 | 0 | 0 | 1.5767 | 0
8063 | 336 | 2 | 12 | Tuesday | 22 | 0 | 0 | 0 | 12.7362 | 17.8393 | 0.908 | 0 | 0.0148 | 0 | 0 | 30.5543 | 0 | 0 | 0.9855 | 0
8064 | 336 | 2 | 12 | Tuesday | 23 | 0 | 0 | 0 | 6.1377 | 11.0335 | 0.908 | 0 | 0.0148 | 0 | 0 | 17.15 | 0 | 0 | 0.9855 | 0
8065 | 337 | 3 | 12 | Wednesday | 0 | 0 | 0 | 0 | 5.1885 | 10.3969 | 0.908 | 0 | 0.0148 | 0 | 0 | 15.5682 | 0 | 0 | 0.9855 | 0
8066 | 337 | 3 | 12 | Wednesday | 1 | 0 | 0 | 0 | 5.1829 | 10.3969 | 0.908 | 0 | 0.0148 | 0 | 0 | 15.5682 | 0 | 0 | 0.9855 | 0
8067 | 337 | 3 | 12 | Wednesday | 2 | 0 | 0 | 0 | 5.1829 | 10.3969 | 0.908 | 0 | 0.0148 | 0 | 0 | 15.5682 | 0 | 0 | 0.9855 | 0
8068 | 337 | 3 | 12 | Wednesday | 3 | 0 | 0 | 0 | 5.1829 | 10.3969 | 0.908 | 0 | 0.0148 | 0 | 0 | 15.5682 | 0 | 0 | 0.9855 | 0
8069 | 337 | 3 | 12 | Wednesday | 4 | 0 | 0 | 0 | 5.6548 | 10.3969 | 0.908 | 0 | 0.0148 | 0 | 0 | 16.0401 | 0 | 0 | 0.9855 | 0
8070 | 337 | 3 | 12 | Wednesday | 5 | 103.22 | 0 | 27.1709 | 8.8552 | 14.4831 | 1.453 | 0 | 0.5321 | 0 | 0 | 51.0148 | 0 | 0 | 104.8106 | 0
8071 | 337 | 3 | 12 | Wednesday | 6 | 101.159 | 0 | 27.1709 | 17.0169 | 21.1313 | 1.271 | 0 | 0.519 | 0 | 0 | 65.8045 | 0 | 0 | 102.5507 | 0
8072 | 337 | 3 | 12 | Wednesday | 7 | 82.491 | 0 | 27.1709 | 28.3214 | 37.109 | 3.45 | 0 | 0.484 | 8.4 | 0 | 101.4797 | 0 | 0 | 86.2665 | 0
8073 | 337 | 3 | 12 | Wednesday | 8 | 25.694 | 0 | 27.1709 | 55.158 | 79.9326 | 6.356 | 0 | 0.4204 | 16.56 | 0.1184 | 179.2555 | 0 | 0 | 32.5992 | 0
8074 | 337 | 3 | 12 | Wednesday | 9 | 19.229 | 0 | 27.1709 | 59.3326 | 84.3871 | 6.901 | 0 | 0.4098 | 10.32 | 1.0715 | 181.6131 | 0 | 0 | 26.7148 | 0
8075 | 337 | 3 | 12 | Wednesday | 10 | 18.019 | 0 | 27.1709 | 55.7873 | 85.6606 | 7.082 | 0 | 0.3968 | 8.88 | 2.6878 | 177.8931 | 0 | 0 | 25.7011 | 0
8076 | 337 | 3 | 12 | Wednesday | 11 | 15.615 | 0 | 27.1709 | 51.3875 | 85.6606 | 8.535 | 0 | 0.3827 | 10.32 | 4.1125 | 174.9152 | 0 | 0 | 24.8726 | 0
8077 | 337 | 3 | 12 | Wednesday | 12 | 19.615 | 0 | 27.1709 | 46.592 | 78.8121 | 10.351 | 0 | 0.4159 | 13.92 | 4.758 | 166.9165 | 0 | 0 | 30.8614 | 0
8078 | 337 | 3 | 12 | Wednesday | 13 | 13.609 | 0 | 27.1709 | 50.2985 | 85.6606 | 9.806 | 0 | 0.3711 | 11.52 | 4.8147 | 175.0187 | 0 | 0 | 24.2459 | 0
8079 | 337 | 3 | 12 | Wednesday | 14 | 12.578 | 0 | 27.1709 | 53.8969 | 85.6606 | 6.174 | 0 | 0.2938 | 8.88 | 3.4833 | 175.891 | 0 | 0 | 19.2766 | 0
8080 | 337 | 3 | 12 | Wednesday | 15 | 11.328 | 0 | 27.1709 | 59.634 | 85.6606 | 5.993 | 0 | 0.2711 | 8.88 | 1.4299 | 181.6053 | 0 | 0 | 17.8299 | 0
8081 | 337 | 3 | 12 | Wednesday | 16 | 11.095 | 0 | 27.1709 | 60.7511 | 85.2073 | 7.99 | 0 | 0.3014 | 11.04 | 0.2686 | 184.457 | 0 | 0 | 19.7638 | 0
8082 | 337 | 3 | 12 | Wednesday | 17 | 26.821 | 0 | 27.1709 | 43.3704 | 55.9825 | 4.722 | 0 | 0.4109 | 14.88 | 0 | 141.8002 | 0 | 0 | 31.9532 | 0
8083 | 337 | 3 | 12 | Wednesday | 18 | 23.081 | 0 | 13.5854 | 30.6763 | 40.9205 | 3.814 | 0 | 0.2501 | 4.8 | 0 | 90.1795 | 0 | 0 | 27.2303 | 0
8084 | 337 | 3 | 12 | Wednesday | 19 | 0 | 0 | 0 | 28.3042 | 40.0131 | 2.724 | 0 | 0.0443 | 2.88 | 0 | 71.1953 | 0 | 0 | 2.9562 | 0
8085 | 337 | 3 | 12 | Wednesday | 20 | 0 | 0 | 0 | 24.1068 | 33.1724 | 3.087 | 0 | 0.0503 | 0.96 | 0 | 58.2366 | 0 | 0 | 3.3506 | 0
8086 | 337 | 3 | 12 | Wednesday | 21 | 0 | 0 | 0 | 24.1068 | 32.719 | 1.453 | 0 | 0.0236 | 0.96 | 0 | 57.7566 | 0 | 0 | 1.5767 | 0
8087 | 337 | 3 | 12 | Wednesday | 22 | 0 | 0 | 0 | 12.7362 | 17.8393 | 0.908 | 0 | 0.0148 | 0 | 0 | 30.5543 | 0 | 0 | 0.9855 | 0
8088 | 337 | 3 | 12 | Wednesday | 23 | 0 | 0 | 0 | 6.1377 | 11.0335 | 0.908 | 0 | 0.0148 | 0 | 0 | 17.15 | 0 | 0 | 0.9855 | 0
8089 | 338 | 4 | 12 | Thursday | 0 | 0 | 0 | 0 | 5.1885 | 10.3969 | 0.908 | 0 | 0.0148 | 0 | 0 | 15.5682 | 0 | 0 | 0.9855 | 0
8090 | 338 | 4 | 12 | Thursday | 1 | 0 | 0 | 0 | 5.1829 | 10.3969 | 0.908 | 0 | 0.0148 | 0 | 0 | 15.5682 | 0 | 0 | 0.9855 | 0
8091 | 338 | 4 | 12 | Thursday | 2 | 0 | 0 | 0 | 5.1829 | 10.3969 | 0.908 | 0 | 0.0148 | 0 | 0 | 15.5682 | 0 | 0 | 0.9855 | 0
8092 | 338 | 4 | 12 | Thursday | 3 | 0 | 0 | 0 | 5.1829 | 10.3969 | 0.908 | 0 | 0.0148 | 0 | 0 | 15.5682 | 0 | 0 | 0.9855 | 0
8093 | 338 | 4 | 12 | Thursday | 4 | 0 | 0 | 0 | 5.6548 | 10.3969 | 0.908 | 0 | 0.0148 | 0 | 0 | 16.0401 | 0 | 0 | 0.9855 | 0
8094 | 338 | 4 | 12 | Thursday | 5 | 97.385 | 0 | 27.1709 | 8.8552 | 14.4831 | 1.453 | 0 | 0.5195 | 0 | 0 | 51.0022 | 0 | 0 | 98.975 | 0
8095 | 338 | 4 | 12 | Thursday | 6 | 89.899 | 0 | 27.1709 | 17.0169 | 21.1313 | 1.271 | 0 | 0.4942 | 0 | 0 | 65.7796 | 0 | 0 | 91.2901 | 0
8096 | 338 | 4 | 12 | Thursday | 7 | 68.128 | 0 | 27.1709 | 28.3214 | 37.109 | 3.45 | 0 | 0.4624 | 8.4 | 0 | 101.4581 | 0 | 0 | 71.9001 | 0
8097 | 338 | 4 | 12 | Thursday | 8 | 20.339 | 0 | 27.1709 | 55.158 | 79.9326 | 6.356 | 0 | 0.3929 | 16.56 | 0.0808 | 179.228 | 0 | 0 | 27.236 | 0
8098 | 338 | 4 | 12 | Thursday | 9 | 15.541 | 0 | 27.1709 | 59.6518 | 84.3871 | 6.901 | 0 | 0.3536 | 10.32 | 0.796 | 181.8761 | 0 | 0 | 23.0262 | 0
8099 | 338 | 4 | 12 | Thursday | 10 | 14.137 | 0 | 27.1709 | 57.6792 | 85.6606 | 7.082 | 0 | 0.3342 | 8.88 | 2.3535 | 179.7224 | 0 | 0 | 21.8199 | 0
8100 | 338 | 4 | 12 | Thursday | 11 | 11.454 | 0 | 27.1709 | 54.8686 | 85.6606 | 8.535 | 0 | 0.3164 | 10.32 | 3.4768 | 178.33 | 0 | 0 | 20.7127 | 0
8101 | 338 | 4 | 12 | Thursday | 12 | 14.291 | 0 | 27.1709 | 49.3716 | 78.8121 | 10.351 | 0 | 0.393 | 13.92 | 4.6726 | 169.6732 | 0 | 0 | 25.5189 | 0
8102 | 338 | 4 | 12 | Thursday | 13 | 9.964 | 0 | 27.1709 | 52.391 | 85.6606 | 9.806 | 0 | 0.3149 | 11.52 | 4.7057 | 177.0549 | 0 | 0 | 20.6014 | 0
8103 | 338 | 4 | 12 | Thursday | 14 | 9.028 | 0 | 27.1709 | 55.6818 | 85.6606 | 6.174 | 0 | 0.2383 | 8.88 | 2.9056 | 177.6203 | 0 | 0 | 15.7273 | 0
8104 | 338 | 4 | 12 | Thursday | 15 | 8.054 | 0 | 27.1709 | 59.9611 | 85.6606 | 5.993 | 0 | 0.2201 | 8.88 | 1.2683 | 181.8815 | 0 | 0 | 14.5559 | 0
8105 | 338 | 4 | 12 | Thursday | 16 | 8.013 | 0 | 27.1709 | 60.7518 | 85.2073 | 7.99 | 0 | 0.2532 | 11.04 | 0.2195 | 184.4095 | 0 | 0 | 16.682 | 0
8106 | 338 | 4 | 12 | Thursday | 17 | 20.381 | 0 | 27.1709 | 43.3704 | 55.9825 | 4.722 | 0 | 0.3854 | 14.88 | 0 | 141.7747 | 0 | 0 | 25.5035 | 0
8107 | 338 | 4 | 12 | Thursday | 18 | 17.84 | 0 | 13.5854 | 30.6763 | 40.9205 | 3.814 | 0 | 0.2448 | 4.8 | 0 | 90.1741 | 0 | 0 | 21.9855 | 0
8108 | 338 | 4 | 12 | Thursday | 19 | 0 | 0 | 0 | 28.3042 | 40.0131 | 2.724 | 0 | 0.0443 | 2.88 | 0 | 71.1953 | 0 | 0 | 2.9562 | 0
8109 | 338 | 4 | 12 | Thursday | 20 | 0 | 0 | 0 | 24.1068 | 33.1724 | 3.087 | 0 | 0.0503 | 0.96 | 0 | 58.2366 | 0 | 0 | 3.3506 | 0
8110 | 338 | 4 | 12 | Thursday | 21 | 0 | 0 | 0 | 24.1068 | 32.719 | 1.453 | 0 | 0.0236 | 0.96 | 0 | 57.7566 | 0 | 0 | 1.5767 | 0
8111 | 338 | 4 | 12 | Thursday | 22 | 0 | 0 | 0 | 12.7362 | 17.8393 | 0.908 | 0 | 0.0148 | 0 | 0 | 30.5543 | 0 | 0 | 0.9855 | 0
8112 | 338 | 4 | 12 | Thursday | 23 | 0 | 0 | 0 | 6.1377 | 11.0335 | 0.908 | 0 | 0.0148 | 0 | 0 | 17.15 | 0 | 0 | 0.9855 | 0
8113 | 339 | 5 | 12 | Friday | 0 | 0 | 0 | 0 | 5.1885 | 10.3969 | 0.908 | 0 | 0.0148 | 0 | 0 | 15.5682 | 0 | 0 | 0.9855 | 0
8114 | 339 | 5 | 12 | Friday | 1 | 0 | 0 | 0 | 5.1829 | 10.3969 | 0.908 | 0 | 0.0148 | 0 | 0 | 15.5682 | 0 | 0 | 0.9855 | 0
8115 | 339 | 5 | 12 | Friday | 2 | 0 | 0 | 0 | 5.1829 | 10.3969 | 0.908 | 0 | 0.0148 | 0 | 0 | 15.5682 | 0 | 0 | 0.9855 | 0
8116 | 339 | 5 | 12 | Friday | 3 | 0 | 0 | 0 | 5.1829 | 10.3969 | 0.908 | 0 | 0.0148 | 0 | 0 | 15.5682 | 0 | 0 | 0.9855 | 0
8117 | 339 | 5 | 12 | Friday | 4 | 0 | 0 | 0 | 5.6548 | 10.3969 | 0.908 | 0 | 0.0148 | 0 | 0 | 16.0401 | 0 | 0 | 0.9855 | 0
8118 | 339 | 5 | 12 | Friday | 5 | 54.534 | 0 | 18.4723 | 8.8552 | 14.4831 | 1.453 | 0 | 0.3236 | 0 | 0 | 42.1078 | 0 | 0 | 56.1191 | 0
8119 | 339 | 5 | 12 | Friday | 6 | 73.476 | 0 | 27.1709 | 17.0169 | 21.1313 | 1.271 | 0 | 0.4679 | 0 | 0 | 65.7534 | 0 | 0 | 74.8657 | 0
8120 | 339 | 5 | 12 | Friday | 7 | 56.041 | 0 | 27.1709 | 28.3214 | 37.109 | 3.45 | 0 | 0.4474 | 8.4 | 0 | 101.443 | 0 | 0 | 59.8096 | 0
8121 | 339 | 5 | 12 | Friday | 8 | 16.539 | 0 | 27.1709 | 55.158 | 79.9326 | 6.356 | 0 | 0.3412 | 16.56 | 0.1132 | 179.1763 | 0 | 0 | 23.4363 | 0
8122 | 339 | 5 | 12 | Friday | 9 | 12.256 | 0 | 27.1709 | 59.4518 | 84.3871 | 6.901 | 0 | 0.3012 | 10.32 | 1.1128 | 181.6237 | 0 | 0 | 19.7424 | 0
8123 | 339 | 5 | 12 | Friday | 10 | 11.476 | 0 | 27.1709 | 56.3415 | 85.6606 | 7.082 | 0 | 0.292 | 8.88 | 2.7436 | 178.3426 | 0 | 0 | 19.1596 | 0
8124 | 339 | 5 | 12 | Friday | 11 | 9.274 | 0 | 27.1709 | 52.0747 | 85.6606 | 8.535 | 0 | 0.2821 | 10.32 | 4.0192 | 175.5019 | 0 | 0 | 18.5339 | 0
8125 | 339 | 5 | 12 | Friday | 12 | 11.666 | 0 | 27.1709 | 47.2514 | 78.8121 | 10.351 | 0 | 0.351 | 13.92 | 4.8957 | 167.511 | 0 | 0 | 22.8946 | 0
8126 | 339 | 5 | 12 | Friday | 13 | 7.64 | 0 | 27.1709 | 50.8691 | 85.6606 | 9.806 | 0 | 0.2786 | 11.52 | 4.9075 | 175.4967 | 0 | 0 | 18.279 | 0
8127 | 339 | 5 | 12 | Friday | 14 | 6.792 | 0 | 27.1709 | 54.7859 | 85.6606 | 6.174 | 0 | 0.2037 | 8.88 | 3.4853 | 176.69 | 0 | 0 | 13.4915 | 0
8128 | 339 | 5 | 12 | Friday | 15 | 5.927 | 0 | 27.1709 | 60.0206 | 85.6606 | 5.993 | 0 | 0.1875 | 8.88 | 1.2589 | 181.9083 | 0 | 0 | 12.4298 | 0
8129 | 339 | 5 | 12 | Friday | 16 | 5.95 | 0 | 27.1709 | 60.7529 | 85.2073 | 7.99 | 0 | 0.2214 | 11.04 | 0.2247 | 184.3789 | 0 | 0 | 14.6193 | 0
8130 | 339 | 5 | 12 | Friday | 17 | 16.646 | 0 | 27.1709 | 43.3704 | 55.9825 | 4.722 | 0 | 0.334 | 14.88 | 0 | 141.7233 | 0 | 0 | 21.768 | 0
8131 | 339 | 5 | 12 | Friday | 18 | 15.209 | 0 | 13.5854 | 30.6763 | 40.9205 | 3.814 | 0 | 0.2406 | 4.8 | 0 | 90.17 | 0 | 0 | 19.3513 | 0
8132 | 339 | 5 | 12 | Friday | 19 | 0 | 0 | 0 | 28.3042 | 40.0131 | 2.724 | 0 | 0.0443 | 2.88 | 0 | 71.1953 | 0 | 0 | 2.9562 | 0
8133 | 339 | 5 | 12 | Friday | 20 | 0 | 0 | 0 | 24.1068 | 33.1724 | 3.087 | 0 | 0.0503 | 0.96 | 0 | 58.2366 | 0 | 0 | 3.3506 | 0
8134 | 339 | 5 | 12 | Friday | 21 | 0 | 0 | 0 | 24.1068 | 32.719 | 1.453 | 0 | 0.0236 | 0.96 | 0 | 57.7566 | 0 | 0 | 1.5767 | 0
8135 | 339 | 5 | 12 | Friday | 22 | 0 | 0 | 0 | 12.7362 | 17.8393 | 0.908 | 0 | 0.0148 | 0 | 0 | 30.5543 | 0 | 0 | 0.9855 | 0
8136 | 339 | 5 | 12 | Friday | 23 | 0 | 0 | 0 | 6.1377 | 11.0335 | 0.908 | 0 | 0.0148 | 0 | 0 | 17.15 | 0 | 0 | 0.9855 | 0
8137 | 340 | 6 | 12 | Saturday | 0 | 0 | 0 | 0 | 5.3495 | 10.6091 | 0.908 | 0 | 0.0148 | 0 | 0 | 15.9381 | 0 | 0 | 0.9855 | 0
8138 | 340 | 6 | 12 | Saturday | 1 | 0 | 0 | 0 | 5.1845 | 10.3969 | 0.908 | 0 | 0.0148 | 0 | 0 | 15.5682 | 0 | 0 | 0.9855 | 0
8139 | 340 | 6 | 12 | Saturday | 2 | 0 | 0 | 0 | 5.1845 | 10.3969 | 0.908 | 0 | 0.0148 | 0 | 0 | 15.5682 | 0 | 0 | 0.9855 | 0
8140 | 340 | 6 | 12 | Saturday | 3 | 0 | 0 | 0 | 5.1845 | 10.3969 | 0.908 | 0 | 0.0148 | 0 | 0 | 15.5682 | 0 | 0 | 0.9855 | 0
8141 | 340 | 6 | 12 | Saturday | 4 | 0 | 0 | 0 | 5.1845 | 10.3969 | 0.908 | 0 | 0.0148 | 0 | 0 | 15.5682 | 0 | 0 | 0.9855 | 0
8142 | 340 | 6 | 12 | Saturday | 5 | 0 | 0 | 0 | 5.6564 | 10.3969 | 1.453 | 0 | 0.0236 | 0 | 0 | 16.0489 | 0 | 0 | 1.5768 | 0
8143 | 340 | 6 | 12 | Saturday | 6 | 0 | 0 | 0 | 10.2167 | 14.454 | 1.271 | 0 | 0.0207 | 0 | 0 | 24.6594 | 0 | 0 | 1.3796 | 0
8144 | 340 | 6 | 12 | Saturday | 7 | 0 | 0 | 0 | 14.0996 | 18.078 | 1.998 | 0 | 0.0325 | 3.84 | 0 | 36.0373 | 0 | 0 | 2.168 | 0
8145 | 340 | 6 | 12 | Saturday | 8 | 0 | 0 | 0 | 23.4584 | 33.4891 | 2.724 | 0 | 0.0443 | 3.36 | 0.0687 | 60.3271 | 0 | 0 | 2.9562 | 0
8146 | 340 | 6 | 12 | Saturday | 9 | 0 | 0 | 0 | 25.7819 | 36.0383 | 3.814 | 0 | 0.0621 | 5.04 | 0.7391 | 66.9032 | 0 | 0 | 4.139 | 0
8147 | 340 | 6 | 12 | Saturday | 10 | 0 | 0 | 0 | 24.7488 | 36.8872 | 3.45 | 0 | 0.0562 | 4.32 | 2.7292 | 65.9929 | 0 | 0 | 3.7447 | 0
8148 | 340 | 6 | 12 | Saturday | 11 | 0 | 0 | 0 | 22.5526 | 36.8872 | 4.177 | 0 | 0.068 | 6 | 6.2943 | 65.4799 | 0 | 0 | 4.5333 | 0
8149 | 340 | 6 | 12 | Saturday | 12 | 0 | 0 | 0 | 17.2779 | 26.6109 | 3.632 | 0 | 0.0591 | 5.04 | 9.3567 | 48.9527 | 0 | 0 | 3.9417 | 0
8150 | 340 | 6 | 12 | Saturday | 13 | 0 | 0 | 0 | 17.0844 | 26.1571 | 3.45 | 0 | 0.0562 | 3.12 | 9.1171 | 46.3761 | 0 | 0 | 3.7448 | 0
8151 | 340 | 6 | 12 | Saturday | 14 | 0 | 0 | 0 | 17.3408 | 26.1571 | 2.724 | 0 | 0.0443 | 1.92 | 6.3144 | 45.4166 | 0 | 0 | 2.9562 | 0
8152 | 340 | 6 | 12 | Saturday | 15 | 0 | 0.292 | 0 | 19.3548 | 26.1571 | 2.179 | 0 | 0.0512 | 0.96 | 1.5777 | 46.7528 | 0 | 0 | 2.3651 | 0
8153 | 340 | 6 | 12 | Saturday | 16 | 0 | 0.292 | 0 | 19.6865 | 26.1571 | 2.542 | 0 | 0.0571 | 1.2 | 0.2498 | 47.331 | 0 | 0 | 2.7593 | 0
8154 | 340 | 6 | 12 | Saturday | 17 | 0 | 0 | 0 | 13.8282 | 19.2871 | 1.271 | 0 | 0.0207 | 1.44 | 0 | 34.5209 | 0 | 0 | 1.3795 | 0
8155 | 340 | 6 | 12 | Saturday | 18 | 0 | 0 | 0 | 13.8322 | 19.2871 | 1.271 | 0 | 0.0207 | 0 | 0 | 33.0761 | 0 | 0 | 1.3796 | 0
8156 | 340 | 6 | 12 | Saturday | 19 | 0 | 0 | 0 | 13.8322 | 19.2871 | 1.271 | 0 | 0.0207 | 0 | 0 | 33.0761 | 0 | 0 | 1.3796 | 0
8157 | 340 | 6 | 12 | Saturday | 20 | 0 | 0 | 0 | 13.8282 | 19.2871 | 1.271 | 0 | 0.0207 | 0 | 0 | 33.0761 | 0 | 0 | 1.3796 | 0
8158 | 340 | 6 | 12 | Saturday | 21 | 0 | 0 | 0 | 13.8282 | 19.2871 | 1.634 | 0 | 0.0266 | 0 | 0 | 33.082 | 0 | 0 | 1.774 | 0
8159 | 340 | 6 | 12 | Saturday | 22 | 0 | 0 | 0 | 12.5503 | 17.5892 | 0.908 | 0 | 0.0148 | 0 | 0 | 30.1102 | 0 | 0 | 0.9855 | 0
8160 | 340 | 6 | 12 | Saturday | 23 | 0 | 0 | 0 | 6.6175 | 11.0335 | 0.908 | 0 | 0.0148 | 0 | 0 | 17.6218 | 0 | 0 | 0.9855 | 0
8161 | 341 | 7 | 12 | Sunday | 0 | 0 | 0 | 0 | 5.3583 | 10.6091 | 0.726 | 0 | 0.0118 | 0 | 0 | 15.9352 | 0 | 0 | 0.7883 | 0
8162 | 341 | 7 | 12 | Sunday | 1 | 0 | 0 | 0 | 5.2005 | 10.3969 | 0.726 | 0 | 0.0118 | 0 | 0 | 15.5652 | 0 | 0 | 0.7884 | 0
8163 | 341 | 7 | 12 | Sunday | 2 | 0 | 0 | 0 | 5.1909 | 10.3969 | 0.726 | 0 | 0.0118 | 0 | 0 | 15.5652 | 0 | 0 | 0.7884 | 0
8164 | 341 | 7 | 12 | Sunday | 3 | 0 | 0 | 0 | 5.1909 | 10.3969 | 0.726 | 0 | 0.0118 | 0 | 0 | 15.5652 | 0 | 0 | 0.7884 | 0
8165 | 341 | 7 | 12 | Sunday | 4 | 0 | 0 | 0 | 5.1909 | 10.3969 | 0.726 | 0 | 0.0118 | 0 | 0 | 15.5652 | 0 | 0 | 0.7884 | 0
8166 | 341 | 7 | 12 | Sunday | 5 | 0 | 0 | 0 | 5.6628 | 10.3969 | 1.271 | 0 | 0.0207 | 0 | 0 | 16.046 | 0 | 0 | 1.3796 | 0
8167 | 341 | 7 | 12 | Sunday | 6 | 0 | 0 | 0 | 6.1433 | 11.0335 | 0.726 | 0 | 0.0118 | 0 | 0 | 17.147 | 0 | 0 | 0.7883 | 0
8168 | 341 | 7 | 12 | Sunday | 7 | 0 | 0 | 0 | 9.5606 | 14.6575 | 0.726 | 0 | 0.0118 | 0 | 0 | 24.1883 | 0 | 0 | 0.7884 | 0
8169 | 341 | 7 | 12 | Sunday | 8 | 0 | 0 | 0 | 10.2019 | 15.5065 | 0.726 | 0 | 0.0118 | 0 | 0.075 | 25.6682 | 0 | 0 | 0.7884 | 0
8170 | 341 | 7 | 12 | Sunday | 9 | 0 | 0 | 0 | 10.1754 | 15.5065 | 0.726 | 0 | 0.0118 | 0 | 0.7714 | 25.6417 | 0 | 0 | 0.7884 | 0
8171 | 341 | 7 | 12 | Sunday | 10 | 0 | 0 | 0 | 10.4423 | 16.3554 | 0.726 | 0 | 0.0118 | 0 | 2.3342 | 26.7671 | 0 | 0 | 0.7884 | 0
8172 | 341 | 7 | 12 | Sunday | 11 | 0 | 0 | 0 | 9.8553 | 16.3554 | 1.09 | 0 | 0.0177 | 0 | 4.533 | 26.1805 | 0 | 0 | 1.1825 | 0
8173 | 341 | 7 | 12 | Sunday | 12 | 0 | 0 | 0 | 13.0356 | 20.794 | 1.09 | 0 | 0.0177 | 0 | 5.9886 | 33.8049 | 0 | 0 | 1.1825 | 0
8174 | 341 | 7 | 12 | Sunday | 13 | 0 | 0 | 0 | 13.1476 | 20.794 | 1.634 | 0 | 0.0266 | 0 | 5.0293 | 33.9274 | 0 | 0 | 1.774 | 0
8175 | 341 | 7 | 12 | Sunday | 14 | 0 | 0 | 0 | 14.0404 | 20.794 | 1.09 | 0 | 0.0177 | 0 | 2.6651 | 34.8121 | 0 | 0 | 1.1825 | 0
8176 | 341 | 7 | 12 | Sunday | 15 | 0 | 0 | 0 | 14.8739 | 20.794 | 0.726 | 0 | 0.0118 | 0 | 0.7209 | 35.6445 | 0 | 0 | 0.7883 | 0
8177 | 341 | 7 | 12 | Sunday | 16 | 0 | 0 | 0 | 14.6402 | 20.3695 | 0.726 | 0 | 0.0118 | 0 | 0.1027 | 34.9704 | 0 | 0 | 0.7884 | 0
8178 | 341 | 7 | 12 | Sunday | 17 | 0 | 0 | 0 | 14.1667 | 19.916 | 0.726 | 0 | 0.0118 | 0 | 0 | 34.0449 | 0 | 0 | 0.7884 | 0
8179 | 341 | 7 | 12 | Sunday | 18 | 0 | 0 | 0 | 14.1691 | 19.916 | 0.726 | 0 | 0.0118 | 0 | 0 | 34.0449 | 0 | 0 | 0.7884 | 0
8180 | 341 | 7 | 12 | Sunday | 19 | 0 | 0 | 0 | 14.1675 | 19.916 | 0.726 | 0 | 0.0118 | 0 | 0 | 34.0449 | 0 | 0 | 0.7884 | 0
8181 | 341 | 7 | 12 | Sunday | 20 | 0 | 0 | 0 | 13.6956 | 19.916 | 0.726 | 0 | 0.0118 | 0 | 0 | 33.573 | 0 | 0 | 0.7884 | 0
8182 | 341 | 7 | 12 | Sunday | 21 | 0 | 0 | 0 | 13.6956 | 19.916 | 1.271 | 0 | 0.0207 | 0 | 0 | 33.5819 | 0 | 0 | 1.3796 | 0
8183 | 341 | 7 | 12 | Sunday | 22 | 0 | 0 | 0 | 6.2927 | 11.8825 | 0.726 | 0 | 0.0118 | 0 | 0 | 18.155 | 0 | 0 | 0.7883 | 0
8184 | 341 | 7 | 12 | Sunday | 23 | 0 | 0 | 0 | 5.6618 | 11.0335 | 0.726 | 0 | 0.0118 | 0 | 0 | 16.6751 | 0 | 0 | 0.7884 | 0
8185 | 342 | 8 | 12 | Monday | 0 | 0 | 0 | 0 | 5.1885 | 10.3969 | 0.908 | 0 | 0.0148 | 0 | 0 | 15.5682 | 0 | 0 | 0.9855 | 0
8186 | 342 | 8 | 12 | Monday | 1 | 0 | 0 | 0 | 5.1829 | 10.3969 | 0.908 | 0 | 0.0148 | 0 | 0 | 15.5682 | 0 | 0 | 0.9855 | 0
8187 | 342 | 8 | 12 | Monday | 2 | 0 | 0 | 0 | 5.1829 | 10.3969 | 0.908 | 0 | 0.0148 | 0 | 0 | 15.5682 | 0 | 0 | 0.9855 | 0
8188 | 342 | 8 | 12 | Monday | 3 | 0 | 0 | 0 | 5.1829 | 10.3969 | 0.908 | 0 | 0.0148 | 0 | 0 | 15.5682 | 0 | 0 | 0.9855 | 0
8189 | 342 | 8 | 12 | Monday | 4 | 0 | 0 | 0 | 5.6548 | 10.3969 | 0.908 | 0 | 0.0148 | 0 | 0 | 16.0401 | 0 | 0 | 0.9855 | 0
8190 | 342 | 8 | 12 | Monday | 5 | 99.481 | 0 | 27.1709 | 8.8552 | 14.4831 | 1.453 | 0 | 0.5232 | 0 | 0 | 51.006 | 0 | 0 | 101.0711 | 0
8191 | 342 | 8 | 12 | Monday | 6 | 95.099 | 0 | 27.1709 | 17.0169 | 21.1313 | 1.271 | 0 | 0.5057 | 0 | 0 | 65.7912 | 0 | 0 | 96.4901 | 0
8192 | 342 | 8 | 12 | Monday | 7 | 78.977 | 0 | 27.1709 | 28.3214 | 37.109 | 3.45 | 0 | 0.4789 | 8.4 | 0 | 101.4745 | 0 | 0 | 82.7513 | 0
8193 | 342 | 8 | 12 | Monday | 8 | 28.02 | 0 | 27.1709 | 55.1471 | 79.9326 | 6.356 | 0 | 0.4228 | 16.56 | 0.1038 | 179.247 | 0 | 0 | 34.9313 | 0
8194 | 342 | 8 | 12 | Monday | 9 | 21.024 | 0 | 27.1709 | 56.7221 | 84.3871 | 6.901 | 0 | 0.4153 | 10.32 | 2.139 | 179.0081 | 0 | 0 | 28.5144 | 0
8195 | 342 | 8 | 12 | Monday | 10 | 19.907 | 0 | 27.1709 | 50.4727 | 85.6606 | 7.082 | 0 | 0.4142 | 8.88 | 6.1567 | 172.5959 | 0 | 0 | 27.5921 | 0
8196 | 342 | 8 | 12 | Monday | 11 | 16.461 | 0 | 27.1709 | 47.5863 | 85.6606 | 8.535 | 0 | 0.3951 | 10.32 | 8.0295 | 171.1264 | 0 | 0 | 25.7191 | 0
8197 | 342 | 8 | 12 | Monday | 12 | 19.867 | 0 | 27.1709 | 44.8599 | 78.8121 | 10.351 | 0 | 0.4163 | 13.92 | 8.8165 | 165.1848 | 0 | 0 | 31.1137 | 0
8198 | 342 | 8 | 12 | Monday | 13 | 13.761 | 0 | 27.1709 | 48.838 | 85.6606 | 9.806 | 0 | 0.3711 | 11.52 | 8.5624 | 173.5581 | 0 | 0 | 24.3989 | 0
8199 | 342 | 8 | 12 | Monday | 14 | 11.995 | 0 | 27.1709 | 53.7323 | 85.6606 | 6.174 | 0 | 0.2848 | 8.88 | 5.6125 | 175.7173 | 0 | 0 | 18.6937 | 0
8200 | 342 | 8 | 12 | Monday | 15 | 10.545 | 0 | 27.1709 | 59.7258 | 85.6606 | 5.993 | 0 | 0.259 | 8.88 | 1.5505 | 181.685 | 0 | 0 | 17.0471 | 0
8201 | 342 | 8 | 12 | Monday | 16 | 10.322 | 0 | 27.1709 | 60.7509 | 85.2073 | 7.99 | 0 | 0.2893 | 11.04 | 0.275 | 184.4448 | 0 | 0 | 18.9901 | 0
8202 | 342 | 8 | 12 | Monday | 17 | 24.956 | 0 | 27.1709 | 43.3704 | 55.9825 | 4.722 | 0 | 0.4075 | 14.88 | 0 | 141.7968 | 0 | 0 | 30.0859 | 0
8203 | 342 | 8 | 12 | Monday | 18 | 21.662 | 0 | 13.5854 | 30.6763 | 40.9205 | 3.814 | 0 | 0.2488 | 4.8 | 0 | 90.1782 | 0 | 0 | 25.8097 | 0
8204 | 342 | 8 | 12 | Monday | 19 | 0 | 0 | 0 | 28.3042 | 40.0131 | 2.724 | 0 | 0.0443 | 2.88 | 0 | 71.1953 | 0 | 0 | 2.9562 | 0
8205 | 342 | 8 | 12 | Monday | 20 | 0 | 0 | 0 | 24.1068 | 33.1724 | 3.087 | 0 | 0.0503 | 0.96 | 0 | 58.2366 | 0 | 0 | 3.3506 | 0
8206 | 342 | 8 | 12 | Monday | 21 | 0 | 0 | 0 | 24.1068 | 32.719 | 1.453 | 0 | 0.0236 | 0.96 | 0 | 57.7566 | 0 | 0 | 1.5767 | 0
8207 | 342 | 8 | 12 | Monday | 22 | 0 | 0 | 0 | 12.7362 | 17.8393 | 0.908 | 0 | 0.0148 | 0 | 0 | 30.5543 | 0 | 0 | 0.9855 | 0
8208 | 342 | 8 | 12 | Monday | 23 | 0 | 0 | 0 | 6.1377 | 11.0335 | 0.908 | 0 | 0.0148 | 0 | 0 | 17.15 | 0 | 0 | 0.9855 | 0
8209 | 343 | 9 | 12 | Tuesday | 0 | 0 | 0 | 0 | 5.1885 | 10.3969 | 0.908 | 0 | 0.0148 | 0 | 0 | 15.5682 | 0 | 0 | 0.9855 | 0
8210 | 343 | 9 | 12 | Tuesday | 1 | 0 | 0 | 0 | 5.1829 | 10.3969 | 0.908 | 0 | 0.0148 | 0 | 0 | 15.5682 | 0 | 0 | 0.9855 | 0
8211 | 343 | 9 | 12 | Tuesday | 2 | 0 | 0 | 0 | 5.1829 | 10.3969 | 0.908 | 0 | 0.0148 | 0 | 0 | 15.5682 | 0 | 0 | 0.9855 | 0
8212 | 343 | 9 | 12 | Tuesday | 3 | 0 | 0 | 0 | 5.1829 | 10.3969 | 0.908 | 0 | 0.0148 | 0 | 0 | 15.5682 | 0 | 0 | 0.9855 | 0
8213 | 343 | 9 | 12 | Tuesday | 4 | 0 | 0 | 0 | 5.6548 | 10.3969 | 0.908 | 0 | 0.0148 | 0 | 0 | 16.0401 | 0 | 0 | 0.9855 | 0
8214 | 343 | 9 | 12 | Tuesday | 5 | 87.11 | 0 | 27.1709 | 8.8552 | 14.4831 | 1.453 | 0 | 0.4992 | 0 | 0 | 50.982 | 0 | 0 | 88.7 | 0
8215 | 343 | 9 | 12 | Tuesday | 6 | 78.325 | 0 | 27.1709 | 17.0169 | 21.1313 | 1.271 | 0 | 0.4741 | 0 | 0 | 65.7595 | 0 | 0 | 79.715 | 0
8216 | 343 | 9 | 12 | Tuesday | 7 | 61.496 | 0 | 27.1709 | 28.3214 | 37.109 | 3.45 | 0 | 0.4539 | 8.4 | 0 | 101.4495 | 0 | 0 | 65.2668 | 0
8217 | 343 | 9 | 12 | Tuesday | 8 | 18.813 | 0 | 27.1709 | 55.158 | 79.9326 | 6.356 | 0 | 0.3714 | 16.56 | 0.0921 | 179.2065 | 0 | 0 | 25.7105 | 0
8218 | 343 | 9 | 12 | Tuesday | 9 | 13.622 | 0 | 27.1709 | 59.3521 | 84.3871 | 6.901 | 0 | 0.3229 | 10.32 | 1.0216 | 181.5457 | 0 | 0 | 21.108 | 0
8219 | 343 | 9 | 12 | Tuesday | 10 | 12.45 | 0 | 27.1709 | 55.0442 | 85.6606 | 7.082 | 0 | 0.3073 | 8.88 | 3.1759 | 177.0605 | 0 | 0 | 20.1335 | 0
8220 | 343 | 9 | 12 | Tuesday | 11 | 10.107 | 0 | 27.1709 | 49.9436 | 85.6606 | 8.535 | 0 | 0.2952 | 10.32 | 5.6989 | 173.3839 | 0 | 0 | 19.3669 | 0
8221 | 343 | 9 | 12 | Tuesday | 12 | 12.822 | 0 | 27.1709 | 45.6915 | 78.8121 | 10.351 | 0 | 0.3696 | 13.92 | 7.0774 | 165.9697 | 0 | 0 | 24.0499 | 0
8222 | 343 | 9 | 12 | Tuesday | 13 | 8.414 | 0 | 27.1709 | 50.2723 | 85.6606 | 9.806 | 0 | 0.2907 | 11.52 | 5.7274 | 174.912 | 0 | 0 | 19.0519 | 0
8223 | 343 | 9 | 12 | Tuesday | 14 | 7.656 | 0 | 27.1709 | 54.6448 | 85.6606 | 6.174 | 0 | 0.2171 | 8.88 | 3.4411 | 176.5621 | 0 | 0 | 14.355 | 0
8224 | 343 | 9 | 12 | Tuesday | 15 | 6.731 | 0 | 27.1709 | 59.8887 | 85.6606 | 5.993 | 0 | 0.1998 | 8.88 | 1.3183 | 181.7888 | 0 | 0 | 13.2334 | 0
8225 | 343 | 9 | 12 | Tuesday | 16 | 6.551 | 0 | 27.1709 | 60.7524 | 85.2073 | 7.99 | 0 | 0.2307 | 11.04 | 0.2527 | 184.3877 | 0 | 0 | 15.2201 | 0
8226 | 343 | 9 | 12 | Tuesday | 17 | 18.095 | 0 | 27.1709 | 43.3704 | 55.9825 | 4.722 | 0 | 0.3575 | 14.88 | 0 | 141.7468 | 0 | 0 | 23.2169 | 0
8227 | 343 | 9 | 12 | Tuesday | 18 | 16.891 | 0 | 13.5854 | 30.6763 | 40.9205 | 3.814 | 0 | 0.2427 | 4.8 | 0 | 90.1721 | 0 | 0 | 21.0351 | 0
8228 | 343 | 9 | 12 | Tuesday | 19 | 0 | 0 | 0 | 28.3042 | 40.0131 | 2.724 | 0 | 0.0443 | 2.88 | 0 | 71.1953 | 0 | 0 | 2.9562 | 0
8229 | 343 | 9 | 12 | Tuesday | 20 | 0 | 0 | 0 | 24.1068 | 33.1724 | 3.087 | 0 | 0.0503 | 0.96 | 0 | 58.2366 | 0 | 0 | 3.3506 | 0
8230 | 343 | 9 | 12 | Tuesday | 21 | 0 | 0 | 0 | 24.1068 | 32.719 | 1.453 | 0 | 0.0236 | 0.96 | 0 | 57.7566 | 0 | 0 | 1.5767 | 0
8231 | 343 | 9 | 12 | Tuesday | 22 | 0 | 0 | 0 | 12.7362 | 17.8393 | 0.908 | 0 | 0.0148 | 0 | 0 | 30.5543 | 0 | 0 | 0.9855 | 0
8232 | 343 | 9 | 12 | Tuesday | 23 | 0 | 0 | 0 | 6.1377 | 11.0335 | 0.908 | 0 | 0.0148 | 0 | 0 | 17.15 | 0 | 0 | 0.9855 | 0
8233 | 344 | 10 | 12 | Wednesday | 0 | 0 | 0 | 0 | 5.1885 | 10.3969 | 0.908 | 0 | 0.0148 | 0 | 0 | 15.5682 | 0 | 0 | 0.9855 | 0
8234 | 344 | 10 | 12 | Wednesday | 1 | 0 | 0 | 0 | 5.1829 | 10.3969 | 0.908 | 0 | 0.0148 | 0 | 0 | 15.5682 | 0 | 0 | 0.9855 | 0
8235 | 344 | 10 | 12 | Wednesday | 2 | 0 | 0 | 0 | 5.1829 | 10.3969 | 0.908 | 0 | 0.0148 | 0 | 0 | 15.5682 | 0 | 0 | 0.9855 | 0
8236 | 344 | 10 | 12 | Wednesday | 3 | 0 | 0 | 0 | 5.1829 | 10.3969 | 0.908 | 0 | 0.0148 | 0 | 0 | 15.5682 | 0 | 0 | 0.9855 | 0
8237 | 344 | 10 | 12 | Wednesday | 4 | 0 | 0 | 0 | 5.6548 | 10.3969 | 0.908 | 0 | 0.0148 | 0 | 0 | 16.0401 | 0 | 0 | 0.9855 | 0
8238 | 344 | 10 | 12 | Wednesday | 5 | 75.983 | 0 | 27.1709 | 8.8552 | 14.4831 | 1.453 | 0 | 0.4802 | 0 | 0 | 50.963 | 0 | 0 | 77.5717 | 0
8239 | 344 | 10 | 12 | Wednesday | 6 | 66.843 | 0 | 27.1709 | 17.0169 | 21.1313 | 1.271 | 0 | 0.458 | 0 | 0 | 65.7434 | 0 | 0 | 68.2327 | 0
8240 | 344 | 10 | 12 | Wednesday | 7 | 51.148 | 0 | 27.1709 | 28.3214 | 37.109 | 3.45 | 0 | 0.4418 | 8.4 | 0 | 101.4375 | 0 | 0 | 54.9153 | 0
8241 | 344 | 10 | 12 | Wednesday | 8 | 14.433 | 0 | 27.1709 | 55.158 | 79.9326 | 6.356 | 0 | 0.311 | 16.56 | 0 | 179.1461 | 0 | 0 | 21.3303 | 0
8242 | 344 | 10 | 12 | Wednesday | 9 | 10.129 | 0 | 27.1709 | 59.7977 | 84.3871 | 6.901 | 0 | 0.2678 | 10.32 | 0.0515 | 181.9362 | 0 | 0 | 17.6158 | 0
8243 | 344 | 10 | 12 | Wednesday | 10 | 8.951 | 0 | 27.1709 | 60.7345 | 85.6606 | 7.082 | 0 | 0.2524 | 8.88 | 0.3835 | 182.696 | 0 | 0 | 16.6346 | 0
8244 | 344 | 10 | 12 | Wednesday | 11 | 6.101 | 0 | 27.1709 | 60.7237 | 85.6606 | 8.535 | 0 | 0.233 | 10.32 | 0.624 | 184.1017 | 0 | 0 | 15.3613 | 0
8245 | 344 | 10 | 12 | Wednesday | 12 | 8.192 | 0 | 27.1709 | 56.04 | 78.8121 | 10.351 | 0 | 0.2966 | 13.92 | 1.1183 | 176.2452 | 0 | 0 | 19.4217 | 0
8246 | 344 | 10 | 12 | Wednesday | 13 | 5.454 | 0 | 27.1709 | 56.4316 | 85.6606 | 9.806 | 0 | 0.2448 | 11.52 | 2.2264 | 181.0254 | 0 | 0 | 16.0934 | 0
8247 | 344 | 10 | 12 | Wednesday | 14 | 4.673 | 0 | 27.1709 | 55.6298 | 85.6606 | 6.174 | 0 | 0.1714 | 8.88 | 2.7549 | 177.5014 | 0 | 0 | 11.373 | 0
8248 | 344 | 10 | 12 | Wednesday | 15 | 4.108 | 0 | 27.1709 | 60.2231 | 85.6606 | 5.993 | 0 | 0.1597 | 8.88 | 1.1565 | 182.0831 | 0 | 0 | 10.6106 | 0
8249 | 344 | 10 | 12 | Wednesday | 16 | 4.145 | 0 | 27.1709 | 60.7529 | 85.2073 | 7.99 | 0 | 0.1937 | 11.04 | 0.2327 | 184.3513 | 0 | 0 | 12.8151 | 0
8250 | 344 | 10 | 12 | Wednesday | 17 | 12.673 | 0 | 27.1709 | 43.3704 | 55.9825 | 4.722 | 0 | 0.271 | 14.88 | 0 | 141.6603 | 0 | 0 | 17.7956 | 0
8251 | 344 | 10 | 12 | Wednesday | 18 | 12.943 | 0 | 13.5854 | 30.6763 | 40.9205 | 3.814 | 0 | 0.2346 | 4.8 | 0 | 90.164 | 0 | 0 | 17.0829 | 0
8252 | 344 | 10 | 12 | Wednesday | 19 | 0 | 0 | 0 | 28.3042 | 40.0131 | 2.724 | 0 | 0.0443 | 2.88 | 0 | 71.1953 | 0 | 0 | 2.9562 | 0
8253 | 344 | 10 | 12 | Wednesday | 20 | 0 | 0 | 0 | 24.1068 | 33.1724 | 3.087 | 0 | 0.0503 | 0.96 | 0 | 58.2366 | 0 | 0 | 3.3506 | 0
8254 | 344 | 10 | 12 | Wednesday | 21 | 0 | 0 | 0 | 24.1068 | 32.719 | 1.453 | 0 | 0.0236 | 0.96 | 0 | 57.7566 | 0 | 0 | 1.5767 | 0
8255 | 344 | 10 | 12 | Wednesday | 22 | 0 | 0 | 0 | 12.7362 | 17.8393 | 0.908 | 0 | 0.0148 | 0 | 0 | 30.5543 | 0 | 0 | 0.9855 | 0
8256 | 344 | 10 | 12 | Wednesday | 23 | 0 | 0 | 0 | 6.1377 | 11.0335 | 0.908 | 0 | 0.0148 | 0 | 0 | 17.15 | 0 | 0 | 0.9855 | 0
8257 | 345 | 11 | 12 | Thursday | 0 | 0 | 0 | 0 | 5.1885 | 10.3969 | 0.908 | 0 | 0.0148 | 0 | 0 | 15.5682 | 0 | 0 | 0.9855 | 0
8258 | 345 | 11 | 12 | Thursday | 1 | 0 | 0 | 0 | 5.1829 | 10.3969 | 0.908 | 0 | 0.0148 | 0 | 0 | 15.5682 | 0 | 0 | 0.9855 | 0
8259 | 345 | 11 | 12 | Thursday | 2 | 0 | 0 | 0 | 5.1829 | 10.3969 | 0.908 | 0 | 0.0148 | 0 | 0 | 15.5682 | 0 | 0 | 0.9855 | 0
8260 | 345 | 11 | 12 | Thursday | 3 | 0 | 0 | 0 | 5.1829 | 10.3969 | 0.908 | 0 | 0.0148 | 0 | 0 | 15.5682 | 0 | 0 | 0.9855 | 0
8261 | 345 | 11 | 12 | Thursday | 4 | 0 | 0 | 0 | 5.6548 | 10.3969 | 0.908 | 0 | 0.0148 | 0 | 0 | 16.0401 | 0 | 0 | 0.9855 | 0
8262 | 345 | 11 | 12 | Thursday | 5 | 68.398 | 0 | 27.1709 | 8.8552 | 14.4831 | 1.453 | 0 | 0.4687 | 0 | 0 | 50.9515 | 0 | 0 | 69.986 | 0
8263 | 345 | 11 | 12 | Thursday | 6 | 60.275 | 0 | 27.1709 | 17.0169 | 21.1313 | 1.271 | 0 | 0.4499 | 0 | 0 | 65.7354 | 0 | 0 | 61.6633 | 0
8264 | 345 | 11 | 12 | Thursday | 7 | 43.617 | 0 | 27.1709 | 28.3214 | 37.109 | 3.45 | 0 | 0.4339 | 8.4 | 0 | 101.4296 | 0 | 0 | 47.3802 | 0
8265 | 345 | 11 | 12 | Thursday | 8 | 11.688 | 0 | 27.1709 | 55.158 | 79.9326 | 6.356 | 0 | 0.2736 | 16.56 | 0.0859 | 179.1087 | 0 | 0 | 18.5842 | 0
8266 | 345 | 11 | 12 | Thursday | 9 | 7.913 | 0 | 27.1709 | 59.4081 | 84.3871 | 6.901 | 0 | 0.2333 | 10.32 | 0.981 | 181.5121 | 0 | 0 | 15.4007 | 0
8267 | 345 | 11 | 12 | Thursday | 10 | 7.406 | 0 | 27.1709 | 55.4009 | 85.6606 | 7.082 | 0 | 0.2285 | 8.88 | 2.9927 | 177.3385 | 0 | 0 | 15.0905 | 0
8268 | 345 | 11 | 12 | Thursday | 11 | 4.97 | 0 | 27.1709 | 50.9813 | 85.6606 | 8.535 | 0 | 0.2156 | 10.32 | 4.3233 | 174.3419 | 0 | 0 | 14.2313 | 0
8269 | 345 | 11 | 12 | Thursday | 12 | 6.676 | 0 | 27.1709 | 48.3881 | 78.8121 | 10.351 | 0 | 0.2729 | 13.92 | 3.7564 | 168.5697 | 0 | 0 | 17.9061 | 0
8270 | 345 | 11 | 12 | Thursday | 13 | 4.838 | 0 | 27.1709 | 53.6504 | 85.6606 | 9.806 | 0 | 0.2352 | 11.52 | 2.5897 | 178.2346 | 0 | 0 | 15.4774 | 0
8271 | 345 | 11 | 12 | Thursday | 14 | 4.302 | 0 | 27.1709 | 57.197 | 85.6606 | 6.174 | 0 | 0.1657 | 8.88 | 1.7345 | 179.063 | 0 | 0 | 11.0021 | 0
8272 | 345 | 11 | 12 | Thursday | 15 | 3.895 | 0 | 27.1709 | 60.5006 | 85.6606 | 5.993 | 0 | 0.1565 | 8.88 | 0.931 | 182.3573 | 0 | 0 | 10.3975 | 0
8273 | 345 | 11 | 12 | Thursday | 16 | 3.859 | 0 | 27.1709 | 60.7529 | 85.2073 | 7.99 | 0 | 0.1894 | 11.04 | 0.2004 | 184.3469 | 0 | 0 | 12.5295 | 0
8274 | 345 | 11 | 12 | Thursday | 17 | 11.07 | 0 | 27.1709 | 43.3704 | 55.9825 | 4.722 | 0 | 0.2458 | 14.88 | 0 | 141.6351 | 0 | 0 | 16.1929 | 0
8275 | 345 | 11 | 12 | Thursday | 18 | 12.285 | 0 | 13.5854 | 30.6763 | 40.9205 | 3.814 | 0 | 0.232 | 4.8 | 0 | 90.1614 | 0 | 0 | 16.4246 | 0
8276 | 345 | 11 | 12 | Thursday | 19 | 0 | 0 | 0 | 28.3042 | 40.0131 | 2.724 | 0 | 0.0443 | 2.88 | 0 | 71.1953 | 0 | 0 | 2.9562 | 0
8277 | 345 | 11 | 12 | Thursday | 20 | 0 | 0 | 0 | 24.1068 | 33.1724 | 3.087 | 0 | 0.0503 | 0.96 | 0 | 58.2366 | 0 | 0 | 3.3506 | 0
8278 | 345 | 11 | 12 | Thursday | 21 | 0 | 0 | 0 | 24.1068 | 32.719 | 1.453 | 0 | 0.0236 | 0.96 | 0 | 57.7566 | 0 | 0 | 1.5767 | 0
8279 | 345 | 11 | 12 | Thursday | 22 | 0 | 0 | 0 | 12.7362 | 17.8393 | 0.908 | 0 | 0.0148 | 0 | 0 | 30.5543 | 0 | 0 | 0.9855 | 0
8280 | 345 | 11 | 12 | Thursday | 23 | 0 | 0 | 0 | 6.1377 | 11.0335 | 0.908 | 0 | 0.0148 | 0 | 0 | 17.15 | 0 | 0 | 0.9855 | 0
8281 | 346 | 12 | 12 | Friday | 0 | 0 | 0 | 0 | 5.1885 | 10.3969 | 0.908 | 0 | 0.0148 | 0 | 0 | 15.5682 | 0 | 0 | 0.9855 | 0
8282 | 346 | 12 | 12 | Friday | 1 | 0 | 0 | 0 | 5.1829 | 10.3969 | 0.908 | 0 | 0.0148 | 0 | 0 | 15.5682 | 0 | 0 | 0.9855 | 0
8283 | 346 | 12 | 12 | Friday | 2 | 0 | 0 | 0 | 5.1829 | 10.3969 | 0.908 | 0 | 0.0148 | 0 | 0 | 15.5682 | 0 | 0 | 0.9855 | 0
8284 | 346 | 12 | 12 | Friday | 3 | 0 | 0 | 0 | 5.1829 | 10.3969 | 0.908 | 0 | 0.0148 | 0 | 0 | 15.5682 | 0 | 0 | 0.9855 | 0
8285 | 346 | 12 | 12 | Friday | 4 | 0 | 0 | 0 | 5.6548 | 10.3969 | 0.908 | 0 | 0.0148 | 0 | 0 | 16.0401 | 0 | 0 | 0.9855 | 0
8286 | 346 | 12 | 12 | Friday | 5 | 0 | 0 | 3.4475 | 8.8552 | 14.4831 | 1.453 | 0 | 0.0236 | 0 | 0 | 26.7831 | 0 | 0 | 1.5768 | 0
8287 | 346 | 12 | 12 | Friday | 6 | 9.725 | 0 | 3.4475 | 17.0169 | 21.1313 | 1.271 | 0 | 0.1701 | 0 | 0 | 41.7322 | 0 | 0 | 11.1041 | 0
8288 | 346 | 12 | 12 | Friday | 7 | 49.99 | 0 | 24.7985 | 28.3214 | 37.109 | 3.45 | 0 | 0.4308 | 8.4 | 0 | 99.0542 | 0 | 0 | 53.7543 | 0
8289 | 346 | 12 | 12 | Friday | 8 | 12.214 | 0 | 27.1709 | 55.158 | 79.9326 | 6.356 | 0 | 0.2805 | 16.56 | 0 | 179.1156 | 0 | 0 | 19.1106 | 0
8290 | 346 | 12 | 12 | Friday | 9 | 7.07 | 0 | 27.1709 | 59.7977 | 84.3871 | 6.901 | 0 | 0.2203 | 10.32 | 0.0454 | 181.8887 | 0 | 0 | 14.5573 | 0
8291 | 346 | 12 | 12 | Friday | 10 | 6.151 | 0 | 27.1709 | 60.7345 | 85.6606 | 7.082 | 0 | 0.2091 | 8.88 | 0.34 | 182.6527 | 0 | 0 | 13.8352 | 0
8292 | 346 | 12 | 12 | Friday | 11 | 4.095 | 0 | 27.1709 | 60.7428 | 85.6606 | 8.535 | 0 | 0.2022 | 10.32 | 0.5383 | 184.09 | 0 | 0 | 13.3561 | 0
8293 | 346 | 12 | 12 | Friday | 12 | 5.058 | 0 | 27.1709 | 56.4869 | 78.8121 | 10.351 | 0 | 0.248 | 13.92 | 0.6685 | 176.6435 | 0 | 0 | 16.2884 | 0
8294 | 346 | 12 | 12 | Friday | 13 | 3.689 | 0 | 27.1709 | 60.696 | 85.6606 | 9.806 | 0 | 0.2176 | 11.52 | 0.69 | 185.2627 | 0 | 0 | 14.3289 | 0
8295 | 346 | 12 | 12 | Friday | 14 | 3.368 | 0 | 27.1709 | 60.743 | 85.6606 | 6.174 | 0 | 0.1515 | 8.88 | 0.4913 | 182.5948 | 0 | 0 | 10.0685 | 0
8296 | 346 | 12 | 12 | Friday | 15 | 3.174 | 0 | 27.1709 | 60.7433 | 85.6606 | 5.993 | 0 | 0.1455 | 8.88 | 0.2369 | 182.5891 | 0 | 0 | 9.677 | 0
8297 | 346 | 12 | 12 | Friday | 16 | 3.046 | 0 | 27.1709 | 60.7529 | 85.2073 | 7.99 | 0 | 0.177 | 11.04 | 0.045 | 184.3345 | 0 | 0 | 11.716 | 0
8298 | 346 | 12 | 12 | Friday | 17 | 6.652 | 0 | 27.1709 | 43.3704 | 55.9825 | 4.722 | 0 | 0.1774 | 14.88 | 0 | 141.5667 | 0 | 0 | 11.7751 | 0
8299 | 346 | 12 | 12 | Friday | 18 | 9.072 | 0 | 13.5854 | 30.6763 | 40.9205 | 3.814 | 0 | 0.2025 | 4.8 | 0 | 90.1319 | 0 | 0 | 13.2088 | 0
8300 | 346 | 12 | 12 | Friday | 19 | 0 | 0 | 0 | 28.3042 | 40.0131 | 2.724 | 0 | 0.0443 | 2.88 | 0 | 71.1953 | 0 | 0 | 2.9562 | 0
8301 | 346 | 12 | 12 | Friday | 20 | 0 | 0 | 0 | 24.1068 | 33.1724 | 3.087 | 0 | 0.0503 | 0.96 | 0 | 58.2366 | 0 | 0 | 3.3506 | 0
8302 | 346 | 12 | 12 | Friday | 21 | 0 | 0 | 0 | 24.1068 | 32.719 | 1.453 | 0 | 0.0236 | 0.96 | 0 | 57.7566 | 0 | 0 | 1.5767 | 0
8303 | 346 | 12 | 12 | Friday | 22 | 0 | 0 | 0 | 12.7362 | 17.8393 | 0.908 | 0 | 0.0148 | 0 | 0 | 30.5543 | 0 | 0 | 0.9855 | 0
8304 | 346 | 12 | 12 | Friday | 23 | 0 | 0 | 0 | 6.1377 | 11.0335 | 0.908 | 0 | 0.0148 | 0 | 0 | 17.15 | 0 | 0 | 0.9855 | 0
8305 | 347 | 13 | 12 | Saturday | 0 | 0 | 0 | 0 | 5.3495 | 10.6091 | 0.908 | 0 | 0.0148 | 0 | 0 | 15.9381 | 0 | 0 | 0.9855 | 0
8306 | 347 | 13 | 12 | Saturday | 1 | 0 | 0 | 0 | 5.1845 | 10.3969 | 0.908 | 0 | 0.0148 | 0 | 0 | 15.5682 | 0 | 0 | 0.9855 | 0
8307 | 347 | 13 | 12 | Saturday | 2 | 0 | 0 | 0 | 5.1845 | 10.3969 | 0.908 | 0 | 0.0148 | 0 | 0 | 15.5682 | 0 | 0 | 0.9855 | 0
8308 | 347 | 13 | 12 | Saturday | 3 | 0 | 0 | 0 | 5.1845 | 10.3969 | 0.908 | 0 | 0.0148 | 0 | 0 | 15.5682 | 0 | 0 | 0.9855 | 0
8309 | 347 | 13 | 12 | Saturday | 4 | 0 | 0 | 0 | 5.1845 | 10.3969 | 0.908 | 0 | 0.0148 | 0 | 0 | 15.5682 | 0 | 0 | 0.9855 | 0
8310 | 347 | 13 | 12 | Saturday | 5 | 0 | 0 | 0 | 5.6564 | 10.3969 | 1.453 | 0 | 0.0236 | 0 | 0 | 16.0489 | 0 | 0 | 1.5768 | 0
8311 | 347 | 13 | 12 | Saturday | 6 | 0 | 0 | 0 | 10.2167 | 14.454 | 1.271 | 0 | 0.0207 | 0 | 0 | 24.6594 | 0 | 0 | 1.3796 | 0
8312 | 347 | 13 | 12 | Saturday | 7 | 0 | 0 | 0 | 14.0996 | 18.078 | 1.998 | 0 | 0.0325 | 3.84 | 0 | 36.0373 | 0 | 0 | 2.168 | 0
8313 | 347 | 13 | 12 | Saturday | 8 | 0 | 0 | 0 | 23.4584 | 33.4891 | 2.724 | 0 | 0.0443 | 3.36 | 0.1088 | 60.3271 | 0 | 0 | 2.9562 | 0
8314 | 347 | 13 | 12 | Saturday | 9 | 0 | 0 | 0 | 25.4023 | 36.0383 | 3.814 | 0 | 0.0621 | 5.04 | 1.426 | 66.5236 | 0 | 0 | 4.139 | 0
8315 | 347 | 13 | 12 | Saturday | 10 | 0 | 0 | 0 | 23.5289 | 36.8872 | 3.45 | 0 | 0.0562 | 4.32 | 4.365 | 64.7731 | 0 | 0 | 3.7447 | 0
8316 | 347 | 13 | 12 | Saturday | 11 | 0 | 0 | 0 | 21.9743 | 36.8872 | 4.177 | 0 | 0.068 | 6 | 7.4835 | 64.9016 | 0 | 0 | 4.5333 | 0
8317 | 347 | 13 | 12 | Saturday | 12 | 0 | 0 | 0 | 17.3641 | 26.6109 | 3.632 | 0 | 0.0591 | 5.04 | 8.9836 | 49.0389 | 0 | 0 | 3.9417 | 0
8318 | 347 | 13 | 12 | Saturday | 13 | 0 | 0.292 | 0 | 17.4255 | 26.1571 | 3.45 | 0 | 0.0719 | 3.12 | 7.7854 | 47.0112 | 0 | 0 | 3.7448 | 0
8319 | 347 | 13 | 12 | Saturday | 14 | 0 | 0.888 | 0 | 17.3632 | 26.1571 | 2.724 | 0 | 0.0919 | 1.92 | 5.364 | 46.3332 | 0 | 0 | 2.9562 | 0
8320 | 347 | 13 | 12 | Saturday | 15 | 0 | 0.782 | 0 | 19.3192 | 26.1571 | 2.179 | 0 | 0.0774 | 0.96 | 1.4957 | 47.2105 | 0 | 0 | 2.3651 | 0
8321 | 347 | 13 | 12 | Saturday | 16 | 0 | 1.152 | 0 | 19.6865 | 26.1571 | 2.542 | 0 | 0.1031 | 1.2 | 0.2518 | 48.1965 | 0 | 0 | 2.7593 | 0
8322 | 347 | 13 | 12 | Saturday | 17 | 0 | 0.587 | 0 | 13.8282 | 19.2871 | 1.271 | 0 | 0.0522 | 1.44 | 0 | 35.1112 | 0 | 0 | 1.3795 | 0
8323 | 347 | 13 | 12 | Saturday | 18 | 0 | 0 | 0 | 13.8322 | 19.2871 | 1.271 | 0 | 0.0207 | 0 | 0 | 33.0761 | 0 | 0 | 1.3796 | 0
8324 | 347 | 13 | 12 | Saturday | 19 | 0 | 0 | 0 | 13.8322 | 19.2871 | 1.271 | 0 | 0.0207 | 0 | 0 | 33.0761 | 0 | 0 | 1.3796 | 0
8325 | 347 | 13 | 12 | Saturday | 20 | 0 | 0 | 0 | 13.8282 | 19.2871 | 1.271 | 0 | 0.0207 | 0 | 0 | 33.0761 | 0 | 0 | 1.3796 | 0
8326 | 347 | 13 | 12 | Saturday | 21 | 0 | 0 | 0 | 13.8282 | 19.2871 | 1.634 | 0 | 0.0266 | 0 | 0 | 33.082 | 0 | 0 | 1.774 | 0
8327 | 347 | 13 | 12 | Saturday | 22 | 0 | 0 | 0 | 12.5503 | 17.5892 | 0.908 | 0 | 0.0148 | 0 | 0 | 30.1102 | 0 | 0 | 0.9855 | 0
8328 | 347 | 13 | 12 | Saturday | 23 | 0 | 0 | 0 | 6.6175 | 11.0335 | 0.908 | 0 | 0.0148 | 0 | 0 | 17.6218 | 0 | 0 | 0.9855 | 0
8329 | 348 | 14 | 12 | Sunday | 0 | 0 | 0 | 0 | 5.3583 | 10.6091 | 0.726 | 0 | 0.0118 | 0 | 0 | 15.9352 | 0 | 0 | 0.7883 | 0
8330 | 348 | 14 | 12 | Sunday | 1 | 0 | 0 | 0 | 5.2005 | 10.3969 | 0.726 | 0 | 0.0118 | 0 | 0 | 15.5652 | 0 | 0 | 0.7884 | 0
8331 | 348 | 14 | 12 | Sunday | 2 | 0 | 0 | 0 | 5.1909 | 10.3969 | 0.726 | 0 | 0.0118 | 0 | 0 | 15.5652 | 0 | 0 | 0.7884 | 0
8332 | 348 | 14 | 12 | Sunday | 3 | 0 | 0 | 0 | 5.1909 | 10.3969 | 0.726 | 0 | 0.0118 | 0 | 0 | 15.5652 | 0 | 0 | 0.7884 | 0
8333 | 348 | 14 | 12 | Sunday | 4 | 0 | 0 | 0 | 5.1909 | 10.3969 | 0.726 | 0 | 0.0118 | 0 | 0 | 15.5652 | 0 | 0 | 0.7884 | 0
8334 | 348 | 14 | 12 | Sunday | 5 | 0 | 0 | 0 | 5.6628 | 10.3969 | 1.271 | 0 | 0.0207 | 0 | 0 | 16.046 | 0 | 0 | 1.3796 | 0
8335 | 348 | 14 | 12 | Sunday | 6 | 0 | 0 | 0 | 6.1433 | 11.0335 | 0.726 | 0 | 0.0118 | 0 | 0 | 17.147 | 0 | 0 | 0.7883 | 0
8336 | 348 | 14 | 12 | Sunday | 7 | 0 | 0 | 0 | 9.5606 | 14.6575 | 0.726 | 0 | 0.0118 | 0 | 0 | 24.1883 | 0 | 0 | 0.7884 | 0
8337 | 348 | 14 | 12 | Sunday | 8 | 0 | 0 | 0 | 10.2019 | 15.5065 | 0.726 | 0 | 0.0118 | 0 | 0.0692 | 25.6682 | 0 | 0 | 0.7884 | 0
8338 | 348 | 14 | 12 | Sunday | 9 | 0 | 0 | 0 | 10.1798 | 15.5065 | 0.726 | 0 | 0.0118 | 0 | 0.6834 | 25.646 | 0 | 0 | 0.7884 | 0
8339 | 348 | 14 | 12 | Sunday | 10 | 0 | 0 | 0 | 10.5094 | 16.3554 | 0.726 | 0 | 0.0118 | 0 | 1.7961 | 26.8342 | 0 | 0 | 0.7884 | 0
8340 | 348 | 14 | 12 | Sunday | 11 | 0 | 0 | 0 | 10.1365 | 16.3554 | 1.09 | 0 | 0.0177 | 0 | 2.689 | 26.4617 | 0 | 0 | 1.1825 | 0
8341 | 348 | 14 | 12 | Sunday | 12 | 0 | 0 | 0 | 13.3147 | 20.794 | 1.09 | 0 | 0.0177 | 0 | 3.3891 | 34.0841 | 0 | 0 | 1.1825 | 0
8342 | 348 | 14 | 12 | Sunday | 13 | 0 | 0 | 0 | 13.111 | 20.794 | 1.634 | 0 | 0.0266 | 0 | 3.8531 | 33.8908 | 0 | 0 | 1.774 | 0
8343 | 348 | 14 | 12 | Sunday | 14 | 0 | 0 | 0 | 13.3529 | 20.794 | 1.09 | 0 | 0.0177 | 0 | 3.3703 | 34.1246 | 0 | 0 | 1.1825 | 0
8344 | 348 | 14 | 12 | Sunday | 15 | 0 | 0 | 0 | 14.6729 | 20.794 | 0.726 | 0 | 0.0118 | 0 | 1.2904 | 35.4435 | 0 | 0 | 0.7883 | 0
8345 | 348 | 14 | 12 | Sunday | 16 | 0 | 0 | 0 | 14.6402 | 20.3695 | 0.726 | 0 | 0.0118 | 0 | 0.2291 | 34.9704 | 0 | 0 | 0.7884 | 0
8346 | 348 | 14 | 12 | Sunday | 17 | 0 | 0 | 0 | 14.1667 | 19.916 | 0.726 | 0 | 0.0118 | 0 | 0 | 34.0449 | 0 | 0 | 0.7884 | 0
8347 | 348 | 14 | 12 | Sunday | 18 | 0 | 0 | 0 | 14.1691 | 19.916 | 0.726 | 0 | 0.0118 | 0 | 0 | 34.0449 | 0 | 0 | 0.7884 | 0
8348 | 348 | 14 | 12 | Sunday | 19 | 0 | 0 | 0 | 14.1675 | 19.916 | 0.726 | 0 | 0.0118 | 0 | 0 | 34.0449 | 0 | 0 | 0.7884 | 0
8349 | 348 | 14 | 12 | Sunday | 20 | 0 | 0 | 0 | 13.6956 | 19.916 | 0.726 | 0 | 0.0118 | 0 | 0 | 33.573 | 0 | 0 | 0.7884 | 0
8350 | 348 | 14 | 12 | Sunday | 21 | 0 | 0 | 0 | 13.6956 | 19.916 | 1.271 | 0 | 0.0207 | 0 | 0 | 33.5819 | 0 | 0 | 1.3796 | 0
8351 | 348 | 14 | 12 | Sunday | 22 | 0 | 0 | 0 | 6.2927 | 11.8825 | 0.726 | 0 | 0.0118 | 0 | 0 | 18.155 | 0 | 0 | 0.7883 | 0
8352 | 348 | 14 | 12 | Sunday | 23 | 0 | 0 | 0 | 5.6618 | 11.0335 | 0.726 | 0 | 0.0118 | 0 | 0 | 16.6751 | 0 | 0 | 0.7884 | 0
8353 | 349 | 15 | 12 | Monday | 0 | 0 | 0 | 0 | 5.1885 | 10.3969 | 0.908 | 0 | 0.0148 | 0 | 0 | 15.5682 | 0 | 0 | 0.9855 | 0
8354 | 349 | 15 | 12 | Monday | 1 | 0 | 0 | 0 | 5.1829 | 10.3969 | 0.908 | 0 | 0.0148 | 0 | 0 | 15.5682 | 0 | 0 | 0.9855 | 0
8355 | 349 | 15 | 12 | Monday | 2 | 0 | 0 | 0 | 5.1829 | 10.3969 | 0.908 | 0 | 0.0148 | 0 | 0 | 15.5682 | 0 | 0 | 0.9855 | 0
8356 | 349 | 15 | 12 | Monday | 3 | 0 | 0 | 0 | 5.1829 | 10.3969 | 0.908 | 0 | 0.0148 | 0 | 0 | 15.5682 | 0 | 0 | 0.9855 | 0
8357 | 349 | 15 | 12 | Monday | 4 | 0 | 0 | 0 | 5.6548 | 10.3969 | 0.908 | 0 | 0.0148 | 0 | 0 | 16.0401 | 0 | 0 | 0.9855 | 0
8358 | 349 | 15 | 12 | Monday | 5 | 95.049 | 0 | 27.1709 | 8.8552 | 14.4831 | 1.453 | 0 | 0.5144 | 0 | 0 | 50.9971 | 0 | 0 | 96.6392 | 0
8359 | 349 | 15 | 12 | Monday | 6 | 88.22 | 0 | 27.1709 | 17.0169 | 21.1313 | 1.271 | 0 | 0.4925 | 0 | 0 | 65.778 | 0 | 0 | 89.6115 | 0
8360 | 349 | 15 | 12 | Monday | 7 | 71.149 | 0 | 27.1709 | 28.3214 | 37.109 | 3.45 | 0 | 0.4675 | 8.4 | 0 | 101.4631 | 0 | 0 | 74.9224 | 0
8361 | 349 | 15 | 12 | Monday | 8 | 23.729 | 0 | 27.1709 | 55.158 | 79.9326 | 6.356 | 0 | 0.4183 | 16.56 | 0 | 179.2534 | 0 | 0 | 30.6312 | 0
8362 | 349 | 15 | 12 | Monday | 9 | 17.687 | 0 | 27.1709 | 59.7977 | 84.3871 | 6.901 | 0 | 0.3878 | 10.32 | 0.1034 | 182.0562 | 0 | 0 | 25.1723 | 0
8363 | 349 | 15 | 12 | Monday | 10 | 15.728 | 0 | 27.1709 | 60.5987 | 85.6606 | 7.082 | 0 | 0.3597 | 8.88 | 0.7864 | 182.6675 | 0 | 0 | 23.4101 | 0
8364 | 349 | 15 | 12 | Monday | 11 | 12.609 | 0 | 27.1709 | 59.5895 | 85.6606 | 8.535 | 0 | 0.3349 | 10.32 | 1.3228 | 183.0695 | 0 | 0 | 21.8681 | 0
8365 | 349 | 15 | 12 | Monday | 12 | 15.609 | 0 | 27.1709 | 54.0137 | 78.8121 | 10.351 | 0 | 0.4102 | 13.92 | 1.7528 | 174.3325 | 0 | 0 | 26.8371 | 0
8366 | 349 | 15 | 12 | Monday | 13 | 11.237 | 0 | 27.1709 | 57.3425 | 85.6606 | 9.806 | 0 | 0.3352 | 11.52 | 2.0106 | 182.0267 | 0 | 0 | 21.8746 | 0
8367 | 349 | 15 | 12 | Monday | 14 | 9.87 | 0 | 27.1709 | 57.7336 | 85.6606 | 6.174 | 0 | 0.2515 | 8.88 | 2.0751 | 179.6854 | 0 | 0 | 16.5684 | 0
8368 | 349 | 15 | 12 | Monday | 15 | 8.396 | 0.741 | 27.1709 | 60.2133 | 85.6606 | 5.993 | 0 | 0.2654 | 8.88 | 1.1418 | 182.8846 | 0 | 0 | 14.8983 | 0
8369 | 349 | 15 | 12 | Monday | 16 | 8.054 | 0 | 27.1709 | 60.7529 | 85.2073 | 7.99 | 0 | 0.254 | 11.04 | 0.2111 | 184.4115 | 0 | 0 | 16.7234 | 0
8370 | 349 | 15 | 12 | Monday | 17 | 20.372 | 0 | 27.1709 | 43.3704 | 55.9825 | 4.722 | 0 | 0.3867 | 14.88 | 0 | 141.776 | 0 | 0 | 25.4947 | 0
8371 | 349 | 15 | 12 | Monday | 18 | 18.325 | 0 | 13.5854 | 30.6763 | 40.9205 | 3.814 | 0 | 0.2454 | 4.8 | 0 | 90.1748 | 0 | 0 | 22.4706 | 0
8372 | 349 | 15 | 12 | Monday | 19 | 0 | 0 | 0 | 28.3042 | 40.0131 | 2.724 | 0 | 0.0443 | 2.88 | 0 | 71.1953 | 0 | 0 | 2.9562 | 0
8373 | 349 | 15 | 12 | Monday | 20 | 0 | 0 | 0 | 24.1068 | 33.1724 | 3.087 | 0 | 0.0503 | 0.96 | 0 | 58.2366 | 0 | 0 | 3.3506 | 0
8374 | 349 | 15 | 12 | Monday | 21 | 0 | 0 | 0 | 24.1068 | 32.719 | 1.453 | 0 | 0.0236 | 0.96 | 0 | 57.7566 | 0 | 0 | 1.5767 | 0
8375 | 349 | 15 | 12 | Monday | 22 | 0 | 0 | 0 | 12.7362 | 17.8393 | 0.908 | 0 | 0.0148 | 0 | 0 | 30.5543 | 0 | 0 | 0.9855 | 0
8376 | 349 | 15 | 12 | Monday | 23 | 0 | 0 | 0 | 6.1377 | 11.0335 | 0.908 | 0 | 0.0148 | 0 | 0 | 17.15 | 0 | 0 | 0.9855 | 0
8377 | 350 | 16 | 12 | Tuesday | 0 | 0 | 0 | 0 | 5.1885 | 10.3969 | 0.908 | 0 | 0.0148 | 0 | 0 | 15.5682 | 0 | 0 | 0.9855 | 0
8378 | 350 | 16 | 12 | Tuesday | 1 | 0 | 0 | 0 | 5.1829 | 10.3969 | 0.908 | 0 | 0.0148 | 0 | 0 | 15.5682 | 0 | 0 | 0.9855 | 0
8379 | 350 | 16 | 12 | Tuesday | 2 | 0 | 0 | 0 | 5.1829 | 10.3969 | 0.908 | 0 | 0.0148 | 0 | 0 | 15.5682 | 0 | 0 | 0.9855 | 0
8380 | 350 | 16 | 12 | Tuesday | 3 | 0 | 0 | 0 | 5.1829 | 10.3969 | 0.908 | 0 | 0.0148 | 0 | 0 | 15.5682 | 0 | 0 | 0.9855 | 0
8381 | 350 | 16 | 12 | Tuesday | 4 | 0 | 0 | 0 | 5.6548 | 10.3969 | 0.908 | 0 | 0.0148 | 0 | 0 | 16.0401 | 0 | 0 | 0.9855 | 0
8382 | 350 | 16 | 12 | Tuesday | 5 | 76.572 | 0 | 27.1709 | 8.8552 | 14.4831 | 1.453 | 0 | 0.4814 | 0 | 0 | 50.9642 | 0 | 0 | 78.1604 | 0
8383 | 350 | 16 | 12 | Tuesday | 6 | 68.102 | 0 | 27.1709 | 17.0169 | 21.1313 | 1.271 | 0 | 0.4601 | 0 | 0 | 65.7456 | 0 | 0 | 69.4913 | 0
8384 | 350 | 16 | 12 | Tuesday | 7 | 51.894 | 0 | 27.1709 | 28.3214 | 37.109 | 3.45 | 0 | 0.443 | 8.4 | 0 | 101.4387 | 0 | 0 | 55.6611 | 0
8385 | 350 | 16 | 12 | Tuesday | 8 | 14.803 | 0 | 27.1709 | 55.158 | 79.9326 | 6.356 | 0 | 0.3168 | 16.56 | 0.0457 | 179.1518 | 0 | 0 | 21.7002 | 0
8386 | 350 | 16 | 12 | Tuesday | 9 | 10.272 | 0 | 27.1709 | 59.7628 | 84.3871 | 6.901 | 0 | 0.27 | 10.32 | 0.5518 | 181.9035 | 0 | 0 | 17.7584 | 0
8387 | 350 | 16 | 12 | Tuesday | 10 | 9.312 | 0 | 27.1709 | 58.6027 | 85.6606 | 7.082 | 0 | 0.2581 | 8.88 | 1.8541 | 180.5698 | 0 | 0 | 16.9962 | 0
8388 | 350 | 16 | 12 | Tuesday | 11 | 7.096 | 0 | 27.1709 | 53.4855 | 85.6606 | 8.535 | 0 | 0.2484 | 10.32 | 3.3105 | 176.879 | 0 | 0 | 16.3567 | 0
8389 | 350 | 16 | 12 | Tuesday | 12 | 9.231 | 0 | 27.1709 | 47.5016 | 78.8121 | 10.351 | 0 | 0.3128 | 13.92 | 4.4245 | 167.723 | 0 | 0 | 20.4604 | 0
8390 | 350 | 16 | 12 | Tuesday | 13 | 5.854 | 0 | 27.1709 | 51.4595 | 85.6606 | 9.806 | 0 | 0.2509 | 11.52 | 4.4056 | 176.0595 | 0 | 0 | 16.4926 | 0
8391 | 350 | 16 | 12 | Tuesday | 14 | 5.157 | 0 | 27.1709 | 55.1311 | 85.6606 | 6.174 | 0 | 0.1787 | 8.88 | 2.9438 | 177.0101 | 0 | 0 | 11.8564 | 0
8392 | 350 | 16 | 12 | Tuesday | 15 | 4.578 | 0 | 27.1709 | 59.9777 | 85.6606 | 5.993 | 0 | 0.1669 | 8.88 | 1.2302 | 181.8449 | 0 | 0 | 11.0808 | 0
8393 | 350 | 16 | 12 | Tuesday | 16 | 4.619 | 0 | 27.1709 | 60.7529 | 85.2073 | 7.99 | 0 | 0.201 | 11.04 | 0.2276 | 184.3585 | 0 | 0 | 13.2893 | 0
8394 | 350 | 16 | 12 | Tuesday | 17 | 13.659 | 0 | 27.1709 | 43.3704 | 55.9825 | 4.722 | 0 | 0.2865 | 14.88 | 0 | 141.6758 | 0 | 0 | 18.7813 | 0
8395 | 350 | 16 | 12 | Tuesday | 18 | 13.346 | 0 | 13.5854 | 30.6763 | 40.9205 | 3.814 | 0 | 0.2364 | 4.8 | 0 | 90.1658 | 0 | 0 | 17.4869 | 0
8396 | 350 | 16 | 12 | Tuesday | 19 | 0 | 0 | 0 | 28.3042 | 40.0131 | 2.724 | 0 | 0.0443 | 2.88 | 0 | 71.1953 | 0 | 0 | 2.9562 | 0
8397 | 350 | 16 | 12 | Tuesday | 20 | 0 | 0 | 0 | 24.1068 | 33.1724 | 3.087 | 0 | 0.0503 | 0.96 | 0 | 58.2366 | 0 | 0 | 3.3506 | 0
8398 | 350 | 16 | 12 | Tuesday | 21 | 0 | 0 | 0 | 24.1068 | 32.719 | 1.453 | 0 | 0.0236 | 0.96 | 0 | 57.7566 | 0 | 0 | 1.5767 | 0
8399 | 350 | 16 | 12 | Tuesday | 22 | 0 | 0 | 0 | 12.7362 | 17.8393 | 0.908 | 0 | 0.0148 | 0 | 0 | 30.5543 | 0 | 0 | 0.9855 | 0
8400 | 350 | 16 | 12 | Tuesday | 23 | 0 | 0 | 0 | 6.1377 | 11.0335 | 0.908 | 0 | 0.0148 | 0 | 0 | 17.15 | 0 | 0 | 0.9855 | 0
8401 | 351 | 17 | 12 | Wednesday | 0 | 0 | 0 | 0 | 5.1885 | 10.3969 | 0.908 | 0 | 0.0148 | 0 | 0 | 15.5682 | 0 | 0 | 0.9855 | 0
8402 | 351 | 17 | 12 | Wednesday | 1 | 0 | 0 | 0 | 5.1829 | 10.3969 | 0.908 | 0 | 0.0148 | 0 | 0 | 15.5682 | 0 | 0 | 0.9855 | 0
8403 | 351 | 17 | 12 | Wednesday | 2 | 0 | 0 | 0 | 5.1829 | 10.3969 | 0.908 | 0 | 0.0148 | 0 | 0 | 15.5682 | 0 | 0 | 0.9855 | 0
8404 | 351 | 17 | 12 | Wednesday | 3 | 0 | 0 | 0 | 5.1829 | 10.3969 | 0.908 | 0 | 0.0148 | 0 | 0 | 15.5682 | 0 | 0 | 0.9855 | 0
8405 | 351 | 17 | 12 | Wednesday | 4 | 0 | 0 | 0 | 5.6548 | 10.3969 | 0.908 | 0 | 0.0148 | 0 | 0 | 16.0401 | 0 | 0 | 0.9855 | 0
8406 | 351 | 17 | 12 | Wednesday | 5 | 72.643 | 0 | 27.1709 | 8.8552 | 14.4831 | 1.453 | 0 | 0.4754 | 0 | 0 | 50.9581 | 0 | 0 | 74.2311 | 0
8407 | 351 | 17 | 12 | Wednesday | 6 | 64.674 | 0 | 27.1709 | 17.0169 | 21.1313 | 1.271 | 0 | 0.4556 | 0 | 0 | 65.7411 | 0 | 0 | 66.0633 | 0
8408 | 351 | 17 | 12 | Wednesday | 7 | 48.831 | 0 | 27.1709 | 28.3214 | 37.109 | 3.45 | 0 | 0.4395 | 8.4 | 0 | 101.4352 | 0 | 0 | 52.5972 | 0
8409 | 351 | 17 | 12 | Wednesday | 8 | 13.182 | 0 | 27.1709 | 55.158 | 79.9326 | 6.356 | 0 | 0.2939 | 16.56 | 0.0575 | 179.129 | 0 | 0 | 20.0787 | 0
8410 | 351 | 17 | 12 | Wednesday | 9 | 8.905 | 0 | 27.1709 | 59.7814 | 84.3871 | 6.901 | 0 | 0.2487 | 10.32 | 0.494 | 181.9008 | 0 | 0 | 16.3919 | 0
8411 | 351 | 17 | 12 | Wednesday | 10 | 7.967 | 0 | 27.1709 | 60.1281 | 85.6606 | 7.082 | 0 | 0.2372 | 8.88 | 1.1342 | 182.0743 | 0 | 0 | 15.6508 | 0
8412 | 351 | 17 | 12 | Wednesday | 11 | 5.479 | 0 | 27.1709 | 59.2745 | 85.6606 | 8.535 | 0 | 0.2234 | 10.32 | 1.4234 | 182.643 | 0 | 0 | 14.7401 | 0
8413 | 351 | 17 | 12 | Wednesday | 12 | 7.516 | 0 | 27.1709 | 55.2442 | 78.8121 | 10.351 | 0 | 0.286 | 13.92 | 1.3949 | 175.4389 | 0 | 0 | 18.7454 | 0
8414 | 351 | 17 | 12 | Wednesday | 13 | 4.998 | 0 | 27.1709 | 60.0732 | 85.6606 | 9.806 | 0 | 0.2378 | 11.52 | 1.1684 | 184.66 | 0 | 0 | 15.6372 | 0
8415 | 351 | 17 | 12 | Wednesday | 14 | 4.618 | 0 | 27.1709 | 60.6448 | 85.6606 | 6.174 | 0 | 0.1705 | 8.88 | 0.7807 | 182.5156 | 0 | 0 | 11.3174 | 0
8416 | 351 | 17 | 12 | Wednesday | 15 | 4.396 | 0 | 27.1709 | 60.7433 | 85.6606 | 5.993 | 0 | 0.1641 | 8.88 | 0.3848 | 182.6077 | 0 | 0 | 10.8993 | 0
8417 | 351 | 17 | 12 | Wednesday | 16 | 4.361 | 0 | 27.1709 | 60.7529 | 85.2073 | 7.99 | 0 | 0.1971 | 11.04 | 0.0804 | 184.3546 | 0 | 0 | 13.031 | 0
8418 | 351 | 17 | 12 | Wednesday | 17 | 12.626 | 0 | 27.1709 | 43.3704 | 55.9825 | 4.722 | 0 | 0.2702 | 14.88 | 0 | 141.6595 | 0 | 0 | 17.7482 | 0
8419 | 351 | 17 | 12 | Wednesday | 18 | 12.841 | 0 | 13.5854 | 30.6763 | 40.9205 | 3.814 | 0 | 0.2348 | 4.8 | 0 | 90.1642 | 0 | 0 | 16.9809 | 0
8420 | 351 | 17 | 12 | Wednesday | 19 | 0 | 0 | 0 | 28.3042 | 40.0131 | 2.724 | 0 | 0.0443 | 2.88 | 0 | 71.1953 | 0 | 0 | 2.9562 | 0
8421 | 351 | 17 | 12 | Wednesday | 20 | 0 | 0 | 0 | 24.1068 | 33.1724 | 3.087 | 0 | 0.0503 | 0.96 | 0 | 58.2366 | 0 | 0 | 3.3506 | 0
8422 | 351 | 17 | 12 | Wednesday | 21 | 0 | 0 | 0 | 24.1068 | 32.719 | 1.453 | 0 | 0.0236 | 0.96 | 0 | 57.7566 | 0 | 0 | 1.5767 | 0
8423 | 351 | 17 | 12 | Wednesday | 22 | 0 | 0 | 0 | 12.7362 | 17.8393 | 0.908 | 0 | 0.0148 | 0 | 0 | 30.5543 | 0 | 0 | 0.9855 | 0
8424 | 351 | 17 | 12 | Wednesday | 23 | 0 | 0 | 0 | 6.1377 | 11.0335 | 0.908 | 0 | 0.0148 | 0 | 0 | 17.15 | 0 | 0 | 0.9855 | 0
8425 | 352 | 18 | 12 | Thursday | 0 | 0 | 0 | 0 | 5.1885 | 10.3969 | 0.908 | 0 | 0.0148 | 0 | 0 | 15.5682 | 0 | 0 | 0.9855 | 0
8426 | 352 | 18 | 12 | Thursday | 1 | 0 | 0 | 0 | 5.1829 | 10.3969 | 0.908 | 0 | 0.0148 | 0 | 0 | 15.5682 | 0 | 0 | 0.9855 | 0
8427 | 352 | 18 | 12 | Thursday | 2 | 0 | 0 | 0 | 5.1829 | 10.3969 | 0.908 | 0 | 0.0148 | 0 | 0 | 15.5682 | 0 | 0 | 0.9855 | 0
8428 | 352 | 18 | 12 | Thursday | 3 | 0 | 0 | 0 | 5.1829 | 10.3969 | 0.908 | 0 | 0.0148 | 0 | 0 | 15.5682 | 0 | 0 | 0.9855 | 0
8429 | 352 | 18 | 12 | Thursday | 4 | 0 | 0 | 0 | 5.6548 | 10.3969 | 0.908 | 0 | 0.0148 | 0 | 0 | 16.0401 | 0 | 0 | 0.9855 | 0
8430 | 352 | 18 | 12 | Thursday | 5 | 0 | 0 | 3.4475 | 8.8552 | 14.4831 | 1.453 | 0 | 0.0236 | 0 | 0 | 26.7831 | 0 | 0 | 1.5768 | 0
8431 | 352 | 18 | 12 | Thursday | 6 | 9.369 | 0 | 3.4475 | 17.0169 | 21.1313 | 1.271 | 0 | 0.1644 | 0 | 0 | 41.7266 | 0 | 0 | 10.7485 | 0
8432 | 352 | 18 | 12 | Thursday | 7 | 25.576 | 0.202 | 14.5184 | 28.3214 | 37.109 | 3.45 | 0 | 0.3258 | 8.4 | 0 | 88.8618 | 0 | 0 | 29.3286 | 0
8433 | 352 | 18 | 12 | Thursday | 8 | 10.31 | 0 | 27.1709 | 55.158 | 79.9326 | 6.356 | 0 | 0.2548 | 16.56 | 0 | 179.0899 | 0 | 0 | 17.207 | 0
8434 | 352 | 18 | 12 | Thursday | 9 | 5.812 | 0 | 27.1709 | 59.7977 | 84.3871 | 6.901 | 0 | 0.2009 | 10.32 | 0.0505 | 181.8693 | 0 | 0 | 13.3002 | 0
8435 | 352 | 18 | 12 | Thursday | 10 | 5.095 | 0 | 27.1709 | 60.7345 | 85.6606 | 7.082 | 0 | 0.1929 | 8.88 | 0.3646 | 182.6365 | 0 | 0 | 12.7797 | 0
8436 | 352 | 18 | 12 | Thursday | 11 | 3.582 | 0 | 27.1709 | 60.7433 | 85.6606 | 8.535 | 0 | 0.1943 | 10.32 | 0.4936 | 184.0827 | 0 | 0 | 12.8429 | 0
8437 | 352 | 18 | 12 | Thursday | 12 | 3.684 | 0 | 27.1709 | 56.5182 | 78.8121 | 10.351 | 0 | 0.2269 | 13.92 | 0.5895 | 176.6538 | 0 | 0 | 14.9145 | 0
8438 | 352 | 18 | 12 | Thursday | 13 | 3.082 | 0 | 27.1709 | 60.7104 | 85.6606 | 9.806 | 0 | 0.2083 | 11.52 | 0.6886 | 185.2678 | 0 | 0 | 13.7216 | 0
8439 | 352 | 18 | 12 | Thursday | 14 | 2.857 | 0 | 27.1709 | 60.7422 | 85.6606 | 6.174 | 0 | 0.1438 | 8.88 | 0.5549 | 182.5862 | 0 | 0 | 9.5572 | 0
8440 | 352 | 18 | 12 | Thursday | 15 | 2.708 | 0 | 27.1709 | 60.7433 | 85.6606 | 5.993 | 0 | 0.1385 | 8.88 | 0.2772 | 182.582 | 0 | 0 | 9.2111 | 0
8441 | 352 | 18 | 12 | Thursday | 16 | 2.665 | 0 | 27.1709 | 60.7529 | 85.2073 | 7.99 | 0 | 0.1712 | 11.04 | 0.0503 | 184.3287 | 0 | 0 | 11.3351 | 0
8442 | 352 | 18 | 12 | Thursday | 17 | 5.062 | 0 | 27.1709 | 43.3704 | 55.9825 | 4.722 | 0 | 0.1531 | 14.88 | 0 | 141.5424 | 0 | 0 | 10.1851 | 0
8443 | 352 | 18 | 12 | Thursday | 18 | 6.699 | 0 | 13.5854 | 30.6763 | 40.9205 | 3.814 | 0 | 0.1648 | 4.8 | 0 | 90.0942 | 0 | 0 | 10.8365 | 0
8444 | 352 | 18 | 12 | Thursday | 19 | 0 | 0 | 0 | 28.3042 | 40.0131 | 2.724 | 0 | 0.0443 | 2.88 | 0 | 71.1953 | 0 | 0 | 2.9562 | 0
8445 | 352 | 18 | 12 | Thursday | 20 | 0 | 0 | 0 | 24.1068 | 33.1724 | 3.087 | 0 | 0.0503 | 0.96 | 0 | 58.2366 | 0 | 0 | 3.3506 | 0
8446 | 352 | 18 | 12 | Thursday | 21 | 0 | 0 | 0 | 24.1068 | 32.719 | 1.453 | 0 | 0.0236 | 0.96 | 0 | 57.7566 | 0 | 0 | 1.5767 | 0
8447 | 352 | 18 | 12 | Thursday | 22 | 0 | 0 | 0 | 12.7362 | 17.8393 | 0.908 | 0 | 0.0148 | 0 | 0 | 30.5543 | 0 | 0 | 0.9855 | 0
8448 | 352 | 18 | 12 | Thursday | 23 | 0 | 0 | 0 | 6.1377 | 11.0335 | 0.908 | 0 | 0.0148 | 0 | 0 | 17.15 | 0 | 0 | 0.9855 | 0
8449 | 353 | 19 | 12 | Friday | 0 | 0 | 0 | 0 | 5.1885 | 10.3969 | 0.908 | 0 | 0.0148 | 0 | 0 | 15.5682 | 0 | 0 | 0.9855 | 0
8450 | 353 | 19 | 12 | Friday | 1 | 0 | 0 | 0 | 5.1829 | 10.3969 | 0.908 | 0 | 0.0148 | 0 | 0 | 15.5682 | 0 | 0 | 0.9855 | 0
8451 | 353 | 19 | 12 | Friday | 2 | 0 | 0 | 0 | 5.1829 | 10.3969 | 0.908 | 0 | 0.0148 | 0 | 0 | 15.5682 | 0 | 0 | 0.9855 | 0
8452 | 353 | 19 | 12 | Friday | 3 | 0 | 0 | 0 | 5.1829 | 10.3969 | 0.908 | 0 | 0.0148 | 0 | 0 | 15.5682 | 0 | 0 | 0.9855 | 0
8453 | 353 | 19 | 12 | Friday | 4 | 0 | 0 | 0 | 5.6548 | 10.3969 | 0.908 | 0 | 0.0148 | 0 | 0 | 16.0401 | 0 | 0 | 0.9855 | 0
8454 | 353 | 19 | 12 | Friday | 5 | 0 | 0 | 3.4475 | 8.8552 | 14.4831 | 1.453 | 0 | 0.0236 | 0 | 0 | 26.7831 | 0 | 0 | 1.5768 | 0
8455 | 353 | 19 | 12 | Friday | 6 | 7.347 | 0 | 3.4475 | 17.0169 | 21.1313 | 1.271 | 0 | 0.1324 | 0 | 0 | 41.6946 | 0 | 0 | 8.7267 | 0
8456 | 353 | 19 | 12 | Friday | 7 | 11.352 | 0.891 | 9.7737 | 28.3214 | 37.109 | 3.45 | 0 | 0.2769 | 8.4 | 0 | 84.7251 | 0 | 0 | 15.0957 | 0
8457 | 353 | 19 | 12 | Friday | 8 | 6.223 | 0 | 27.1709 | 55.158 | 79.9326 | 6.356 | 0 | 0.1973 | 16.56 | 0 | 179.0323 | 0 | 0 | 13.1193 | 0
8458 | 353 | 19 | 12 | Friday | 9 | 3.268 | 0 | 27.1709 | 59.7977 | 84.3871 | 6.901 | 0 | 0.1621 | 10.32 | 0.028 | 181.8305 | 0 | 0 | 10.7562 | 0
8459 | 353 | 19 | 12 | Friday | 10 | 3.058 | 0 | 27.1709 | 60.7345 | 85.6606 | 7.082 | 0 | 0.1619 | 8.88 | 0.2297 | 182.6054 | 0 | 0 | 10.7429 | 0
8460 | 353 | 19 | 12 | Friday | 11 | 2.488 | 0 | 27.1709 | 60.7377 | 85.6606 | 8.535 | 0 | 0.1777 | 10.32 | 0.518 | 184.0604 | 0 | 0 | 11.7497 | 0
8461 | 353 | 19 | 12 | Friday | 12 | 2.645 | 0 | 27.1709 | 56.0101 | 78.8121 | 10.351 | 0 | 0.211 | 13.92 | 1.1631 | 176.1297 | 0 | 0 | 13.8764 | 0
8462 | 353 | 19 | 12 | Friday | 13 | 2.286 | 0 | 27.1709 | 57.1706 | 85.6606 | 9.806 | 0 | 0.1962 | 11.52 | 2.9268 | 181.7159 | 0 | 0 | 12.9258 | 0
8463 | 353 | 19 | 12 | Friday | 14 | 2.11 | 0 | 27.1709 | 54.9368 | 85.6606 | 6.174 | 0 | 0.1325 | 8.88 | 3.6656 | 176.7696 | 0 | 0 | 8.8101 | 0
8464 | 353 | 19 | 12 | Friday | 15 | 2.067 | 0 | 27.1709 | 59.5435 | 85.6606 | 5.993 | 0 | 0.1288 | 8.88 | 1.4152 | 181.3726 | 0 | 0 | 8.5701 | 0
8465 | 353 | 19 | 12 | Friday | 16 | 2.192 | 0 | 27.1709 | 60.7529 | 85.2073 | 7.99 | 0 | 0.164 | 11.04 | 0.2599 | 184.3215 | 0 | 0 | 10.8623 | 0
8466 | 353 | 19 | 12 | Friday | 17 | 4.02 | 0 | 27.1709 | 43.3704 | 55.9825 | 4.722 | 0 | 0.1373 | 14.88 | 0 | 141.5266 | 0 | 0 | 9.1437 | 0
8467 | 353 | 19 | 12 | Friday | 18 | 4.687 | 0 | 13.5854 | 30.6763 | 40.9205 | 3.814 | 0 | 0.1333 | 4.8 | 0 | 90.0627 | 0 | 0 | 8.8252 | 0
8468 | 353 | 19 | 12 | Friday | 19 | 0 | 0 | 0 | 28.3042 | 40.0131 | 2.724 | 0 | 0.0443 | 2.88 | 0 | 71.1953 | 0 | 0 | 2.9562 | 0
8469 | 353 | 19 | 12 | Friday | 20 | 0 | 0 | 0 | 24.1068 | 33.1724 | 3.087 | 0 | 0.0503 | 0.96 | 0 | 58.2366 | 0 | 0 | 3.3506 | 0
8470 | 353 | 19 | 12 | Friday | 21 | 0 | 0 | 0 | 24.1068 | 32.719 | 1.453 | 0 | 0.0236 | 0.96 | 0 | 57.7566 | 0 | 0 | 1.5767 | 0
8471 | 353 | 19 | 12 | Friday | 22 | 0 | 0 | 0 | 12.7362 | 17.8393 | 0.908 | 0 | 0.0148 | 0 | 0 | 30.5543 | 0 | 0 | 0.9855 | 0
8472 | 353 | 19 | 12 | Friday | 23 | 0 | 0 | 0 | 6.1377 | 11.0335 | 0.908 | 0 | 0.0148 | 0 | 0 | 17.15 | 0 | 0 | 0.9855 | 0
8473 | 354 | 20 | 12 | Saturday | 0 | 0 | 0 | 0 | 5.3495 | 10.6091 | 0.908 | 0 | 0.0148 | 0 | 0 | 15.9381 | 0 | 0 | 0.9855 | 0
8474 | 354 | 20 | 12 | Saturday | 1 | 0 | 0 | 0 | 5.1845 | 10.3969 | 0.908 | 0 | 0.0148 | 0 | 0 | 15.5682 | 0 | 0 | 0.9855 | 0
8475 | 354 | 20 | 12 | Saturday | 2 | 0 | 0 | 0 | 5.1845 | 10.3969 | 0.908 | 0 | 0.0148 | 0 | 0 | 15.5682 | 0 | 0 | 0.9855 | 0
8476 | 354 | 20 | 12 | Saturday | 3 | 0 | 0 | 0 | 5.1845 | 10.3969 | 0.908 | 0 | 0.0148 | 0 | 0 | 15.5682 | 0 | 0 | 0.9855 | 0
8477 | 354 | 20 | 12 | Saturday | 4 | 0 | 0 | 0 | 5.1845 | 10.3969 | 0.908 | 0 | 0.0148 | 0 | 0 | 15.5682 | 0 | 0 | 0.9855 | 0
8478 | 354 | 20 | 12 | Saturday | 5 | 0 | 0 | 0 | 5.6564 | 10.3969 | 1.453 | 0 | 0.0236 | 0 | 0 | 16.0489 | 0 | 0 | 1.5768 | 0
8479 | 354 | 20 | 12 | Saturday | 6 | 0 | 0 | 0 | 10.2167 | 14.454 | 1.271 | 0 | 0.0207 | 0 | 0 | 24.6594 | 0 | 0 | 1.3796 | 0
8480 | 354 | 20 | 12 | Saturday | 7 | 0 | 0 | 0 | 14.0996 | 18.078 | 1.998 | 0 | 0.0325 | 3.84 | 0 | 36.0373 | 0 | 0 | 2.168 | 0
8481 | 354 | 20 | 12 | Saturday | 8 | 0 | 0 | 0 | 23.4584 | 33.4891 | 2.724 | 0 | 0.0443 | 3.36 | 0 | 60.3271 | 0 | 0 | 2.9562 | 0
8482 | 354 | 20 | 12 | Saturday | 9 | 0 | 0 | 0 | 25.8503 | 36.0383 | 3.814 | 0 | 0.0621 | 5.04 | 0.0766 | 66.9715 | 0 | 0 | 4.139 | 0
8483 | 354 | 20 | 12 | Saturday | 10 | 0 | 0 | 0 | 26.3983 | 36.8872 | 3.45 | 0 | 0.0562 | 4.32 | 0.7385 | 67.6425 | 0 | 0 | 3.7447 | 0
8484 | 354 | 20 | 12 | Saturday | 11 | 0 | 0 | 0 | 25.1936 | 36.8872 | 4.177 | 0 | 0.068 | 6 | 2.1827 | 68.1208 | 0 | 0 | 4.5333 | 0
8485 | 354 | 20 | 12 | Saturday | 12 | 0 | 1.191 | 0 | 18.0914 | 26.6109 | 3.632 | 0 | 0.1241 | 5.04 | 3.1418 | 50.9663 | 0 | 0 | 3.9417 | 0
8486 | 354 | 20 | 12 | Saturday | 13 | 0 | 1.041 | 0 | 18.1446 | 26.1571 | 3.45 | 0 | 0.1123 | 3.12 | 2.6195 | 48.4844 | 0 | 0 | 3.7448 | 0
8487 | 354 | 20 | 12 | Saturday | 14 | 0 | 1.493 | 0 | 18.8507 | 26.1571 | 2.724 | 0 | 0.1247 | 1.92 | 1.7717 | 48.4299 | 0 | 0 | 2.9562 | 0
8488 | 354 | 20 | 12 | Saturday | 15 | 0 | 2.137 | 0 | 19.6125 | 26.1571 | 2.179 | 0 | 0.1503 | 0.96 | 0.8568 | 48.8676 | 0 | 0 | 2.3651 | 0
8489 | 354 | 20 | 12 | Saturday | 16 | 0 | 2.126 | 0 | 19.6865 | 26.1571 | 2.542 | 0 | 0.1553 | 1.2 | 0.1878 | 49.1767 | 0 | 0 | 2.7593 | 0
8490 | 354 | 20 | 12 | Saturday | 17 | 0 | 1.3 | 0 | 13.8282 | 19.2871 | 1.271 | 0 | 0.0909 | 1.44 | 0 | 35.8301 | 0 | 0 | 1.3795 | 0
8491 | 354 | 20 | 12 | Saturday | 18 | 0 | 0.109 | 0 | 13.8322 | 19.2871 | 1.271 | 0 | 0.0265 | 0 | 0 | 33.1857 | 0 | 0 | 1.3796 | 0
8492 | 354 | 20 | 12 | Saturday | 19 | 0 | 0 | 0 | 13.8322 | 19.2871 | 1.271 | 0 | 0.0207 | 0 | 0 | 33.0761 | 0 | 0 | 1.3796 | 0
8493 | 354 | 20 | 12 | Saturday | 20 | 0 | 0 | 0 | 13.8282 | 19.2871 | 1.271 | 0 | 0.0207 | 0 | 0 | 33.0761 | 0 | 0 | 1.3796 | 0
8494 | 354 | 20 | 12 | Saturday | 21 | 0 | 0 | 0 | 13.8282 | 19.2871 | 1.634 | 0 | 0.0266 | 0 | 0 | 33.082 | 0 | 0 | 1.774 | 0
8495 | 354 | 20 | 12 | Saturday | 22 | 0 | 0 | 0 | 12.5503 | 17.5892 | 0.908 | 0 | 0.0148 | 0 | 0 | 30.1102 | 0 | 0 | 0.9855 | 0
8496 | 354 | 20 | 12 | Saturday | 23 | 0 | 0 | 0 | 6.6175 | 11.0335 | 0.908 | 0 | 0.0148 | 0 | 0 | 17.6218 | 0 | 0 | 0.9855 | 0
8497 | 355 | 21 | 12 | Sunday | 0 | 0 | 0 | 0 | 5.3583 | 10.6091 | 0.726 | 0 | 0.0118 | 0 | 0 | 15.9352 | 0 | 0 | 0.7883 | 0
8498 | 355 | 21 | 12 | Sunday | 1 | 0 | 0 | 0 | 5.2005 | 10.3969 | 0.726 | 0 | 0.0118 | 0 | 0 | 15.5652 | 0 | 0 | 0.7884 | 0
8499 | 355 | 21 | 12 | Sunday | 2 | 0 | 0 | 0 | 5.1909 | 10.3969 | 0.726 | 0 | 0.0118 | 0 | 0 | 15.5652 | 0 | 0 | 0.7884 | 0
8500 | 355 | 21 | 12 | Sunday | 3 | 0 | 0 | 0 | 5.1909 | 10.3969 | 0.726 | 0 | 0.0118 | 0 | 0 | 15.5652 | 0 | 0 | 0.7884 | 0
8501 | 355 | 21 | 12 | Sunday | 4 | 0 | 0 | 0 | 5.1909 | 10.3969 | 0.726 | 0 | 0.0118 | 0 | 0 | 15.5652 | 0 | 0 | 0.7884 | 0
8502 | 355 | 21 | 12 | Sunday | 5 | 0 | 0 | 0 | 5.6628 | 10.3969 | 1.271 | 0 | 0.0207 | 0 | 0 | 16.046 | 0 | 0 | 1.3796 | 0
8503 | 355 | 21 | 12 | Sunday | 6 | 0 | 0 | 0 | 6.1433 | 11.0335 | 0.726 | 0 | 0.0118 | 0 | 0 | 17.147 | 0 | 0 | 0.7883 | 0
8504 | 355 | 21 | 12 | Sunday | 7 | 0 | 0 | 0 | 9.5606 | 14.6575 | 0.726 | 0 | 0.0118 | 0 | 0 | 24.1883 | 0 | 0 | 0.7884 | 0
8505 | 355 | 21 | 12 | Sunday | 8 | 0 | 0 | 0 | 10.2019 | 15.5065 | 0.726 | 0 | 0.0118 | 0 | 0.0685 | 25.6682 | 0 | 0 | 0.7884 | 0
8506 | 355 | 21 | 12 | Sunday | 9 | 0 | 0 | 0 | 10.1319 | 15.5065 | 0.726 | 0 | 0.0118 | 0 | 1.2922 | 25.5982 | 0 | 0 | 0.7884 | 0
8507 | 355 | 21 | 12 | Sunday | 10 | 0 | 0 | 0 | 10.1741 | 16.3554 | 0.726 | 0 | 0.0118 | 0 | 3.9042 | 26.499 | 0 | 0 | 0.7884 | 0
8508 | 355 | 21 | 12 | Sunday | 11 | 0 | 0 | 0 | 9.748 | 16.3554 | 1.09 | 0 | 0.0177 | 0 | 4.8731 | 26.0731 | 0 | 0 | 1.1825 | 0
8509 | 355 | 21 | 12 | Sunday | 12 | 0 | 0 | 0 | 13.0679 | 20.794 | 1.09 | 0 | 0.0177 | 0 | 4.5367 | 33.8372 | 0 | 0 | 1.1825 | 0
8510 | 355 | 21 | 12 | Sunday | 13 | 0 | 0 | 0 | 13.4732 | 20.794 | 1.634 | 0 | 0.0266 | 0 | 3.2478 | 34.2531 | 0 | 0 | 1.774 | 0
8511 | 355 | 21 | 12 | Sunday | 14 | 0 | 0 | 0 | 14.3843 | 20.794 | 1.09 | 0 | 0.0177 | 0 | 1.6403 | 35.1561 | 0 | 0 | 1.1825 | 0
8512 | 355 | 21 | 12 | Sunday | 15 | 0 | 0 | 0 | 14.8938 | 20.794 | 0.726 | 0 | 0.0118 | 0 | 0.6525 | 35.6644 | 0 | 0 | 0.7883 | 0
8513 | 355 | 21 | 12 | Sunday | 16 | 0 | 0 | 0 | 14.6402 | 20.3695 | 0.726 | 0 | 0.0118 | 0 | 0.1248 | 34.9704 | 0 | 0 | 0.7884 | 0
8514 | 355 | 21 | 12 | Sunday | 17 | 0 | 0 | 0 | 14.1667 | 19.916 | 0.726 | 0 | 0.0118 | 0 | 0 | 34.0449 | 0 | 0 | 0.7884 | 0
8515 | 355 | 21 | 12 | Sunday | 18 | 0 | 0 | 0 | 14.1691 | 19.916 | 0.726 | 0 | 0.0118 | 0 | 0 | 34.0449 | 0 | 0 | 0.7884 | 0
8516 | 355 | 21 | 12 | Sunday | 19 | 0 | 0 | 0 | 14.1675 | 19.916 | 0.726 | 0 | 0.0118 | 0 | 0 | 34.0449 | 0 | 0 | 0.7884 | 0
8517 | 355 | 21 | 12 | Sunday | 20 | 0 | 0 | 0 | 13.6956 | 19.916 | 0.726 | 0 | 0.0118 | 0 | 0 | 33.573 | 0 | 0 | 0.7884 | 0
8518 | 355 | 21 | 12 | Sunday | 21 | 0 | 0 | 0 | 13.6956 | 19.916 | 1.271 | 0 | 0.0207 | 0 | 0 | 33.5819 | 0 | 0 | 1.3796 | 0
8519 | 355 | 21 | 12 | Sunday | 22 | 0 | 0 | 0 | 6.2927 | 11.8825 | 0.726 | 0 | 0.0118 | 0 | 0 | 18.155 | 0 | 0 | 0.7883 | 0
8520 | 355 | 21 | 12 | Sunday | 23 | 0 | 0 | 0 | 5.6618 | 11.0335 | 0.726 | 0 | 0.0118 | 0 | 0 | 16.6751 | 0 | 0 | 0.7884 | 0
8521 | 356 | 22 | 12 | Monday | 0 | 0 | 0 | 0 | 5.1885 | 10.3969 | 0.908 | 0 | 0.0148 | 0 | 0 | 15.5682 | 0 | 0 | 0.9855 | 0
8522 | 356 | 22 | 12 | Monday | 1 | 0 | 0 | 0 | 5.1829 | 10.3969 | 0.908 | 0 | 0.0148 | 0 | 0 | 15.5682 | 0 | 0 | 0.9855 | 0
8523 | 356 | 22 | 12 | Monday | 2 | 0 | 0 | 0 | 5.1829 | 10.3969 | 0.908 | 0 | 0.0148 | 0 | 0 | 15.5682 | 0 | 0 | 0.9855 | 0
8524 | 356 | 22 | 12 | Monday | 3 | 0 | 0 | 0 | 5.1829 | 10.3969 | 0.908 | 0 | 0.0148 | 0 | 0 | 15.5682 | 0 | 0 | 0.9855 | 0
8525 | 356 | 22 | 12 | Monday | 4 | 0 | 0 | 0 | 5.6548 | 10.3969 | 0.908 | 0 | 0.0148 | 0 | 0 | 16.0401 | 0 | 0 | 0.9855 | 0
8526 | 356 | 22 | 12 | Monday | 5 | 61.297 | 0 | 27.1709 | 8.8552 | 14.4831 | 1.453 | 0 | 0.4604 | 0 | 0 | 50.9431 | 0 | 0 | 62.8835 | 0
8527 | 356 | 22 | 12 | Monday | 6 | 55.029 | 0 | 27.1709 | 17.0169 | 21.1313 | 1.271 | 0 | 0.4455 | 0 | 0 | 65.731 | 0 | 0 | 56.4167 | 0
8528 | 356 | 22 | 12 | Monday | 7 | 40.203 | 0 | 27.1709 | 28.3214 | 37.109 | 3.45 | 0 | 0.4315 | 8.4 | 0 | 101.4272 | 0 | 0 | 43.9642 | 0
8529 | 356 | 22 | 12 | Monday | 8 | 9.797 | 0 | 27.1709 | 55.158 | 79.9326 | 6.356 | 0 | 0.2462 | 16.56 | 0 | 179.0813 | 0 | 0 | 16.6941 | 0
8530 | 356 | 22 | 12 | Monday | 9 | 5.906 | 0 | 27.1709 | 59.7977 | 84.3871 | 6.901 | 0 | 0.2024 | 10.32 | 0.028 | 181.8709 | 0 | 0 | 13.3932 | 0
8531 | 356 | 22 | 12 | Monday | 10 | 5.311 | 0 | 27.1709 | 60.7345 | 85.6606 | 7.082 | 0 | 0.1963 | 8.88 | 0.2185 | 182.6399 | 0 | 0 | 12.9958 | 0
8532 | 356 | 22 | 12 | Monday | 11 | 4.707 | 1.005 | 27.1709 | 60.7433 | 85.6606 | 8.535 | 0 | 0.2655 | 10.32 | 0.3975 | 185.1117 | 0 | 0 | 13.9677 | 0
8533 | 356 | 22 | 12 | Monday | 12 | 5.753 | 1.309 | 27.1709 | 56.5233 | 78.8121 | 10.351 | 0 | 0.3289 | 13.92 | 0.5133 | 178.0077 | 0 | 0 | 16.9827 | 0
8534 | 356 | 22 | 12 | Monday | 13 | 3.979 | 1.609 | 27.1709 | 60.7433 | 85.6606 | 9.806 | 0 | 0.3087 | 11.52 | 0.4791 | 186.9337 | 0 | 0 | 14.6183 | 0
8535 | 356 | 22 | 12 | Monday | 14 | 3.701 | 1.438 | 27.1709 | 60.7433 | 85.6606 | 6.174 | 0 | 0.2338 | 8.88 | 0.346 | 184.0478 | 0 | 0 | 10.4014 | 0
8536 | 356 | 22 | 12 | Monday | 15 | 3.557 | 2.689 | 27.1709 | 60.7433 | 85.6606 | 5.993 | 0 | 0.2961 | 8.88 | 0.151 | 185.3015 | 0 | 0 | 10.06 | 0
8537 | 356 | 22 | 12 | Monday | 16 | 3.45 | 0.799 | 27.1709 | 60.7529 | 85.2073 | 7.99 | 0 | 0.2258 | 11.04 | 0.0336 | 185.1446 | 0 | 0 | 12.1203 | 0
8538 | 356 | 22 | 12 | Monday | 17 | 7.603 | 0 | 27.1709 | 43.3704 | 55.9825 | 4.722 | 0 | 0.192 | 14.88 | 0 | 141.5813 | 0 | 0 | 12.7262 | 0
8539 | 356 | 22 | 12 | Monday | 18 | 8.682 | 0 | 13.5854 | 30.6763 | 40.9205 | 3.814 | 0 | 0.1963 | 4.8 | 0 | 90.1257 | 0 | 0 | 12.8188 | 0
8540 | 356 | 22 | 12 | Monday | 19 | 0 | 0 | 0 | 28.3042 | 40.0131 | 2.724 | 0 | 0.0443 | 2.88 | 0 | 71.1953 | 0 | 0 | 2.9562 | 0
8541 | 356 | 22 | 12 | Monday | 20 | 0 | 0 | 0 | 24.1068 | 33.1724 | 3.087 | 0 | 0.0503 | 0.96 | 0 | 58.2366 | 0 | 0 | 3.3506 | 0
8542 | 356 | 22 | 12 | Monday | 21 | 0 | 0 | 0 | 24.1068 | 32.719 | 1.453 | 0 | 0.0236 | 0.96 | 0 | 57.7566 | 0 | 0 | 1.5767 | 0
8543 | 356 | 22 | 12 | Monday | 22 | 0 | 0 | 0 | 12.7362 | 17.8393 | 0.908 | 0 | 0.0148 | 0 | 0 | 30.5543 | 0 | 0 | 0.9855 | 0
8544 | 356 | 22 | 12 | Monday | 23 | 0 | 0 | 0 | 6.1377 | 11.0335 | 0.908 | 0 | 0.0148 | 0 | 0 | 17.15 | 0 | 0 | 0.9855 | 0
8545 | 357 | 23 | 12 | Tuesday | 0 | 0 | 0 | 0 | 5.1885 | 10.3969 | 0.908 | 0 | 0.0148 | 0 | 0 | 15.5682 | 0 | 0 | 0.9855 | 0
8546 | 357 | 23 | 12 | Tuesday | 1 | 0 | 0 | 0 | 5.1829 | 10.3969 | 0.908 | 0 | 0.0148 | 0 | 0 | 15.5682 | 0 | 0 | 0.9855 | 0
8547 | 357 | 23 | 12 | Tuesday | 2 | 0 | 0 | 0 | 5.1829 | 10.3969 | 0.908 | 0 | 0.0148 | 0 | 0 | 15.5682 | 0 | 0 | 0.9855 | 0
8548 | 357 | 23 | 12 | Tuesday | 3 | 0 | 0 | 0 | 5.1829 | 10.3969 | 0.908 | 0 | 0.0148 | 0 | 0 | 15.5682 | 0 | 0 | 0.9855 | 0
8549 | 357 | 23 | 12 | Tuesday | 4 | 0 | 0 | 0 | 5.6548 | 10.3969 | 0.908 | 0 | 0.0148 | 0 | 0 | 16.0401 | 0 | 0 | 0.9855 | 0
8550 | 357 | 23 | 12 | Tuesday | 5 | 0 | 0 | 3.4475 | 8.8552 | 14.4831 | 1.453 | 0 | 0.0236 | 0 | 0 | 26.7831 | 0 | 0 | 1.5768 | 0
8551 | 357 | 23 | 12 | Tuesday | 6 | 8.049 | 0 | 3.4475 | 17.0169 | 21.1313 | 1.271 | 0 | 0.1435 | 0 | 0 | 41.7056 | 0 | 0 | 9.428 | 0
8552 | 357 | 23 | 12 | Tuesday | 7 | 13.054 | 1.612 | 8.983 | 28.3214 | 37.109 | 3.45 | 0 | 0.3239 | 8.4 | 0 | 84.6685 | 0 | 0 | 16.7997 | 0
8553 | 357 | 23 | 12 | Tuesday | 8 | 5.735 | 0 | 27.1709 | 55.158 | 79.9326 | 6.356 | 0 | 0.1869 | 16.56 | 0 | 179.022 | 0 | 0 | 12.632 | 0
8554 | 357 | 23 | 12 | Tuesday | 9 | 3.48 | 0 | 27.1709 | 59.7977 | 84.3871 | 6.901 | 0 | 0.1653 | 10.32 | 0.0337 | 181.8338 | 0 | 0 | 10.9677 | 0
8555 | 357 | 23 | 12 | Tuesday | 10 | 3.19 | 0 | 27.1709 | 60.7345 | 85.6606 | 7.082 | 0 | 0.1639 | 8.88 | 0.2693 | 182.6075 | 0 | 0 | 10.8748 | 0
8556 | 357 | 23 | 12 | Tuesday | 11 | 2.929 | 0.676 | 27.1709 | 60.7412 | 85.6606 | 8.535 | 0 | 0.221 | 10.32 | 0.5272 | 184.7517 | 0 | 0 | 12.1905 | 0
8557 | 357 | 23 | 12 | Tuesday | 12 | 3.118 | 0.42 | 27.1709 | 56.4729 | 78.8121 | 10.351 | 0 | 0.2406 | 13.92 | 0.6897 | 177.0223 | 0 | 0 | 14.349 | 0
8558 | 357 | 23 | 12 | Tuesday | 13 | 2.64 | 0.905 | 27.1709 | 60.7097 | 85.6606 | 9.806 | 0 | 0.2504 | 11.52 | 0.6582 | 186.1712 | 0 | 0 | 13.2805 | 0
8559 | 357 | 23 | 12 | Tuesday | 14 | 2.465 | 0.965 | 27.1709 | 60.7433 | 85.6606 | 6.174 | 0 | 0.1898 | 8.88 | 0.4924 | 183.5527 | 0 | 0 | 9.1657 | 0
8560 | 357 | 23 | 12 | Tuesday | 15 | 2.394 | 2.492 | 27.1709 | 60.7433 | 85.6606 | 5.993 | 0 | 0.2686 | 8.88 | 0.2371 | 185.0868 | 0 | 0 | 8.8977 | 0
8561 | 357 | 23 | 12 | Tuesday | 16 | 2.399 | 0.695 | 27.1709 | 60.7529 | 85.2073 | 7.99 | 0 | 0.2049 | 11.04 | 0.045 | 185.025 | 0 | 0 | 11.0697 | 0
8562 | 357 | 23 | 12 | Tuesday | 17 | 4.268 | 0 | 27.1709 | 43.3704 | 55.9825 | 4.722 | 0 | 0.1411 | 14.88 | 0 | 141.5304 | 0 | 0 | 9.3915 | 0
8563 | 357 | 23 | 12 | Tuesday | 18 | 5.097 | 0 | 13.5854 | 30.6763 | 40.9205 | 3.814 | 0 | 0.1397 | 4.8 | 0 | 90.0691 | 0 | 0 | 9.2353 | 0
8564 | 357 | 23 | 12 | Tuesday | 19 | 0 | 0 | 0 | 28.3042 | 40.0131 | 2.724 | 0 | 0.0443 | 2.88 | 0 | 71.1953 | 0 | 0 | 2.9562 | 0
8565 | 357 | 23 | 12 | Tuesday | 20 | 0 | 0 | 0 | 24.1068 | 33.1724 | 3.087 | 0 | 0.0503 | 0.96 | 0 | 58.2366 | 0 | 0 | 3.3506 | 0
8566 | 357 | 23 | 12 | Tuesday | 21 | 0 | 0 | 0 | 24.1068 | 32.719 | 1.453 | 0 | 0.0236 | 0.96 | 0 | 57.7566 | 0 | 0 | 1.5767 | 0
8567 | 357 | 23 | 12 | Tuesday | 22 | 0 | 0 | 0 | 12.7362 | 17.8393 | 0.908 | 0 | 0.0148 | 0 | 0 | 30.5543 | 0 | 0 | 0.9855 | 0
8568 | 357 | 23 | 12 | Tuesday | 23 | 0 | 0 | 0 | 6.1377 | 11.0335 | 0.908 | 0 | 0.0148 | 0 | 0 | 17.15 | 0 | 0 | 0.9855 | 0
8569 | 358 | 24 | 12 | Wednesday | 0 | 0 | 0 | 0 | 5.1885 | 10.3969 | 0.908 | 0 | 0.0148 | 0 | 0 | 15.5682 | 0 | 0 | 0.9855 | 0
8570 | 358 | 24 | 12 | Wednesday | 1 | 0 | 0 | 0 | 5.1829 | 10.3969 | 0.908 | 0 | 0.0148 | 0 | 0 | 15.5682 | 0 | 0 | 0.9855 | 0
8571 | 358 | 24 | 12 | Wednesday | 2 | 0 | 0 | 0 | 5.1829 | 10.3969 | 0.908 | 0 | 0.0148 | 0 | 0 | 15.5682 | 0 | 0 | 0.9855 | 0
8572 | 358 | 24 | 12 | Wednesday | 3 | 0 | 0 | 0 | 5.1829 | 10.3969 | 0.908 | 0 | 0.0148 | 0 | 0 | 15.5682 | 0 | 0 | 0.9855 | 0
8573 | 358 | 24 | 12 | Wednesday | 4 | 0 | 0 | 0 | 5.6548 | 10.3969 | 0.908 | 0 | 0.0148 | 0 | 0 | 16.0401 | 0 | 0 | 0.9855 | 0
8574 | 358 | 24 | 12 | Wednesday | 5 | 0 | 0 | 0 | 8.8552 | 14.4831 | 1.453 | 0 | 0.0236 | 0 | 0 | 23.3355 | 0 | 0 | 1.5768 | 0
8575 | 358 | 24 | 12 | Wednesday | 6 | 4.851 | 0 | 1.379 | 17.0169 | 21.1313 | 1.271 | 0 | 0.094 | 0 | 0 | 39.5877 | 0 | 0 | 6.2309 | 0
8576 | 358 | 24 | 12 | Wednesday | 7 | 10.407 | 1.577 | 9.7737 | 28.3214 | 37.109 | 3.45 | 0 | 0.305 | 8.4 | 0 | 85.4066 | 0 | 0 | 14.1511 | 0
8577 | 358 | 24 | 12 | Wednesday | 8 | 4.609 | 0 | 27.1709 | 55.158 | 79.9326 | 6.356 | 0 | 0.1738 | 16.56 | 0 | 179.0089 | 0 | 0 | 11.5057 | 0
8578 | 358 | 24 | 12 | Wednesday | 9 | 2.873 | 0 | 27.1709 | 59.7977 | 84.3871 | 6.901 | 0 | 0.1561 | 10.32 | 0.041 | 181.8245 | 0 | 0 | 10.3615 | 0
8579 | 358 | 24 | 12 | Wednesday | 10 | 2.541 | 0 | 27.1709 | 60.7345 | 85.6606 | 7.082 | 0 | 0.1541 | 8.88 | 0.3123 | 182.5977 | 0 | 0 | 10.2262 | 0
8580 | 358 | 24 | 12 | Wednesday | 11 | 2.323 | 0 | 27.1709 | 60.7416 | 85.6606 | 8.535 | 0 | 0.1752 | 10.32 | 0.5442 | 184.0619 | 0 | 0 | 11.5843 | 0
8581 | 358 | 24 | 12 | Wednesday | 12 | 2.458 | 0.795 | 27.1709 | 56.1876 | 78.8121 | 10.351 | 0 | 0.251 | 13.92 | 1.0813 | 177.1049 | 0 | 0 | 13.689 | 0
8582 | 358 | 24 | 12 | Wednesday | 13 | 2.155 | 0.107 | 27.1709 | 58.3984 | 85.6606 | 9.806 | 0 | 0.1999 | 11.52 | 2.4488 | 183.0496 | 0 | 0 | 12.7948 | 0
8583 | 358 | 24 | 12 | Wednesday | 14 | 2.096 | 1.681 | 27.1709 | 56.8684 | 85.6606 | 6.174 | 0 | 0.2229 | 8.88 | 3.2199 | 180.3929 | 0 | 0 | 8.7963 | 0
8584 | 358 | 24 | 12 | Wednesday | 15 | 2.084 | 1.489 | 27.1709 | 60.1512 | 85.6606 | 5.993 | 0 | 0.2095 | 8.88 | 1.1606 | 183.4794 | 0 | 0 | 8.587 | 0
8585 | 358 | 24 | 12 | Wednesday | 16 | 2.11 | 1.063 | 27.1709 | 60.7529 | 85.2073 | 7.99 | 0 | 0.2206 | 11.04 | 0.2267 | 185.3912 | 0 | 0 | 10.7807 | 0
8586 | 358 | 24 | 12 | Wednesday | 17 | 3.86 | 0.062 | 27.1709 | 43.3704 | 55.9825 | 4.722 | 0 | 0.1381 | 14.88 | 0 | 141.5863 | 0 | 0 | 8.984 | 0
8587 | 358 | 24 | 12 | Wednesday | 18 | 4.386 | 0 | 13.5854 | 30.6763 | 40.9205 | 3.814 | 0 | 0.1286 | 4.8 | 0 | 90.058 | 0 | 0 | 8.5245 | 0
8588 | 358 | 24 | 12 | Wednesday | 19 | 0 | 0 | 0 | 28.3042 | 40.0131 | 2.724 | 0 | 0.0443 | 2.88 | 0 | 71.1953 | 0 | 0 | 2.9562 | 0
8589 | 358 | 24 | 12 | Wednesday | 20 | 0 | 0 | 0 | 24.1068 | 33.1724 | 3.087 | 0 | 0.0503 | 0.96 | 0 | 58.2366 | 0 | 0 | 3.3506 | 0
8590 | 358 | 24 | 12 | Wednesday | 21 | 0 | 0 | 0 | 24.1068 | 32.719 | 1.453 | 0 | 0.0236 | 0.96 | 0 | 57.7566 | 0 | 0 | 1.5767 | 0
8591 | 358 | 24 | 12 | Wednesday | 22 | 0 | 0 | 0 | 12.7362 | 17.8393 | 0.908 | 0 | 0.0148 | 0 | 0 | 30.5543 | 0 | 0 | 0.9855 | 0
8592 | 358 | 24 | 12 | Wednesday | 23 | 0 | 0 | 0 | 6.1377 | 11.0335 | 0.908 | 0 | 0.0148 | 0 | 0 | 17.15 | 0 | 0 | 0.9855 | 0
8593 | 359 | 25 | 12 | Thursday | 0 | 0 | 0 | 0 | 5.1885 | 10.3969 | 0.908 | 0 | 0.0148 | 0 | 0 | 15.5682 | 0 | 0 | 0.9855 | 0
8594 | 359 | 25 | 12 | Thursday | 1 | 0 | 0 | 0 | 5.1829 | 10.3969 | 0.908 | 0 | 0.0148 | 0 | 0 | 15.5682 | 0 | 0 | 0.9855 | 0
8595 | 359 | 25 | 12 | Thursday | 2 | 0 | 0 | 0 | 5.1829 | 10.3969 | 0.908 | 0 | 0.0148 | 0 | 0 | 15.5682 | 0 | 0 | 0.9855 | 0
8596 | 359 | 25 | 12 | Thursday | 3 | 0 | 0 | 0 | 5.1829 | 10.3969 | 0.908 | 0 | 0.0148 | 0 | 0 | 15.5682 | 0 | 0 | 0.9855 | 0
8597 | 359 | 25 | 12 | Thursday | 4 | 0 | 0 | 0 | 5.6548 | 10.3969 | 0.908 | 0 | 0.0148 | 0 | 0 | 16.0401 | 0 | 0 | 0.9855 | 0
8598 | 359 | 25 | 12 | Thursday | 5 | 35.677 | 0 | 23.7234 | 8.8552 | 14.4831 | 1.453 | 0 | 0.4292 | 0 | 0 | 47.4644 | 0 | 0 | 37.2574 | 0
8599 | 359 | 25 | 12 | Thursday | 6 | 32.738 | 0 | 26.0217 | 17.0169 | 21.1313 | 1.271 | 0 | 0.4225 | 0 | 0 | 64.5589 | 0 | 0 | 34.1203 | 0
8600 | 359 | 25 | 12 | Thursday | 7 | 23.506 | 0 | 27.1709 | 28.3214 | 37.109 | 3.45 | 0 | 0.4077 | 8.4 | 0 | 101.4034 | 0 | 0 | 27.2494 | 0
8601 | 359 | 25 | 12 | Thursday | 8 | 5.765 | 0 | 27.1709 | 55.158 | 79.9326 | 6.356 | 0 | 0.1904 | 16.56 | 0 | 179.0255 | 0 | 0 | 12.6611 | 0
8602 | 359 | 25 | 12 | Thursday | 9 | 3.292 | 0 | 27.1709 | 59.7853 | 84.3871 | 6.901 | 0 | 0.1624 | 10.32 | 0.2557 | 181.8185 | 0 | 0 | 10.7804 | 0
8603 | 359 | 25 | 12 | Thursday | 10 | 3.342 | 0 | 27.1709 | 56.7936 | 85.6606 | 7.082 | 0 | 0.1662 | 8.88 | 2.2936 | 178.6689 | 0 | 0 | 11.0273 | 0
8604 | 359 | 25 | 12 | Thursday | 11 | 2.548 | 0 | 27.1709 | 50.6565 | 85.6606 | 8.535 | 0 | 0.1786 | 10.32 | 5.1711 | 173.9802 | 0 | 0 | 11.81 | 0
8605 | 359 | 25 | 12 | Thursday | 12 | 2.758 | 0 | 27.1709 | 47.7195 | 78.8121 | 10.351 | 0 | 0.2127 | 13.92 | 7.3622 | 167.8409 | 0 | 0 | 13.989 | 0
8606 | 359 | 25 | 12 | Thursday | 13 | 2.421 | 0 | 27.1709 | 50.9338 | 85.6606 | 9.806 | 0 | 0.1983 | 11.52 | 7.0113 | 175.4811 | 0 | 0 | 13.0616 | 0
8607 | 359 | 25 | 12 | Thursday | 14 | 2.259 | 0 | 27.1709 | 53.9411 | 85.6606 | 6.174 | 0 | 0.1347 | 8.88 | 4.438 | 175.7761 | 0 | 0 | 8.9594 | 0
8608 | 359 | 25 | 12 | Thursday | 15 | 2.251 | 0.921 | 27.1709 | 60.0615 | 85.6606 | 5.993 | 0 | 0.1808 | 8.88 | 1.3244 | 182.8201 | 0 | 0 | 8.7544 | 0
8609 | 359 | 25 | 12 | Thursday | 16 | 2.455 | 0 | 27.1709 | 60.7529 | 85.2073 | 7.99 | 0 | 0.168 | 11.04 | 0.2234 | 184.3255 | 0 | 0 | 11.1261 | 0
8610 | 359 | 25 | 12 | Thursday | 17 | 4.46 | 0 | 27.1709 | 43.3704 | 55.9825 | 4.722 | 0 | 0.144 | 14.88 | 0 | 141.5333 | 0 | 0 | 9.5838 | 0
8611 | 359 | 25 | 12 | Thursday | 18 | 6.048 | 0 | 13.5854 | 30.6763 | 40.9205 | 3.814 | 0 | 0.1546 | 4.8 | 0 | 90.084 | 0 | 0 | 10.1856 | 0
8612 | 359 | 25 | 12 | Thursday | 19 | 0 | 0 | 0 | 28.3042 | 40.0131 | 2.724 | 0 | 0.0443 | 2.88 | 0 | 71.1953 | 0 | 0 | 2.9562 | 0
8613 | 359 | 25 | 12 | Thursday | 20 | 0 | 0 | 0 | 24.1068 | 33.1724 | 3.087 | 0 | 0.0503 | 0.96 | 0 | 58.2366 | 0 | 0 | 3.3506 | 0
8614 | 359 | 25 | 12 | Thursday | 21 | 0 | 0 | 0 | 24.1068 | 32.719 | 1.453 | 0 | 0.0236 | 0.96 | 0 | 57.7566 | 0 | 0 | 1.5767 | 0
8615 | 359 | 25 | 12 | Thursday | 22 | 0 | 0 | 0 | 12.7362 | 17.8393 | 0.908 | 0 | 0.0148 | 0 | 0 | 30.5543 | 0 | 0 | 0.9855 | 0
8616 | 359 | 25 | 12 | Thursday | 23 | 0 | 0 | 0 | 6.1377 | 11.0335 | 0.908 | 0 | 0.0148 | 0 | 0 | 17.15 | 0 | 0 | 0.9855 | 0
8617 | 360 | 26 | 12 | Friday | 0 | 0 | 0 | 0 | 5.1885 | 10.3969 | 0.908 | 0 | 0.0148 | 0 | 0 | 15.5682 | 0 | 0 | 0.9855 | 0
8618 | 360 | 26 | 12 | Friday | 1 | 0 | 0 | 0 | 5.1829 | 10.3969 | 0.908 | 0 | 0.0148 | 0 | 0 | 15.5682 | 0 | 0 | 0.9855 | 0
8619 | 360 | 26 | 12 | Friday | 2 | 0 | 0 | 0 | 5.1829 | 10.3969 | 0.908 | 0 | 0.0148 | 0 | 0 | 15.5682 | 0 | 0 | 0.9855 | 0
8620 | 360 | 26 | 12 | Friday | 3 | 0 | 0 | 0 | 5.1829 | 10.3969 | 0.908 | 0 | 0.0148 | 0 | 0 | 15.5682 | 0 | 0 | 0.9855 | 0
8621 | 360 | 26 | 12 | Friday | 4 | 0 | 0 | 0 | 5.6548 | 10.3969 | 0.908 | 0 | 0.0148 | 0 | 0 | 16.0401 | 0 | 0 | 0.9855 | 0
8622 | 360 | 26 | 12 | Friday | 5 | 11.392 | 0 | 7.4014 | 8.8552 | 14.4831 | 1.453 | 0 | 0.0974 | 0 | 0 | 30.8107 | 0 | 0 | 12.9712 | 0
8623 | 360 | 26 | 12 | Friday | 6 | 55.145 | 0 | 27.1709 | 17.0169 | 21.1313 | 1.271 | 0 | 0.4482 | 0 | 0 | 65.7337 | 0 | 0 | 56.5325 | 0
8624 | 360 | 26 | 12 | Friday | 7 | 38.461 | 0 | 27.1709 | 28.3214 | 37.109 | 3.45 | 0 | 0.4296 | 8.4 | 0 | 101.4253 | 0 | 0 | 42.2207 | 0
8625 | 360 | 26 | 12 | Friday | 8 | 9.89 | 0 | 27.1709 | 55.158 | 79.9326 | 6.356 | 0 | 0.2478 | 16.56 | 0.0762 | 179.0829 | 0 | 0 | 16.7872 | 0
8626 | 360 | 26 | 12 | Friday | 9 | 6.373 | 0 | 27.1709 | 58.6491 | 84.3871 | 6.901 | 0 | 0.2096 | 10.32 | 1.7824 | 180.7294 | 0 | 0 | 13.8607 | 0
8627 | 360 | 26 | 12 | Friday | 10 | 6.319 | 0 | 27.1709 | 54.1421 | 85.6606 | 7.082 | 0 | 0.2117 | 8.88 | 6.2379 | 176.0629 | 0 | 0 | 14.0031 | 0
8628 | 360 | 26 | 12 | Friday | 11 | 3.885 | 0 | 27.1709 | 50.4092 | 85.6606 | 8.535 | 0 | 0.199 | 10.32 | 10.1104 | 173.7533 | 0 | 0 | 13.1456 | 0
8629 | 360 | 26 | 12 | Friday | 12 | 4.402 | 0 | 27.1709 | 45.4634 | 78.8121 | 10.351 | 0 | 0.2379 | 13.92 | 11.8644 | 165.61 | 0 | 0 | 15.6324 | 0
8630 | 360 | 26 | 12 | Friday | 13 | 3.614 | 0 | 27.1709 | 47.2948 | 85.6606 | 9.806 | 0 | 0.2165 | 11.52 | 9.8849 | 171.8603 | 0 | 0 | 14.2535 | 0
8631 | 360 | 26 | 12 | Friday | 14 | 3.452 | 0 | 27.1709 | 51.1602 | 85.6606 | 6.174 | 0 | 0.1528 | 8.88 | 5.5622 | 173.0132 | 0 | 0 | 10.1516 | 0
8632 | 360 | 26 | 12 | Friday | 15 | 3.311 | 0 | 27.1709 | 59.3756 | 85.6606 | 5.993 | 0 | 0.1476 | 8.88 | 1.5946 | 181.2235 | 0 | 0 | 9.8144 | 0
8633 | 360 | 26 | 12 | Friday | 16 | 3.444 | 0 | 27.1709 | 60.7529 | 85.2073 | 7.99 | 0 | 0.1831 | 11.04 | 0.2672 | 184.3406 | 0 | 0 | 12.1146 | 0
8634 | 360 | 26 | 12 | Friday | 17 | 8.752 | 0 | 27.1709 | 43.3704 | 55.9825 | 4.722 | 0 | 0.2098 | 14.88 | 0 | 141.5992 | 0 | 0 | 13.8755 | 0
8635 | 360 | 26 | 12 | Friday | 18 | 10.853 | 0 | 13.5854 | 30.6763 | 40.9205 | 3.814 | 0 | 0.2242 | 4.8 | 0 | 90.1536 | 0 | 0 | 14.9905 | 0
8636 | 360 | 26 | 12 | Friday | 19 | 0 | 0 | 0 | 28.3042 | 40.0131 | 2.724 | 0 | 0.0443 | 2.88 | 0 | 71.1953 | 0 | 0 | 2.9562 | 0
8637 | 360 | 26 | 12 | Friday | 20 | 0 | 0 | 0 | 24.1068 | 33.1724 | 3.087 | 0 | 0.0503 | 0.96 | 0 | 58.2366 | 0 | 0 | 3.3506 | 0
8638 | 360 | 26 | 12 | Friday | 21 | 0 | 0 | 0 | 24.1068 | 32.719 | 1.453 | 0 | 0.0236 | 0.96 | 0 | 57.7566 | 0 | 0 | 1.5767 | 0
8639 | 360 | 26 | 12 | Friday | 22 | 0 | 0 | 0 | 12.7362 | 17.8393 | 0.908 | 0 | 0.0148 | 0 | 0 | 30.5543 | 0 | 0 | 0.9855 | 0
8640 | 360 | 26 | 12 | Friday | 23 | 0 | 0 | 0 | 6.1377 | 11.0335 | 0.908 | 0 | 0.0148 | 0 | 0 | 17.15 | 0 | 0 | 0.9855 | 0
8641 | 361 | 27 | 12 | Saturday | 0 | 0 | 0 | 0 | 5.3495 | 10.6091 | 0.908 | 0 | 0.0148 | 0 | 0 | 15.9381 | 0 | 0 | 0.9855 | 0
8642 | 361 | 27 | 12 | Saturday | 1 | 0 | 0 | 0 | 5.1845 | 10.3969 | 0.908 | 0 | 0.0148 | 0 | 0 | 15.5682 | 0 | 0 | 0.9855 | 0
8643 | 361 | 27 | 12 | Saturday | 2 | 0 | 0 | 0 | 5.1845 | 10.3969 | 0.908 | 0 | 0.0148 | 0 | 0 | 15.5682 | 0 | 0 | 0.9855 | 0
8644 | 361 | 27 | 12 | Saturday | 3 | 0 | 0 | 0 | 5.1845 | 10.3969 | 0.908 | 0 | 0.0148 | 0 | 0 | 15.5682 | 0 | 0 | 0.9855 | 0
8645 | 361 | 27 | 12 | Saturday | 4 | 0 | 0 | 0 | 5.1845 | 10.3969 | 0.908 | 0 | 0.0148 | 0 | 0 | 15.5682 | 0 | 0 | 0.9855 | 0
8646 | 361 | 27 | 12 | Saturday | 5 | 0 | 0 | 0 | 5.6564 | 10.3969 | 1.453 | 0 | 0.0236 | 0 | 0 | 16.0489 | 0 | 0 | 1.5768 | 0
8647 | 361 | 27 | 12 | Saturday | 6 | 0 | 0 | 0 | 10.2167 | 14.454 | 1.271 | 0 | 0.0207 | 0 | 0 | 24.6594 | 0 | 0 | 1.3796 | 0
8648 | 361 | 27 | 12 | Saturday | 7 | 0 | 0 | 0 | 14.0996 | 18.078 | 1.998 | 0 | 0.0325 | 3.84 | 0 | 36.0373 | 0 | 0 | 2.168 | 0
8649 | 361 | 27 | 12 | Saturday | 8 | 0 | 0 | 0 | 23.4584 | 33.4891 | 2.724 | 0 | 0.0443 | 3.36 | 0.0876 | 60.3271 | 0 | 0 | 2.9562 | 0
8650 | 361 | 27 | 12 | Saturday | 9 | 0 | 0 | 0 | 25.6974 | 36.0383 | 3.814 | 0 | 0.0621 | 5.04 | 0.9147 | 66.8186 | 0 | 0 | 4.139 | 0
8651 | 361 | 27 | 12 | Saturday | 10 | 0 | 0 | 0 | 24.3424 | 36.8872 | 3.45 | 0 | 0.0562 | 4.32 | 2.7328 | 65.5866 | 0 | 0 | 3.7447 | 0
8652 | 361 | 27 | 12 | Saturday | 11 | 0 | 0 | 0 | 22.1604 | 36.8872 | 4.177 | 0 | 0.068 | 6 | 4.5587 | 65.0876 | 0 | 0 | 4.5333 | 0
8653 | 361 | 27 | 12 | Saturday | 12 | 0 | 0.297 | 0 | 17.0411 | 26.6109 | 3.632 | 0 | 0.0751 | 5.04 | 5.6724 | 49.0144 | 0 | 0 | 3.9417 | 0
8654 | 361 | 27 | 12 | Saturday | 13 | 0 | 0.789 | 0 | 17.1616 | 26.1571 | 3.45 | 0 | 0.0986 | 3.12 | 5.56 | 47.2471 | 0 | 0 | 3.7448 | 0
8655 | 361 | 27 | 12 | Saturday | 14 | 0 | 0.706 | 0 | 17.2498 | 26.1571 | 2.724 | 0 | 0.0821 | 1.92 | 3.9769 | 46.0361 | 0 | 0 | 2.9562 | 0
8656 | 361 | 27 | 12 | Saturday | 15 | 0 | 1.042 | 0 | 19.0309 | 26.1571 | 2.179 | 0 | 0.0912 | 0.96 | 1.825 | 47.1836 | 0 | 0 | 2.3651 | 0
8657 | 361 | 27 | 12 | Saturday | 16 | 0 | 1.495 | 0 | 19.6865 | 26.1571 | 2.542 | 0 | 0.1214 | 1.2 | 0.3726 | 48.5415 | 0 | 0 | 2.7593 | 0
8658 | 361 | 27 | 12 | Saturday | 17 | 0 | 0.895 | 0 | 13.8282 | 19.2871 | 1.271 | 0 | 0.0688 | 1.44 | 0 | 35.422 | 0 | 0 | 1.3795 | 0
8659 | 361 | 27 | 12 | Saturday | 18 | 0 | 0 | 0 | 13.8322 | 19.2871 | 1.271 | 0 | 0.0207 | 0 | 0 | 33.0761 | 0 | 0 | 1.3796 | 0
8660 | 361 | 27 | 12 | Saturday | 19 | 0 | 0 | 0 | 13.8322 | 19.2871 | 1.271 | 0 | 0.0207 | 0 | 0 | 33.0761 | 0 | 0 | 1.3796 | 0
8661 | 361 | 27 | 12 | Saturday | 20 | 0 | 0 | 0 | 13.8282 | 19.2871 | 1.271 | 0 | 0.0207 | 0 | 0 | 33.0761 | 0 | 0 | 1.3796 | 0
8662 | 361 | 27 | 12 | Saturday | 21 | 0 | 0 | 0 | 13.8282 | 19.2871 | 1.634 | 0 | 0.0266 | 0 | 0 | 33.082 | 0 | 0 | 1.774 | 0
8663 | 361 | 27 | 12 | Saturday | 22 | 0 | 0 | 0 | 12.5503 | 17.5892 | 0.908 | 0 | 0.0148 | 0 | 0 | 30.1102 | 0 | 0 | 0.9855 | 0
8664 | 361 | 27 | 12 | Saturday | 23 | 0 | 0 | 0 | 6.6175 | 11.0335 | 0.908 | 0 | 0.0148 | 0 | 0 | 17.6218 | 0 | 0 | 0.9855 | 0
8665 | 362 | 28 | 12 | Sunday | 0 | 0 | 0 | 0 | 5.3583 | 10.6091 | 0.726 | 0 | 0.0118 | 0 | 0 | 15.9352 | 0 | 0 | 0.7883 | 0
8666 | 362 | 28 | 12 | Sunday | 1 | 0 | 0 | 0 | 5.2005 | 10.3969 | 0.726 | 0 | 0.0118 | 0 | 0 | 15.5652 | 0 | 0 | 0.7884 | 0
8667 | 362 | 28 | 12 | Sunday | 2 | 0 | 0 | 0 | 5.1909 | 10.3969 | 0.726 | 0 | 0.0118 | 0 | 0 | 15.5652 | 0 | 0 | 0.7884 | 0
8668 | 362 | 28 | 12 | Sunday | 3 | 0 | 0 | 0 | 5.1909 | 10.3969 | 0.726 | 0 | 0.0118 | 0 | 0 | 15.5652 | 0 | 0 | 0.7884 | 0
8669 | 362 | 28 | 12 | Sunday | 4 | 0 | 0 | 0 | 5.1909 | 10.3969 | 0.726 | 0 | 0.0118 | 0 | 0 | 15.5652 | 0 | 0 | 0.7884 | 0
8670 | 362 | 28 | 12 | Sunday | 5 | 0 | 0 | 0 | 5.6628 | 10.3969 | 1.271 | 0 | 0.0207 | 0 | 0 | 16.046 | 0 | 0 | 1.3796 | 0
8671 | 362 | 28 | 12 | Sunday | 6 | 0.067 | 0 | 0 | 6.1433 | 11.0335 | 0.726 | 0 | 0.0128 | 0 | 0 | 17.148 | 0 | 0 | 0.8553 | 0
8672 | 362 | 28 | 12 | Sunday | 7 | 0.268 | 0 | 0 | 9.5606 | 14.6575 | 0.726 | 0 | 0.0158 | 0 | 0 | 24.1922 | 0 | 0 | 1.0565 | 0
8673 | 362 | 28 | 12 | Sunday | 8 | 0.221 | 0 | 0 | 10.2019 | 15.5065 | 0.726 | 0 | 0.0151 | 0 | 0.095 | 25.6715 | 0 | 0 | 1.0093 | 0
8674 | 362 | 28 | 12 | Sunday | 9 | 0.195 | 0 | 0 | 10.0561 | 15.5065 | 0.726 | 0 | 0.0147 | 0 | 0.9922 | 25.5252 | 0 | 0 | 0.9833 | 0
8675 | 362 | 28 | 12 | Sunday | 10 | 0.103 | 0 | 0 | 9.9503 | 16.3554 | 0.726 | 0 | 0.0133 | 0 | 3.1972 | 26.2766 | 0 | 0 | 0.8913 | 0
8676 | 362 | 28 | 12 | Sunday | 11 | 0 | 0 | 0 | 9.5775 | 16.3554 | 1.09 | 0 | 0.0177 | 0 | 6.34 | 25.9027 | 0 | 0 | 1.1828 | 0
8677 | 362 | 28 | 12 | Sunday | 12 | 0 | 0 | 0 | 12.8527 | 20.794 | 1.09 | 0 | 0.0177 | 0 | 10.1198 | 33.622 | 0 | 0 | 1.1825 | 0
8678 | 362 | 28 | 12 | Sunday | 13 | 0 | 0 | 0 | 12.915 | 20.794 | 1.634 | 0 | 0.0266 | 0 | 11.463 | 33.6948 | 0 | 0 | 1.774 | 0
8679 | 362 | 28 | 12 | Sunday | 14 | 0 | 0 | 0 | 13.1307 | 20.794 | 1.09 | 0 | 0.0177 | 0 | 8.1395 | 33.9024 | 0 | 0 | 1.1825 | 0
8680 | 362 | 28 | 12 | Sunday | 15 | 0 | 0 | 0 | 14.5432 | 20.794 | 0.726 | 0 | 0.0118 | 0 | 1.8971 | 35.3138 | 0 | 0 | 0.7883 | 0
8681 | 362 | 28 | 12 | Sunday | 16 | 0.009 | 0 | 0 | 14.6352 | 20.3695 | 0.726 | 0 | 0.012 | 0 | 0.3076 | 34.9655 | 0 | 0 | 0.7978 | 0
8682 | 362 | 28 | 12 | Sunday | 17 | 0.077 | 0 | 0 | 14.1667 | 19.916 | 0.726 | 0 | 0.013 | 0 | 0 | 34.046 | 0 | 0 | 0.865 | 0
8683 | 362 | 28 | 12 | Sunday | 18 | 0.136 | 0 | 0 | 14.1691 | 19.916 | 0.726 | 0 | 0.0138 | 0 | 0 | 34.0469 | 0 | 0 | 0.9243 | 0
8684 | 362 | 28 | 12 | Sunday | 19 | 0.337 | 0 | 0 | 14.1675 | 19.916 | 0.726 | 0 | 0.0168 | 0 | 0 | 34.0499 | 0 | 0 | 1.1255 | 0
8685 | 362 | 28 | 12 | Sunday | 20 | 0.357 | 0 | 0 | 13.6956 | 19.916 | 0.726 | 0 | 0.0171 | 0 | 0 | 33.5783 | 0 | 0 | 1.1453 | 0
8686 | 362 | 28 | 12 | Sunday | 21 | 0.52 | 0 | 0 | 13.6956 | 19.916 | 1.271 | 0 | 0.0284 | 0 | 0 | 33.5896 | 0 | 0 | 1.8996 | 0
8687 | 362 | 28 | 12 | Sunday | 22 | 0.402 | 0 | 0 | 6.2927 | 11.8825 | 0.726 | 0 | 0.0178 | 0 | 0 | 18.161 | 0 | 0 | 1.1907 | 0
8688 | 362 | 28 | 12 | Sunday | 23 | 0.337 | 0 | 0 | 5.6618 | 11.0335 | 0.726 | 0 | 0.0168 | 0 | 0 | 16.6801 | 0 | 0 | 1.1257 | 0
8689 | 363 | 29 | 12 | Monday | 0 | 0.352 | 0 | 0 | 5.1885 | 10.3969 | 0.908 | 0 | 0.02 | 0 | 0 | 15.5734 | 0 | 0 | 1.3371 | 0
8690 | 363 | 29 | 12 | Monday | 1 | 0.379 | 0 | 0 | 5.1829 | 10.3969 | 0.908 | 0 | 0.0204 | 0 | 0 | 15.5738 | 0 | 0 | 1.3641 | 0
8691 | 363 | 29 | 12 | Monday | 2 | 0.38 | 0 | 0 | 5.1829 | 10.3969 | 0.908 | 0 | 0.0204 | 0 | 0 | 15.5738 | 0 | 0 | 1.3654 | 0
8692 | 363 | 29 | 12 | Monday | 3 | 0.402 | 0 | 0 | 5.1829 | 10.3969 | 0.908 | 0 | 0.0207 | 0 | 0 | 15.5741 | 0 | 0 | 1.3871 | 0
8693 | 363 | 29 | 12 | Monday | 4 | 0.413 | 0 | 0 | 5.6548 | 10.3969 | 0.908 | 0 | 0.0209 | 0 | 0 | 16.0462 | 0 | 0 | 1.398 | 0
8694 | 363 | 29 | 12 | Monday | 5 | 101.323 | 0 | 27.1709 | 8.8552 | 14.4831 | 1.453 | 0 | 0.5273 | 0 | 0 | 51.01 | 0 | 0 | 102.9136 | 0
8695 | 363 | 29 | 12 | Monday | 6 | 97.158 | 0 | 27.1709 | 17.0169 | 21.1313 | 1.271 | 0 | 0.5105 | 0 | 0 | 65.796 | 0 | 0 | 98.5497 | 0
8696 | 363 | 29 | 12 | Monday | 7 | 81.918 | 0 | 27.1709 | 28.3214 | 37.109 | 3.45 | 0 | 0.4846 | 8.4 | 0 | 101.4803 | 0 | 0 | 85.6936 | 0
8697 | 363 | 29 | 12 | Monday | 8 | 31.432 | 0 | 27.1709 | 55.158 | 79.9326 | 6.356 | 0 | 0.4271 | 16.56 | 0 | 179.2622 | 0 | 0 | 38.3498 | 0
8698 | 363 | 29 | 12 | Monday | 9 | 24.496 | 0 | 27.1709 | 59.7699 | 84.3871 | 6.901 | 0 | 0.4192 | 10.32 | 0.3127 | 182.0598 | 0 | 0 | 31.9964 | 0
8699 | 363 | 29 | 12 | Monday | 10 | 22.399 | 0 | 27.1709 | 56.9405 | 85.6606 | 7.082 | 0 | 0.417 | 8.88 | 2.7863 | 179.0665 | 0 | 0 | 30.0913 | 0
8700 | 363 | 29 | 12 | Monday | 11 | 19.808 | 0 | 27.1709 | 50.778 | 85.6606 | 8.535 | 0 | 0.4154 | 10.32 | 5.653 | 174.3384 | 0 | 0 | 29.0751 | 0
8701 | 363 | 29 | 12 | Monday | 12 | 25.638 | 0 | 27.1709 | 44.1591 | 78.8121 | 10.351 | 0 | 0.4221 | 13.92 | 8.0729 | 164.4899 | 0 | 0 | 36.9043 | 0
8702 | 363 | 29 | 12 | Monday | 13 | 17.515 | 0 | 27.1709 | 46.6941 | 85.6606 | 9.806 | 0 | 0.4142 | 11.52 | 8.2349 | 171.4573 | 0 | 0 | 28.1578 | 0
8703 | 363 | 29 | 12 | Monday | 14 | 15.481 | 0 | 27.1709 | 51.4488 | 85.6606 | 6.174 | 0 | 0.3403 | 8.88 | 5.8538 | 173.4894 | 0 | 0 | 22.1782 | 0
8704 | 363 | 29 | 12 | Monday | 15 | 14.038 | 0.739 | 27.1709 | 58.9859 | 85.6606 | 5.993 | 0 | 0.3537 | 8.88 | 1.8721 | 181.7443 | 0 | 0 | 20.5386 | 0
8705 | 363 | 29 | 12 | Monday | 16 | 13.784 | 0 | 27.1709 | 60.7326 | 85.2073 | 7.99 | 0 | 0.3441 | 11.04 | 0.3701 | 184.4813 | 0 | 0 | 22.4512 | 0
8706 | 363 | 29 | 12 | Monday | 17 | 32.015 | 0 | 27.1709 | 43.3704 | 55.9825 | 4.722 | 0 | 0.4199 | 14.88 | 0 | 141.8092 | 0 | 0 | 37.1546 | 0
8707 | 363 | 29 | 12 | Monday | 18 | 25.79 | 0 | 13.5854 | 30.6763 | 40.9205 | 3.814 | 0 | 0.2534 | 4.8 | 0 | 90.1828 | 0 | 0 | 29.9399 | 0
8708 | 363 | 29 | 12 | Monday | 19 | 0 | 0 | 0 | 28.3042 | 40.0131 | 2.724 | 0 | 0.0443 | 2.88 | 0 | 71.1953 | 0 | 0 | 2.9562 | 0
8709 | 363 | 29 | 12 | Monday | 20 | 0 | 0 | 0 | 24.1068 | 33.1724 | 3.087 | 0 | 0.0503 | 0.96 | 0 | 58.2366 | 0 | 0 | 3.3506 | 0
8710 | 363 | 29 | 12 | Monday | 21 | 0 | 0 | 0 | 24.1068 | 32.719 | 1.453 | 0 | 0.0236 | 0.96 | 0 | 57.7566 | 0 | 0 | 1.5767 | 0
8711 | 363 | 29 | 12 | Monday | 22 | 0 | 0 | 0 | 12.7362 | 17.8393 | 0.908 | 0 | 0.0148 | 0 | 0 | 30.5543 | 0 | 0 | 0.9855 | 0
8712 | 363 | 29 | 12 | Monday | 23 | 0 | 0 | 0 | 6.1377 | 11.0335 | 0.908 | 0 | 0.0148 | 0 | 0 | 17.15 | 0 | 0 | 0.9855 | 0
8713 | 364 | 30 | 12 | Tuesday | 0 | 0 | 0 | 0 | 5.1885 | 10.3969 | 0.908 | 0 | 0.0148 | 0 | 0 | 15.5682 | 0 | 0 | 0.9855 | 0
8714 | 364 | 30 | 12 | Tuesday | 1 | 0 | 0 | 0 | 5.1829 | 10.3969 | 0.908 | 0 | 0.0148 | 0 | 0 | 15.5682 | 0 | 0 | 0.9855 | 0
8715 | 364 | 30 | 12 | Tuesday | 2 | 0 | 0 | 0 | 5.1829 | 10.3969 | 0.908 | 0 | 0.0148 | 0 | 0 | 15.5682 | 0 | 0 | 0.9855 | 0
8716 | 364 | 30 | 12 | Tuesday | 3 | 0 | 0 | 0 | 5.1829 | 10.3969 | 0.908 | 0 | 0.0148 | 0 | 0 | 15.5682 | 0 | 0 | 0.9855 | 0
8717 | 364 | 30 | 12 | Tuesday | 4 | 0 | 0 | 0 | 5.6548 | 10.3969 | 0.908 | 0 | 0.0148 | 0 | 0 | 16.0401 | 0 | 0 | 0.9855 | 0
8718 | 364 | 30 | 12 | Tuesday | 5 | 88.291 | 0 | 27.1709 | 8.8552 | 14.4831 | 1.453 | 0 | 0.502 | 0 | 0 | 50.9848 | 0 | 0 | 89.8808 | 0
8719 | 364 | 30 | 12 | Tuesday | 6 | 80.472 | 0 | 27.1709 | 17.0169 | 21.1313 | 1.271 | 0 | 0.4781 | 0 | 0 | 65.7636 | 0 | 0 | 81.863 | 0
8720 | 364 | 30 | 12 | Tuesday | 7 | 63.248 | 0 | 27.1709 | 28.3214 | 37.109 | 3.45 | 0 | 0.4566 | 8.4 | 0 | 101.4523 | 0 | 0 | 67.0187 | 0
8721 | 364 | 30 | 12 | Tuesday | 8 | 20.054 | 0 | 27.1709 | 55.158 | 79.9326 | 6.356 | 0 | 0.39 | 16.56 | 0 | 179.2251 | 0 | 0 | 26.9508 | 0
8722 | 364 | 30 | 12 | Tuesday | 9 | 15.207 | 0 | 27.1709 | 59.7558 | 84.3871 | 6.901 | 0 | 0.3483 | 10.32 | 0.3529 | 181.9748 | 0 | 0 | 22.6922 | 0
8723 | 364 | 30 | 12 | Tuesday | 10 | 13.872 | 0 | 27.1709 | 56.186 | 85.6606 | 7.082 | 0 | 0.33 | 8.88 | 3.3112 | 178.2251 | 0 | 0 | 21.5547 | 0
8724 | 364 | 30 | 12 | Tuesday | 11 | 11.646 | 0 | 27.1709 | 51.1036 | 85.6606 | 8.535 | 0 | 0.3195 | 10.32 | 6.8509 | 174.5682 | 0 | 0 | 20.9052 | 0
8725 | 364 | 30 | 12 | Tuesday | 12 | 13.532 | 0 | 27.1709 | 47.5664 | 78.8121 | 10.351 | 0 | 0.381 | 13.92 | 8.4479 | 167.856 | 0 | 0 | 24.7596 | 0
8726 | 364 | 30 | 12 | Tuesday | 13 | 9.164 | 0 | 27.1709 | 51.7357 | 85.6606 | 9.806 | 0 | 0.3024 | 11.52 | 7.6253 | 176.3872 | 0 | 0 | 19.8018 | 0
8727 | 364 | 30 | 12 | Tuesday | 14 | 7.868 | 0 | 27.1709 | 55.1503 | 85.6606 | 6.174 | 0 | 0.2204 | 8.88 | 5.0241 | 177.071 | 0 | 0 | 14.567 | 0
8728 | 364 | 30 | 12 | Tuesday | 15 | 6.881 | 0 | 27.1709 | 60.1704 | 85.6606 | 5.993 | 0 | 0.2022 | 8.88 | 1.3198 | 182.0728 | 0 | 0 | 13.3837 | 0
8729 | 364 | 30 | 12 | Tuesday | 16 | 6.858 | 0 | 27.1709 | 60.7529 | 85.2073 | 7.99 | 0 | 0.2354 | 11.04 | 0.2282 | 184.3929 | 0 | 0 | 15.5271 | 0
8730 | 364 | 30 | 12 | Tuesday | 17 | 18.289 | 0 | 27.1709 | 43.3704 | 55.9825 | 4.722 | 0 | 0.3607 | 14.88 | 0 | 141.75 | 0 | 0 | 23.4111 | 0
8731 | 364 | 30 | 12 | Tuesday | 18 | 16.824 | 0 | 13.5854 | 30.6763 | 40.9205 | 3.814 | 0 | 0.243 | 4.8 | 0 | 90.1723 | 0 | 0 | 20.9684 | 0
8732 | 364 | 30 | 12 | Tuesday | 19 | 0 | 0 | 0 | 28.3042 | 40.0131 | 2.724 | 0 | 0.0443 | 2.88 | 0 | 71.1953 | 0 | 0 | 2.9562 | 0
8733 | 364 | 30 | 12 | Tuesday | 20 | 0 | 0 | 0 | 24.1068 | 33.1724 | 3.087 | 0 | 0.0503 | 0.96 | 0 | 58.2366 | 0 | 0 | 3.3506 | 0
8734 | 364 | 30 | 12 | Tuesday | 21 | 0 | 0 | 0 | 24.1068 | 32.719 | 1.453 | 0 | 0.0236 | 0.96 | 0 | 57.7566 | 0 | 0 | 1.5767 | 0
8735 | 364 | 30 | 12 | Tuesday | 22 | 0 | 0 | 0 | 12.7362 | 17.8393 | 0.908 | 0 | 0.0148 | 0 | 0 | 30.5543 | 0 | 0 | 0.9855 | 0
8736 | 364 | 30 | 12 | Tuesday | 23 | 0 | 0 | 0 | 6.1377 | 11.0335 | 0.908 | 0 | 0.0148 | 0 | 0 | 17.15 | 0 | 0 | 0.9855 | 0
8737 | 365 | 31 | 12 | Wednesday | 0 | 0 | 0 | 0 | 5.1885 | 10.3969 | 0.908 | 0 | 0.0148 | 0 | 0 | 15.5682 | 0 | 0 | 0.9855 | 0
8738 | 365 | 31 | 12 | Wednesday | 1 | 0 | 0 | 0 | 5.1829 | 10.3969 | 0.908 | 0 | 0.0148 | 0 | 0 | 15.5682 | 0 | 0 | 0.9855 | 0
8739 | 365 | 31 | 12 | Wednesday | 2 | 0 | 0 | 0 | 5.1829 | 10.3969 | 0.908 | 0 | 0.0148 | 0 | 0 | 15.5682 | 0 | 0 | 0.9855 | 0
8740 | 365 | 31 | 12 | Wednesday | 3 | 0 | 0 | 0 | 5.1829 | 10.3969 | 0.908 | 0 | 0.0148 | 0 | 0 | 15.5682 | 0 | 0 | 0.9855 | 0
8741 | 365 | 31 | 12 | Wednesday | 4 | 0 | 0 | 0 | 5.6548 | 10.3969 | 0.908 | 0 | 0.0148 | 0 | 0 | 16.0401 | 0 | 0 | 0.9855 | 0
8742 | 365 | 31 | 12 | Wednesday | 5 | 0 | 0 | 3.4475 | 8.8552 | 14.4831 | 1.453 | 0 | 0.0236 | 0 | 0 | 26.7831 | 0 | 0 | 1.5768 | 0
8743 | 365 | 31 | 12 | Wednesday | 6 | 61.493 | 0 | 19.2631 | 17.0169 | 21.1313 | 1.271 | 0 | 0.3377 | 0 | 0 | 57.7154 | 0 | 0 | 62.8801 | 0
8744 | 365 | 31 | 12 | Wednesday | 7 | 54.768 | 0 | 27.1709 | 28.3214 | 37.109 | 3.45 | 0 | 0.4473 | 8.4 | 0 | 101.443 | 0 | 0 | 58.5361 | 0
8745 | 365 | 31 | 12 | Wednesday | 8 | 14.752 | 0 | 27.1709 | 55.158 | 79.9326 | 6.356 | 0 | 0.3161 | 16.56 | 0 | 179.1512 | 0 | 0 | 21.6491 | 0
8746 | 365 | 31 | 12 | Wednesday | 9 | 10.092 | 0 | 27.1709 | 59.7977 | 84.3871 | 6.901 | 0 | 0.2672 | 10.32 | 0.1108 | 181.9356 | 0 | 0 | 17.5791 | 0
8747 | 365 | 31 | 12 | Wednesday | 10 | 8.544 | 0 | 27.1709 | 60.5991 | 85.6606 | 7.082 | 0 | 0.2461 | 8.88 | 0.889 | 182.5543 | 0 | 0 | 16.2281 | 0
8748 | 365 | 31 | 12 | Wednesday | 11 | 5.916 | 0 | 27.1709 | 59.3795 | 85.6606 | 8.535 | 0 | 0.2302 | 10.32 | 1.5602 | 182.7547 | 0 | 0 | 15.1768 | 0
8749 | 365 | 31 | 12 | Wednesday | 12 | 8.328 | 0 | 27.1709 | 53.669 | 78.8121 | 10.351 | 0 | 0.2986 | 13.92 | 1.9659 | 173.8762 | 0 | 0 | 19.557 | 0
8750 | 365 | 31 | 12 | Wednesday | 13 | 5.45 | 0 | 27.1709 | 57.4537 | 85.6606 | 9.806 | 0 | 0.2447 | 11.52 | 2.1077 | 182.0474 | 0 | 0 | 16.0894 | 0
8751 | 365 | 31 | 12 | Wednesday | 14 | 4.575 | 0 | 27.1709 | 58.5529 | 85.6606 | 6.174 | 0 | 0.1699 | 8.88 | 1.8845 | 180.423 | 0 | 0 | 11.2751 | 0
8752 | 365 | 31 | 12 | Wednesday | 15 | 4.095 | 0 | 27.1709 | 60.474 | 85.6606 | 5.993 | 0 | 0.1595 | 8.88 | 0.9731 | 182.3338 | 0 | 0 | 10.5983 | 0
8753 | 365 | 31 | 12 | Wednesday | 16 | 4.079 | 0 | 27.1709 | 60.7529 | 85.2073 | 7.99 | 0 | 0.1927 | 11.04 | 0.2035 | 184.3503 | 0 | 0 | 12.7496 | 0
8754 | 365 | 31 | 12 | Wednesday | 17 | 11.943 | 0 | 27.1709 | 43.3704 | 55.9825 | 4.722 | 0 | 0.2595 | 14.88 | 0 | 141.6488 | 0 | 0 | 17.066 | 0
8755 | 365 | 31 | 12 | Wednesday | 18 | 12.653 | 0 | 13.5854 | 30.6763 | 40.9205 | 3.814 | 0 | 0.2334 | 4.8 | 0 | 90.1628 | 0 | 0 | 16.7927 | 0
8756 | 365 | 31 | 12 | Wednesday | 19 | 0 | 0 | 0 | 28.3042 | 40.0131 | 2.724 | 0 | 0.0443 | 2.88 | 0 | 71.1953 | 0 | 0 | 2.9562 | 0
8757 | 365 | 31 | 12 | Wednesday | 20 | 0 | 0 | 0 | 24.1068 | 33.1724 | 3.087 | 0 | 0.0503 | 0.96 | 0 | 58.2366 | 0 | 0 | 3.3506 | 0
8758 | 365 | 31 | 12 | Wednesday | 21 | 0 | 0 | 0 | 24.1068 | 32.719 | 1.453 | 0 | 0.0236 | 0.96 | 0 | 57.7566 | 0 | 0 | 1.5767 | 0
8759 | 365 | 31 | 12 | Wednesday | 22 | 0 | 0 | 0 | 12.7362 | 17.8393 | 0.908 | 0 | 0.0148 | 0 | 0 | 30.5543 | 0 | 0 | 0.9855 | 0
8760 | 365 | 31 | 12 | Wednesday | 23 | 0 | 0 | 0 | 6.1377 | 11.0335 | 0.908 | 0 | 0.0148 | 0 | 0 | 17.15 | 0 | 0 | 0.9855 | 0