## Project_Data
Key | Value
Project_Name | HEI_Hotel - LPH3.1
Project_Area | 15200
Currency | €
Building_Use | Hospitality
Country | Germany
Project_Latitude | 52.5399
Project_Longitude | 13.2585
Year | 2026
Scenario_Comparison_Analysis_Period | 50
Scenario_Comparison_Apply_LCC_Filter | 1
Energy_Use_Filter_Enabled | 0
Energy_Use_Filter_Selected | ["Heating", "Cooling", "Ventilation", "Lighting", "Equipment", "HotWater", "Pumps", "Other", "On-site_Generation"]

## Emission_Factors
Energy_Source | Factor_kgCO2_per_kWh
Electricity | 0.28297
Green Electricity | 0
Gas | 0.183
District Heating | 0.06
District Cooling | 0.06
Biomass | 0.015

## Energy_Tariffs
Energy_Source | Tariff_per_kWh
Electricity | 0.3
Green Electricity | 0.35
Gas | 0.12
District Heating | 0.18
District Cooling | 0.18
Biomass | 0.1

## EndUse_to_Source
End_Use | Energy_Source
Heating | District Heating
Cooling | Electricity
Ventilation | Electricity
Lighting | Electricity
Equipment | Electricity
HotWater | District Heating
Pumps | Electricity
Other | Electricity
On-site_Generation | Electricity

## Efficiency_Factors
End_Use | Efficiency_Factor
Heating | 1
Cooling | 1
Ventilation | 1
Lighting | 1
Equipment | 1
HotWater | 1
Pumps | 1
Other | 1
On-site_Generation | 1

## Scenarios
Scenario | Active | PayloadJSON
V00_District Heating | 1 | {"factors": {"Electricity": 0.28297, "Green Electricity": 0.0, "Gas": 0.183, "District Heating": 0.06, "District Cooling": 0.06, "Biomass": 0.015}, "tariffs": {"Electricity": 0.3, "Green Electricity": 0.35, "Gas": 0.12, "District Heating": 0.18, "District Cooling": 0.18, "Biomass": 0.1}, "mapping": {"Heating": "District Heating", "Cooling": "Electricity", "Ventilation": "Electricity", "Lighting": "Electricity", "Equipment": "Electricity", "HotWater": "District Heating", "Pumps": "Electricity", "Other": "Electricity", "On-site_Generation": "Electricity"}, "efficiency": {"Heating": 1.0, "Cooling": 1.0, "Ventilation": 1.0, "Lighting": 1.0, "Equipment": 1.0, "HotWater": 1.0, "Pumps": 1.0, "Other": 1.0, "On-site_Generation": 1.0}, "pv": {"enabled": false, "scale": 1.0}, "crrem_measures": [{"Parameter": "Assign Energy Sources → Cooling", "Year": 2035, "New Value": "Green Electricity"}, {"Parameter": "Assign Energy Sources → Equipment", "Year": 2035, "New Value": "Green Electricity"}, {"Parameter": "Assign Energy Sources → Lighting", "Year": 2035, "New Value": "Green Electricity"}, {"Parameter": "Assign Energy Sources → Other", "Year": 2035, "New Value": "Green Electricity"}, {"Parameter": "Assign Energy Sources → Pumps", "Year": 2035, "New Value": "Green Electricity"}, {"Parameter": "Assign Energy Sources → Ventilation", "Year": 2035, "New Value": "Green Electricity"}], "crrem_target": "1.5°C", "crrem_use_type": "Hotel", "crrem_mixed_use": [{"Use Type": "Office", "Area Share %": 80.0}, {"Use Type": "Retail, High Street", "Area Share %": 20.0}], "crrem_ef": {"use_standard_electricity": true, "use_custom_decarb_rates": false, "use_custom_decarb_by_source": {"Electricity": false, "Green Electricity": false, "Gas": false, "District Heating": false, "District Cooling": false, "Biomass": false}, "custom_decarb_rates_pct": {"Electricity": 0.0, "Green Electricity": 0.0, "Gas": 0.0, "District Heating": 0.0, "District Cooling": 0.0, "Biomass": 0.0}}, "lcc": {"investments": [{"Measure Name": "FW_Anschluss", "Assigned End Uses": "Heating, HotWater", "Investment Year": 2026, "Investment Cost": 180000.0, "Annual Maintenance Cost (%)": 3.0, "Life Length (years)": 20}, {"Measure Name": "Luftgekühlte Kältemaschine", "Assigned End Uses": "Cooling", "Investment Year": 2026, "Investment Cost": 380000.0, "Annual Maintenance Cost (%)": 3.5, "Life Length (years)": 15}]}, "lcc_global": {"analysis_period": 50, "interest_rate_pct": 2.0, "capex_inflation_pct": 2.0, "energy_inflation_pct": {"Electricity": 2.0, "Green Electricity": 2.0, "Gas": 2.0, "District Heating": 2.0, "District Cooling": 2.0, "Biomass": 2.0}, "selected_operational_end_uses": ["Heating", "Cooling", "HotWater"], "payback_reference_scenario": "V00_District Heating"}}
V00_District Heating + PVT | 0 | {"factors": {"Electricity": 0.28297, "Green Electricity": 0.0, "Gas": 0.183, "District Heating": 0.06, "District Cooling": 0.06, "Biomass": 0.015}, "tariffs": {"Electricity": 0.3, "Green Electricity": 0.35, "Gas": 0.12, "District Heating": 0.18, "District Cooling": 0.18, "Biomass": 0.1}, "mapping": {"Heating": "District Heating", "Cooling": "Electricity", "Ventilation": "Electricity", "Lighting": "Electricity", "Equipment": "Electricity", "HotWater": "District Heating", "Pumps": "Electricity", "Other": "Electricity", "On-site_Generation": "Electricity"}, "efficiency": {"Heating": 1.0, "Cooling": 1.0, "Ventilation": 1.0, "Lighting": 1.0, "Equipment": 1.0, "HotWater": 1.0, "Pumps": 1.0, "Other": 1.0, "On-site_Generation": 1.0}, "pv": {"enabled": false, "scale": 1.0}, "crrem_measures": [{"Parameter": "Assign Energy Sources → Cooling", "Year": 2036, "New Value": "Green Electricity"}, {"Parameter": "Assign Energy Sources → Equipment", "Year": 2036, "New Value": "Green Electricity"}, {"Parameter": "Assign Energy Sources → Lighting", "Year": 2036, "New Value": "Green Electricity"}, {"Parameter": "Assign Energy Sources → Other", "Year": 2036, "New Value": "Green Electricity"}, {"Parameter": "Assign Energy Sources → Pumps", "Year": 2036, "New Value": "Green Electricity"}, {"Parameter": "Assign Energy Sources → Ventilation", "Year": 2036, "New Value": "Green Electricity"}], "crrem_target": "1.5°C", "crrem_use_type": "Hotel", "crrem_mixed_use": [{"Use Type": "Office", "Area Share %": 80.0}, {"Use Type": "Retail, High Street", "Area Share %": 20.0}], "crrem_ef": {"use_standard_electricity": true, "use_custom_decarb_rates": false, "use_custom_decarb_by_source": {"Electricity": false, "Green Electricity": false, "Gas": false, "District Heating": false, "District Cooling": false, "Biomass": false}, "custom_decarb_rates_pct": {"Electricity": 0.0, "Green Electricity": 0.0, "Gas": 0.0, "District Heating": 0.0, "District Cooling": 0.0, "Biomass": 0.0}}, "lcc": {"investments": [{"Measure Name": "FW_Anschluss", "Assigned End Uses": "Heating, HotWater", "Investment Year": 2026, "Investment Cost": 180000.0, "Annual Maintenance Cost (%)": 3.0, "Life Length (years)": 20}, {"Measure Name": "Luftgekühlte Kältemaschine", "Assigned End Uses": "Cooling", "Investment Year": 2026, "Investment Cost": 380000.0, "Annual Maintenance Cost (%)": 3.5, "Life Length (years)": 15}, {"Measure Name": "PVT", "Assigned End Uses": "HotWater", "Investment Year": 2026, "Investment Cost": 168000.0, "Annual Maintenance Cost (%)": 1.5, "Life Length (years)": 20}]}, "lcc_global": {"analysis_period": 50, "interest_rate_pct": 2.0, "capex_inflation_pct": 2.0, "energy_inflation_pct": {"Electricity": 2.0, "Green Electricity": 2.0, "Gas": 2.0, "District Heating": 2.0, "District Cooling": 2.0, "Biomass": 2.0}, "selected_operational_end_uses": ["Heating", "Cooling", "HotWater"], "payback_reference_scenario": "V00_District Heating"}}

## README
BPVis ENE Template
Fill Energy_Balance with monthly kWh by end use (columns end with _kWh).
Fill Loads_Balance with 8760 hourly data (columns end with _load).
PV self-consumption uses Loads_Balance column PV_Generation_load (will be read as PV_Generation).
Scenario Manager stores multiple sets of factors/mappings in the Scenarios sheet.

## Color_Settings
Type | Name | Color
End_Use | Heating | #c02419
End_Use | Cooling | #5a73a5
End_Use | Ventilation | #42b38d
End_Use | Lighting | #d3b402
End_Use | Equipment | #833fd1
End_Use | HotWater | #ff9a0a
End_Use | Pumps | #06b6d1
End_Use | Other | #d0448c
End_Use | On-site_Generation | #a9c724
End_Use | Electricity | #42b360
End_Use | Green Electricity | #64c423
End_Use | Gas | #c9d302
End_Use | District Heating | #ec6939
End_Use | District Cooling | #5a5ea5
End_Use | Biomass | #8b5a2b
End_Use | On-siteErtrag | #a9c724
Energy_Source | Electricity | #42b360
Energy_Source | Green Electricity | #64c423
Energy_Source | Gas | #c9d302
Energy_Source | District Heating | #ec6939
Energy_Source | District Cooling | #5a5ea5
Energy_Source | Biomass | #8b5a2b
Load | Heating | #c02419
Load | Cooling | #5a73a5
Load | Ventilation | #42b38d
Load | Lighting | #d3b402
Load | Equipment | #833fd1
Load | HotWater | #ff9a0a
Load | Pumps | #06b6d1
Load | Other | #d0448c
Load | On-site_Generation | #a9c724
Load | Heating_load_RLT | #414425
Load | Heating_load_Room_Unit | #93fe6b
Load | Cooling_load_Room_Unit | #6a9f30
Load | Cooling_load_RLT | #3781dc
Load | Electricity | #42b360
Load | Grid_Injection | #6eb3c7
Load | Gas | #c9d302
Load | District_Heating | #ddd101
Load | District_Cooling | #d5e40a
Load | Solar_Input | #64ac8e
Load | Thermal_Storage | #288dff
Scenario | V00_District Heating | #f5c41b
Scenario | V00_District Heating + PVT | #b6f51b

## LCC_Global
Key | Value
Analysis_Period | 50
Interest_Rate_Pct | 2
CAPEX_Inflation_Pct | 2
Selected_Operational_End_Uses | Heating, Cooling, HotWater
Payback_Reference_Scenario | V00_District Heating
Energy_Inflation_Electricity | 2
Energy_Inflation_Green Electricity | 2
Energy_Inflation_Gas | 2
Energy_Inflation_District Heating | 2
Energy_Inflation_District Cooling | 2
Energy_Inflation_Biomass | 2

## LCC_Investments
Scenario | Measure Name | Assigned End Uses | Investment Year | Investment Cost | Annual Maintenance Cost (%) | Life Length (years)
V00_District Heating | FW_Anschluss | Heating, HotWater | 2026 | 180000 | 3 | 20
V00_District Heating | Luftgekühlte Kältemaschine | Cooling | 2026 | 380000 | 3.5 | 15
V00_District Heating + PVT | FW_Anschluss | Heating, HotWater | 2026 | 180000 | 3 | 20
V00_District Heating + PVT | Luftgekühlte Kältemaschine | Cooling | 2026 | 380000 | 3.5 | 15
V00_District Heating + PVT | PVT | HotWater | 2026 | 168000 | 1.5 | 20

## Model_Inputs_QA
Scenario | Scope | Category | Item Type | Item Name | Parameter | Value | Unit | Required | Source Type | Source Document / Reference | Reference / Target | Min Check | Max Check | Usual Min | Usual Max | Range Justification | Notes
GLOBAL | Global | General Model Setup | General | Simulation Model | ID | GEN_GENERAL_SIMULATION_MODEL | - | TRUE | Other | Model Inputs QA | Unique object identifier for traceability | [5 empty] | Automatically added object ID
GLOBAL | Global | General Model Setup | General | Simulation Model | Simulation tool | IESVE | - | TRUE | Simulation Model |  | e.g. IESVE / EnergyPlus / DesignBuilder
GLOBAL | Global | General Model Setup | General | Simulation Model | Simulation tool version | 2025.1.4 | - | TRUE | Simulation Model |  | Version used for the final simulation results
GLOBAL | Global | General Model Setup | General | Simulation Model | Weather file | DEU_HH_Hamburg-Schmidt.AP.101470_TMYx.2011-2025.epw | - | TRUE | Simulation Model |  | Weather station/file used in annual simulation
GLOBAL | Global | General Model Setup | General | Simulation Model | Climate zone | 5A | - | FALSE | Standard / Reference | ASHRAE / LEED / local code documentation | Required when comparing against a formal baseline
GLOBAL | Global | General Model Setup | General | Simulation Model | Simulation timestep | 10 | min | FALSE | Simulation Model |  | Typically 60 min or sub-hourly | 1 | 60 | 5 | 60
GLOBAL | Global | General Model Setup | General | Simulation Model | Annual simulation period | 12 | months | TRUE | Simulation Model |  | Should normally cover 12 months | 12 | 12 | 12 | 12
GLOBAL | Global | General Model Setup | General | Simulation Model | Modelled floor area | 62000 | m² | TRUE | Design Document | Area schedule / simulation model geometry | Should match project area or document difference | 1 |  | 10 | 10000000
GLOBAL | Global | General Model Setup | General | Simulation Model | Area basis | GFA | - | FALSE | Design Document |  | GFA / NFA / conditioned area / treated floor area
GLOBAL | Global | General Model Setup | General | Simulation Model | Geometry / zoning source | Architectural Plans | - | TRUE | Design Document | Architectural drawings / BIM / simulation model | Trace model version and drawing issue
GLOBAL | Global | General Model Setup | General | Simulation Model | Simulation purpose / rating basis | Early Design Optimization | - | FALSE | Standard / Reference |  | Design support / LEED / ASHRAE 90.1 PRM / local code / internal benchmark
GLOBAL | Global | General Model Setup | General | Simulation Model | Excluded areas / systems | Underfloors | - | FALSE | Design Document | Energy model report / compliance narrative | Document any excluded systems or loads
GLOBAL | Global | General Model Setup | General | Simulation Model | Modeller / reviewer | Rodrigo Carvalho | - | FALSE | Other |  | Responsible person and QA reviewer
GLOBAL | Global | Room Types | Room Type | Lobby | ID | ROOM_ROOM_TYPE_LOBBY | - | TRUE | Other | Model Inputs QA | Unique object identifier for traceability | [5 empty] | Automatically added object ID
GLOBAL | Global | Room Types | Room Type | Lobby | Area |  | m² | TRUE | Design Document | Area schedule / room book |  | 0 |  | 1 | 100000
GLOBAL | Global | Room Types | Room Type | Lobby | Occupancy density |  | m²/person | TRUE | Assumption | Room data sheet / LEED calculator / design brief |  | 1 | 100 | 3 | 50
GLOBAL | Global | Room Types | Room Type | Lobby | Lighting power density |  | W/m² | TRUE | Assumption | Lighting concept / ASHRAE baseline / design brief |  | 0 | 50 | 2 | 25
GLOBAL | Global | Room Types | Room Type | Lobby | Equipment power density |  | W/m² | TRUE | Assumption | Equipment schedule / design brief |  | 0 | 150 | 1 | 80
GLOBAL | Global | Room Types | Room Type | Lobby | People sensible gain |  | W/person | FALSE | Assumption |  | Document activity/metabolic assumption | 0 | 200 | 40 | 120
GLOBAL | Global | Room Types | Room Type | Lobby | People latent gain |  | W/person | FALSE | Assumption |  | Document activity/metabolic assumption | 0 | 200 | 20 | 100
GLOBAL | Global | Room Types | Room Type | Lobby | Heating delivery |  | - | FALSE | Design Document | HVAC concept / room data sheet | Radiant Ceiling / Fan Coil / Floor Heating / Radiator / Air System / custom
GLOBAL | Global | Room Types | Room Type | Lobby | Cooling delivery |  | - | FALSE | Design Document | HVAC concept / room data sheet | Radiant Ceiling / Fan Coil / Floor Cooling / Fan Coil / Air System / custom
GLOBAL | Global | Room Types | Room Type | Lobby | Heating setpoint |  | °C | TRUE | Design Document | Owner requirements / room data sheet |  | 10 | 26 | 18 | 23
GLOBAL | Global | Room Types | Room Type | Lobby | Cooling setpoint | 24 | °C | TRUE | Design Document | Owner requirements / room data sheet |  | 18 | 35 | 22 | 28
GLOBAL | Global | Room Types | Room Type | Lobby | Night setback / setup | 28 | °C or rule | FALSE | Assumption |  | Document unoccupied temperature control logic
GLOBAL | Global | Room Types | Room Type | Lobby | Occupancy schedule | Ashrae 90.1 2019 | - | TRUE | Standard / Reference | Operation concept / design brief | Weekday/weekend and holiday operation
GLOBAL | Global | Room Types | Room Type | Lobby | Lighting schedule |  | - | TRUE | Assumption | Operation concept / lighting controls | Equivalent full-load hours or schedule name
GLOBAL | Global | Room Types | Room Type | Lobby | Equipment schedule |  | - | TRUE | Standard / Reference | Operation concept / equipment load assumptions | Equivalent full-load hours or schedule name
GLOBAL | Global | Room Types | Room Type | Lobby | Outdoor air per person | 10 | L/s.person | FALSE | Standard / Reference | ASHRAE 62.1 / EN 16798 / project brief |  | 0 | 50 | 3 | 20
GLOBAL | Global | Room Types | Room Type | Lobby | Outdoor air per area | 1 | L/s.m² | FALSE | Standard / Reference | ASHRAE 62.1 / EN 16798 / project brief |  | 0 | 10 | 0.05 | 5
GLOBAL | Global | Room Types | Room Type | Lobby | Demand controlled ventilation permitted | No | yes/no | FALSE | Design Document | Controls narrative
GLOBAL | Global | Room Types | Room Type | Lobby | Demand controlled ventilation rule |  | - | FALSE | Design Document | Controls narrative | CO₂ setpoint, minimum outdoor air, occupancy sensor logic
GLOBAL | Global | Room Types | Room Type | Lobby | Natural ventilation permitted | No | yes/no | FALSE | Design Document | Ventilation / façade / controls concept
GLOBAL | Global | Room Types | Room Type | Lobby | Natural ventilation rule |  | - | FALSE | Design Document | Ventilation / controls concept | Opening schedule, temperature limits, CO₂ limits, wind/rain lockout
GLOBAL | Global | Room Types | Room Type | Lobby | Daylight-Controlled dimming | No | yes/no | FALSE | Design Document | Lighting control concept / room data sheet | Tick yes if daylight sensors or daylight-linked automatic dimming are modelled
GLOBAL | Global | Thermal Envelope | External Walls | Generic External Concrete Wall | ID | ENV_EXTERNAL_WALLS_GENERIC_EXTERNAL_CONCRETE_WALL | - | TRUE | Other | Model Inputs QA | Unique object identifier for traceability | [5 empty] | Automatically added object ID
GLOBAL | Global | Thermal Envelope | External Walls | Generic External Concrete Wall | Area |  | m² | FALSE | Design Document | Envelope schedule / model geometry | Optional: numeric area or generic location where this construction/component is used | 0 |  | 1 | 500000
GLOBAL | Global | Thermal Envelope | External Walls | Generic External Concrete Wall | U-value |  | W/m²K | TRUE | Design Document | U-value calculation / envelope specification | Compare with code/baseline | 0.05 | 2.5 | 0.15 | 0.25
GLOBAL | Global | Thermal Envelope | External Walls | Generic External Concrete Wall | Thermal bridge allowance |  | % or W/K | FALSE | Calculation | Envelope calculation | Document method | 0 | 50 | 0 | 20
GLOBAL | Global | Thermal Envelope | External Walls | Generic External Concrete Wall | Thermal Mass |  | - | FALSE | Design Document | Construction build-up / material layer schedule | Very low / low / medium / high / very high, or enter thermal capacity as custom value
GLOBAL | Global | Thermal Envelope | External Walls | Generic External Concrete Wall | Solar absorptance |  | - | FALSE | Assumption | Material specification |  | 0 | 1 | 0.2 | 0.9
GLOBAL | Global | Thermal Envelope | External Walls | Generic External Concrete Wall | Orientation / exposure |  | - | FALSE | Design Document | Model geometry
GLOBAL | Global | Thermal Envelope | Roofs | Generic External Concrete Wall | ID | ENV_ROOFS_GENERIC_EXTERNAL_CONCRETE_WALL | - | TRUE | Other | Model Inputs QA | Unique object identifier for traceability | [5 empty] | Automatically added object ID
GLOBAL | Global | Thermal Envelope | Roofs | Generic External Concrete Wall | Area |  | m² | FALSE | Design Document | Envelope schedule / model geometry; or enter a location/use descriptor such as Typical roof / podium roof | Optional: numeric area or generic location where this construction is used | 0 |  | 1 | 500000
GLOBAL | Global | Thermal Envelope | Roofs | Generic External Concrete Wall | U-value |  | W/m²K | TRUE | Design Document | U-value calculation / envelope specification | Compare with code/baseline | 0.04 | 1.5 | 0.08 | 0.25
GLOBAL | Global | Thermal Envelope | Roofs | Generic External Concrete Wall | Thermal bridge allowance |  | % or W/K | FALSE | Calculation | Envelope calculation | Document method | 0 | 50 | 0 | 20
GLOBAL | Global | Thermal Envelope | Roofs | Generic External Concrete Wall | Thermal Mass |  | - | FALSE | Design Document | Construction build-up / material layer schedule | Very low / low / medium / high / very high, or enter thermal capacity as custom value
GLOBAL | Global | Thermal Envelope | Roofs | Generic External Concrete Wall | Solar absorptance |  | - | FALSE | Assumption | Roof finish specification |  | 0 | 1 | 0.2 | 0.9
GLOBAL | Global | Thermal Envelope | Roofs | Generic External Concrete Wall | Green roof / cool roof assumption |  | yes/no/rule | FALSE | Design Document | Roof concept
V00_District Heating | Scenario | Controls | Controls | New system | ID | CTRL_CONTROLS_NEW_SYSTEM | - | TRUE | Other | Model Inputs QA | Unique object identifier for traceability | [5 empty] | Automatically added object ID
V00_District Heating | Scenario | Controls | Controls | New system | System description |  | - | TRUE | Design Document | MEP concept / simulation model
V00_District Heating | Scenario | Controls | Controls | New system | Energy source |  | - | FALSE | Design Document | MEP concept / energy source mapping
V00_District Heating | Scenario | Controls | Controls | New system | Efficiency / control assumption |  | - | FALSE | Assumption | Model input / specification
V00_District Heating | Scenario | Controls | Controls | New system | Operation schedule |  | - | FALSE | Design Document | Controls / operation concept
V00_District Heating + PVT | Scenario | Controls | Controls | New system | ID | CTRL_CONTROLS_NEW_SYSTEM | - | TRUE | Other | Model Inputs QA | Unique object identifier for traceability | [5 empty] | Automatically added object ID
V00_District Heating + PVT | Scenario | Controls | Controls | New system | System description |  | - | TRUE | Design Document | MEP concept / simulation model
V00_District Heating + PVT | Scenario | Controls | Controls | New system | Energy source |  | - | FALSE | Design Document | MEP concept / energy source mapping
V00_District Heating + PVT | Scenario | Controls | Controls | New system | Efficiency / control assumption |  | - | FALSE | Assumption | Model input / specification
V00_District Heating + PVT | Scenario | Controls | Controls | New system | Operation schedule |  | - | FALSE | Design Document | Controls / operation concept

## CRREM_EF_Settings
Scenario | Use_CRREM_Standard_Electricity_EF | Energy_Source | Use_Custom_Decarbonization_Rate_For_Source | Use_Custom_Decarbonization_Rates | Custom_Decarbonization_Rate_pct_a
V00_District Heating | TRUE | Electricity | FALSE | FALSE | 0
V00_District Heating | TRUE | Green Electricity | FALSE | FALSE | 0
V00_District Heating | TRUE | Gas | FALSE | FALSE | 0
V00_District Heating | TRUE | District Heating | FALSE | FALSE | 0
V00_District Heating | TRUE | District Cooling | FALSE | FALSE | 0
V00_District Heating | TRUE | Biomass | FALSE | FALSE | 0
V00_District Heating + PVT | TRUE | Electricity | FALSE | FALSE | 0
V00_District Heating + PVT | TRUE | Green Electricity | FALSE | FALSE | 0
V00_District Heating + PVT | TRUE | Gas | FALSE | FALSE | 0
V00_District Heating + PVT | TRUE | District Heating | FALSE | FALSE | 0
V00_District Heating + PVT | TRUE | District Cooling | FALSE | FALSE | 0
V00_District Heating + PVT | TRUE | Biomass | FALSE | FALSE | 0

## Energy_Balance
Month | Heating_kWh | Cooling_kWh | Ventilation_kWh | Lighting_kWh | Equipment_kWh | HotWater_kWh | Pumps_kWh | Other_kWh | On-site_Generation_kWh
January | 34061 | 756.8 | 25557 | 33837.5 | 28404.2 | 15169.75 | 537.9 | 13806.4 | -1619.5
February | 28594 | 580.6 | 23132.5 | 29229.2 | 25464.8 | 13701.7097 | 479 | 12492 | -3201.3
March | 17292.5 | 1463.2 | 25477.1 | 30494.6 | 27911.9 | 15169.75 | 438.3 | 13862.5 | -6110.7
April | 3227 | 2650.1 | 24414.6 | 28495.4 | 27424.4 | 14680.4032 | 287.7 | 13368.3 | -9785.7
May | 343.7 | 5778.1 | 25191.6 | 28136.7 | 28180.8 | 15169.75 | 395.6 | 13837.3 | -11139.1
June | 6.7 | 7648.8 | 24409.7 | 26738.4 | 27155.5 | 14680.4032 | 480.8 | 13393.5 | -10941.8
July | 2.7 | 10361.7 | 25258.3 | 28169.4 | 28404.2 | 15169.75 | 632.9 | 13806.4 | -10358.1
August | 0.4 | 10351 | 25235.9 | 28326.2 | 27911.9 | 15169.75 | 616.6 | 13862.5 | -9349.1
September | 89.9 | 4205.2 | 24357.8 | 29730.1 | 27424.4 | 14680.4032 | 318 | 13368.3 | -6360.4
October | 2007.5 | 3136.7 | 25193.9 | 32200.6 | 28404.2 | 15169.75 | 348.6 | 13806.4 | -4056.1
November | 14599.8 | 1605 | 24525.4 | 31721.7 | 26932.1 | 14680.4032 | 443 | 13424.4 | -1665.5
December | 28886 | 982.4 | 25529.2 | 34277.4 | 28404.2 | 15169.75 | 528.2 | 13806.4 | -1074.7

## Energy_Balance2
Month | Heating_kWh | Cooling_kWh | Ventilation_kWh | Lighting_kWh | Equipment_kWh | HotWater_kWh | Pumps_kWh | Other_kWh | On-site_Generation_kWh
January | 34061 | 756.8 | 25557 | 33837.5 | 28404.2 | 13902.9 | 537.9 | 13806.4 | -1619.5
February | 28594 | 580.6 | 23132.5 | 29229.2 | 25464.8 | 9891.3 | 479 | 12492 | -3201.3
March | 17292.5 | 1463.2 | 25477.1 | 30494.6 | 27911.9 | 7931.2 | 438.3 | 13862.5 | -6110.7
April | 3227 | 2650.1 | 24414.6 | 28495.4 | 27424.4 | 3452.4 | 287.7 | 13368.3 | -9785.7
May | 343.7 | 5778.1 | 25191.6 | 28136.7 | 28180.8 | 3411.8 | 395.6 | 13837.3 | -11139.1
June | 6.7 | 7648.8 | 24409.7 | 26738.4 | 27155.5 | 2907.7 | 480.8 | 13393.5 | -10941.8
July | 2.7 | 10361.7 | 25258.3 | 28169.4 | 28404.2 | 2915.5 | 632.9 | 13806.4 | -10358.1
August | 0.4 | 10351 | 25235.9 | 28326.2 | 27911.9 | 2542.3 | 616.6 | 13862.5 | -9349.1
September | 89.9 | 4205.2 | 24357.8 | 29730.1 | 27424.4 | 4631.3 | 318 | 13368.3 | -6360.4
October | 2007.5 | 3136.7 | 25193.9 | 32200.6 | 28404.2 | 7825.4 | 348.6 | 13806.4 | -4056.1
November | 14599.8 | 1605 | 24525.4 | 31721.7 | 26932.1 | 12107.9 | 443 | 13424.4 | -1665.5
December | 28886 | 982.4 | 25529.2 | 34277.4 | 28404.2 | 14129.6 | 528.2 | 13806.4 | -1074.7

## Loads_Balance
hoy | doy | day | month | weekday | hour | Heating_load | Cooling_load | Ventilation_load | Lighting_load | Equipment_load | HotWater_load | Solar_Input_load | Pumps_load | Other_load | On-site_Generation_load | Electricity_load | Thermal_Storage_load | Grid_Injection | Gas_load | District_Heating_load | District_Cooling_load
1 | 1 | 1 | 1 | Wednesday | 0 | 21.453 | 0 | 33.9277 | 17.5343 | 18.3373 | 6.312 | 0 | 0.5233 | 14.4 | 0 | 84.7226 | 0 | 0 | 0 | 27.5427 | 0
2 | 1 | 1 | 1 | Wednesday | 1 | 18.931 | 0 | 33.919 | 14.6472 | 16.4006 | 6.312 | 0 | 0.4735 | 11.88 | 0 | 77.3203 | 0 | 0 | 0 | 25.0292 | 0
3 | 1 | 1 | 1 | Wednesday | 2 | 19.844 | 0 | 34.1564 | 11.7686 | 14.464 | 6.312 | 0 | 0.4916 | 11.88 | 0 | 72.7607 | 0 | 0 | 0 | 25.9502 | 0
4 | 1 | 1 | 1 | Wednesday | 3 | 20.293 | 0 | 34.3619 | 11.7686 | 14.464 | 6.312 | 0 | 0.5006 | 11.88 | 0 | 72.9752 | 0 | 0 | 0 | 26.407 | 0
5 | 1 | 1 | 1 | Wednesday | 4 | 22.476 | 0 | 34.4163 | 13.0128 | 14.464 | 6.312 | 0 | 0.5439 | 11.88 | 0 | 74.317 | 0 | 0 | 0 | 28.5976 | 0
6 | 1 | 1 | 1 | Wednesday | 5 | 21.335 | 0 | 34.2146 | 22.6634 | 20.5805 | 6.312 | 0 | 0.5219 | 11.88 | 0 | 89.8604 | 0 | 0 | 0 | 27.4637 | 0
7 | 1 | 1 | 1 | Wednesday | 6 | 16.881 | 0 | 33.8147 | 44.2813 | 35.484 | 31.558 | 0 | 0.6752 | 15.12 | 0 | 129.3752 | 0 | 0 | 0 | 47.7797 | 0
8 | 1 | 1 | 1 | Wednesday | 7 | 13.122 | 0 | 33.72 | 61.1578 | 46.6998 | 44.181 | 0 | 0.6791 | 15.12 | 0 | 157.3767 | 0 | 0 | 0 | 56.7866 | 0
9 | 1 | 1 | 1 | Wednesday | 8 | 11.123 | 0 | 33.7349 | 69.4626 | 52.1343 | 50.492 | 0 | 0.6828 | 18.72 | 0 | 174.7346 | 0 | 0 | 0 | 61.4905 | 0
10 | 1 | 1 | 1 | Wednesday | 9 | 10.684 | 0 | 33.8021 | 71.7893 | 52.8606 | 31.558 | 0 | 0.6688 | 18.72 | 0.6452 | 177.8407 | 0 | 0 | 0 | 42.2447 | 0
11 | 1 | 1 | 1 | Wednesday | 10 | 10.934 | 0 | 34.2498 | 64.7856 | 51.878 | 12.623 | 0 | 0.4686 | 14.4 | 5.99 | 165.7821 | 0 | 0 | 0 | 23.3864 | 0
12 | 1 | 1 | 1 | Wednesday | 11 | 9.949 | 2.385 | 34.3953 | 62.263 | 51.878 | 12.623 | 0 | 0.5938 | 18.36 | 11.5485 | 170.0691 | 0 | 0 | 0 | 21.6123 | 0
13 | 1 | 1 | 1 | Wednesday | 12 | 9.904 | 3.511 | 34.567 | 58.019 | 51.1854 | 18.935 | 0 | 0.7417 | 18.36 | 14.6537 | 166.67 | 0 | 0 | 0 | 25.6168 | 0
14 | 1 | 1 | 1 | Wednesday | 13 | 10.127 | 3.758 | 34.6328 | 58.5929 | 51.878 | 18.935 | 0 | 0.7045 | 18.36 | 12.811 | 168.232 | 0 | 0 | 0 | 24.266 | 0
15 | 1 | 1 | 1 | Wednesday | 14 | 10.317 | 3.921 | 34.6241 | 62.6284 | 51.878 | 6.312 | 0 | 0.4927 | 18.36 | 8.2111 | 172.2234 | 0 | 0 | 0 | 14.7831 | 0
16 | 1 | 1 | 1 | Wednesday | 15 | 10.223 | 4.08 | 34.4618 | 66.9583 | 51.878 | 6.312 | 0 | 0.4823 | 18.36 | 3.2933 | 176.5524 | 0 | 0 | 0 | 14.6764 | 0
17 | 1 | 1 | 1 | Wednesday | 16 | 10.347 | 3.757 | 34.3597 | 67.9792 | 50.7246 | 25.246 | 0 | 0.7274 | 22.68 | 0.3959 | 180.5335 | 0 | 0 | 0 | 28.4427 | 0
18 | 1 | 1 | 1 | Wednesday | 17 | 11.711 | 2.952 | 34.4643 | 59.7898 | 43.0931 | 31.558 | 0 | 0.8108 | 28.8 | 0 | 170.15 | 0 | 0 | 0 | 34.938 | 0
19 | 1 | 1 | 1 | Wednesday | 18 | 9.633 | 5.975 | 34.0085 | 65.4399 | 51.7393 | 44.181 | 0 | 0.9841 | 30.96 | 0 | 189.594 | 0 | 0 | 0 | 43.3136 | 0
20 | 1 | 1 | 1 | Wednesday | 19 | 8.73 | 6.764 | 33.7621 | 70.7204 | 57.1787 | 44.181 | 0 | 1.0197 | 25.2 | 0 | 195.1966 | 0 | 0 | 0 | 43.5666 | 0
21 | 1 | 1 | 1 | Wednesday | 20 | 9.364 | 6.321 | 33.722 | 75.2516 | 60.483 | 31.558 | 0 | 0.976 | 25.2 | 0 | 202.4683 | 0 | 0 | 0 | 34.8268 | 0
22 | 1 | 1 | 1 | Wednesday | 21 | 9.154 | 3.893 | 33.7183 | 69.495 | 55.4564 | 18.935 | 0 | 0.6598 | 25.2 | 0 | 188.7391 | 0 | 0 | 0 | 24.6757 | 0
23 | 1 | 1 | 1 | Wednesday | 22 | 11.015 | 0.358 | 33.7619 | 49.7368 | 40.0199 | 12.623 | 0 | 0.4199 | 16.2 | 0 | 140.5252 | 0 | 0 | 0 | 21.4607 | 0
24 | 1 | 1 | 1 | Wednesday | 23 | 15.264 | 0 | 33.7837 | 26.9226 | 24.6242 | 12.623 | 0 | 0.486 | 16.2 | 0 | 102.0168 | 0 | 0 | 0 | 25.7861 | 0
25 | 2 | 2 | 1 | Thursday | 0 | 18.923 | 0 | 33.9754 | 17.5343 | 18.3373 | 6.312 | 0 | 0.458 | 14.4 | 0 | 84.705 | 0 | 0 | 0 | 24.2115 | 0
26 | 2 | 2 | 1 | Thursday | 1 | 20.832 | 0 | 34.3646 | 14.6472 | 16.4006 | 6.312 | 0 | 0.4961 | 11.88 | 0 | 77.7886 | 0 | 0 | 0 | 26.138 | 0
27 | 2 | 2 | 1 | Thursday | 2 | 25.246 | 0 | 34.5656 | 11.7686 | 14.464 | 6.312 | 0 | 0.5819 | 11.88 | 0 | 73.2602 | 0 | 0 | 0 | 30.5706 | 0
28 | 2 | 2 | 1 | Thursday | 3 | 27.145 | 0 | 34.9624 | 11.7686 | 14.464 | 6.312 | 0 | 0.6235 | 11.88 | 0 | 73.6986 | 0 | 0 | 0 | 32.4858 | 0
29 | 2 | 2 | 1 | Thursday | 4 | 27.945 | 0 | 35.2564 | 13.0128 | 14.464 | 6.312 | 0 | 0.6376 | 11.88 | 0 | 75.2509 | 0 | 0 | 0 | 33.3038 | 0
30 | 2 | 2 | 1 | Thursday | 5 | 27.047 | 0 | 35.0701 | 22.6634 | 20.5805 | 6.312 | 0 | 0.6225 | 11.88 | 0 | 90.8165 | 0 | 0 | 0 | 32.4235 | 0
31 | 2 | 2 | 1 | Thursday | 6 | 22.044 | 0 | 34.616 | 44.2813 | 35.484 | 31.558 | 0 | 0.6817 | 15.12 | 0 | 130.183 | 0 | 0 | 0 | 49.3128 | 0
32 | 2 | 2 | 1 | Thursday | 7 | 19.596 | 0 | 34.4204 | 61.1578 | 46.6998 | 44.181 | 0 | 0.6872 | 15.12 | 0 | 158.0853 | 0 | 0 | 0 | 58.5239 | 0
33 | 2 | 2 | 1 | Thursday | 8 | 18.19 | 0 | 34.4792 | 69.4626 | 52.1343 | 50.492 | 0 | 0.6915 | 18.72 | 0.1106 | 175.4877 | 0 | 0 | 0 | 63.6135 | 0
34 | 2 | 2 | 1 | Thursday | 9 | 16.716 | 0 | 34.6099 | 70.8482 | 52.8606 | 31.558 | 0 | 0.6794 | 18.72 | 2.7321 | 177.718 | 0 | 0 | 0 | 45.4391 | 0
35 | 2 | 2 | 1 | Thursday | 10 | 17.94 | 0 | 34.9138 | 62.5231 | 51.878 | 12.623 | 0 | 0.6059 | 14.4 | 10.4578 | 164.3208 | 0 | 0 | 0 | 29.0746 | 0
36 | 2 | 2 | 1 | Thursday | 11 | 16.316 | 0.107 | 34.9644 | 59.3092 | 51.878 | 12.623 | 0 | 0.6038 | 18.36 | 17.7098 | 165.2308 | 0 | 0 | 0 | 26.2067 | 0
37 | 2 | 2 | 1 | Thursday | 12 | 14.809 | 2.767 | 34.9069 | 56.2558 | 51.1854 | 18.935 | 0 | 0.7671 | 18.36 | 20.7815 | 164.4673 | 0 | 0 | 0 | 27.1474 | 0
38 | 2 | 2 | 1 | Thursday | 13 | 13.972 | 3.679 | 34.9616 | 58.6037 | 51.878 | 18.935 | 0 | 0.732 | 18.36 | 18.8902 | 168.5144 | 0 | 0 | 0 | 24.1388 | 0
39 | 2 | 2 | 1 | Thursday | 14 | 13.687 | 3.341 | 34.9072 | 60.8518 | 51.878 | 6.312 | 0 | 0.5194 | 18.36 | 13.1481 | 170.1292 | 0 | 0 | 0 | 16.6421 | 0
40 | 2 | 2 | 1 | Thursday | 15 | 13.993 | 3.421 | 34.7996 | 64.7369 | 51.878 | 6.312 | 0 | 0.4922 | 18.36 | 5.2314 | 173.9663 | 0 | 0 | 0 | 16.8869 | 0
41 | 2 | 2 | 1 | Thursday | 16 | 13.926 | 3.058 | 34.7213 | 67.8891 | 50.7246 | 25.246 | 0 | 0.6491 | 22.68 | 0.5 | 179.9717 | 0 | 0 | 0 | 25.9754 | 0
42 | 2 | 2 | 1 | Thursday | 17 | 16.089 | 2.25 | 34.8155 | 59.7898 | 43.0931 | 31.558 | 0 | 0.7285 | 28.8 | 0 | 169.6606 | 0 | 0 | 0 | 32.1613 | 0
43 | 2 | 2 | 1 | Thursday | 18 | 14.616 | 2.234 | 34.526 | 65.4399 | 51.7393 | 44.181 | 0 | 0.7937 | 30.96 | 0 | 185.8746 | 0 | 0 | 0 | 38.92 | 0
44 | 2 | 2 | 1 | Thursday | 19 | 14.651 | 1.524 | 34.0806 | 70.7204 | 57.1787 | 44.181 | 0 | 0.7565 | 25.2 | 0 | 189.584 | 0 | 0 | 0 | 40.8847 | 0
45 | 2 | 2 | 1 | Thursday | 20 | 14.539 | 1.309 | 33.9666 | 75.2516 | 60.483 | 31.558 | 0 | 0.717 | 25.2 | 0 | 197.0334 | 0 | 0 | 0 | 34.3214 | 0
46 | 2 | 2 | 1 | Thursday | 21 | 17.576 | 0.594 | 33.8784 | 69.495 | 55.4564 | 18.935 | 0 | 0.5945 | 25.2 | 0 | 185.2665 | 0 | 0 | 0 | 29.8547 | 0
47 | 2 | 2 | 1 | Thursday | 22 | 29.919 | 0.045 | 33.8167 | 49.7368 | 40.0199 | 12.623 | 0 | 0.6649 | 16.2 | 0 | 140.4868 | 0 | 0 | 0 | 38.2793 | 0
48 | 2 | 2 | 1 | Thursday | 23 | 44.781 | 0 | 34.3974 | 26.9226 | 24.6242 | 12.623 | 0 | 0.6916 | 16.2 | 0 | 102.8358 | 0 | 0 | 0 | 53.3033 | 0
49 | 3 | 3 | 1 | Friday | 0 | 59.945 | 0 | 34.6691 | 17.5343 | 18.3373 | 6.312 | 0 | 0.7044 | 14.4 | 0 | 85.6451 | 0 | 0 | 0 | 64.2613 | 0
50 | 3 | 3 | 1 | Friday | 1 | 86.592 | 0 | 34.9826 | 14.6472 | 16.4006 | 6.312 | 0 | 0.7337 | 11.88 | 0 | 78.6442 | 0 | 0 | 0 | 90.9514 | 0
51 | 3 | 3 | 1 | Friday | 2 | 96.826 | 0 | 34.8773 | 11.7686 | 14.464 | 6.312 | 0 | 0.7467 | 11.88 | 0 | 73.7366 | 0 | 0 | 0 | 101.2191 | 0
52 | 3 | 3 | 1 | Friday | 3 | 98.142 | 0 | 34.8794 | 11.7686 | 14.464 | 6.312 | 0 | 0.7483 | 11.88 | 0 | 73.7404 | 0 | 0 | 0 | 102.5668 | 0
53 | 3 | 3 | 1 | Friday | 4 | 102.435 | 0 | 34.9262 | 13.0128 | 14.464 | 6.312 | 0 | 0.7526 | 11.88 | 0 | 75.0356 | 0 | 0 | 0 | 106.8911 | 0
54 | 3 | 3 | 1 | Friday | 5 | 101.606 | 0 | 34.8379 | 22.6634 | 20.5805 | 6.312 | 0 | 0.7507 | 11.88 | 0 | 90.7126 | 0 | 0 | 0 | 106.0918 | 0
55 | 3 | 3 | 1 | Friday | 6 | 94.945 | 0 | 34.5778 | 44.2813 | 35.484 | 31.558 | 0 | 0.7502 | 15.12 | 0 | 130.2133 | 0 | 0 | 0 | 117.8172 | 0
56 | 3 | 3 | 1 | Friday | 7 | 89.549 | 0 | 34.4118 | 61.1578 | 46.6998 | 44.181 | 0 | 0.7527 | 15.12 | 0 | 158.1422 | 0 | 0 | 0 | 122.7109 | 0
57 | 3 | 3 | 1 | Friday | 8 | 86.576 | 0 | 34.442 | 69.4623 | 52.1343 | 50.492 | 0 | 0.7555 | 18.72 | 0.1136 | 175.5141 | 0 | 0 | 0 | 125.9745 | 0
58 | 3 | 3 | 1 | Friday | 9 | 83.378 | 0 | 34.4858 | 70.4167 | 52.8606 | 31.558 | 0 | 0.7383 | 18.72 | 3.0237 | 177.2213 | 0 | 0 | 0 | 108.7347 | 0
59 | 3 | 3 | 1 | Friday | 10 | 74.565 | 0 | 34.5228 | 62.5434 | 51.878 | 12.623 | 0 | 0.752 | 14.4 | 10.4691 | 164.0961 | 0 | 0 | 0 | 84.7054 | 0
60 | 3 | 3 | 1 | Friday | 11 | 54.053 | 0 | 34.4909 | 60.2322 | 51.878 | 12.623 | 0 | 0.7638 | 18.36 | 15.1253 | 165.7248 | 0 | 0 | 0 | 63.5423 | 0
61 | 3 | 3 | 1 | Friday | 12 | 43.055 | 0.558 | 34.539 | 55.814 | 51.1854 | 18.935 | 0 | 0.7841 | 18.36 | 16.2767 | 161.2856 | 0 | 0 | 0 | 56.1401 | 0
62 | 3 | 3 | 1 | Friday | 13 | 36.981 | 2.175 | 34.4705 | 57.7107 | 51.878 | 18.935 | 0 | 0.8601 | 18.36 | 15.802 | 165.631 | 0 | 0 | 0 | 49.0131 | 0
63 | 3 | 3 | 1 | Friday | 14 | 34.727 | 2.324 | 34.4214 | 60.4003 | 51.878 | 6.312 | 0 | 0.8314 | 18.36 | 11.5825 | 168.4041 | 0 | 0 | 0 | 38.4743 | 0
64 | 3 | 3 | 1 | Friday | 15 | 33.454 | 2.628 | 34.3865 | 64.7411 | 51.878 | 6.312 | 0 | 0.8233 | 18.36 | 4.908 | 173.0313 | 0 | 0 | 0 | 37.1773 | 0
65 | 3 | 3 | 1 | Friday | 16 | 34.839 | 2.189 | 34.3519 | 67.8958 | 50.7246 | 25.246 | 0 | 0.8073 | 22.68 | 0.6313 | 178.8268 | 0 | 0 | 0 | 50.1687 | 0
66 | 3 | 3 | 1 | Friday | 17 | 40.338 | 1.39 | 34.3859 | 59.7898 | 43.0931 | 31.558 | 0 | 0.774 | 28.8 | 0 | 168.3462 | 0 | 0 | 0 | 60.3415 | 0
67 | 3 | 3 | 1 | Friday | 18 | 35.875 | 1.631 | 34.2333 | 65.4399 | 51.7393 | 44.181 | 0 | 0.7862 | 30.96 | 0 | 184.9221 | 0 | 0 | 0 | 65.3044 | 0
68 | 3 | 3 | 1 | Friday | 19 | 34.296 | 1.326 | 33.8305 | 70.7204 | 57.1787 | 44.181 | 0 | 0.765 | 25.2 | 0 | 189.1281 | 0 | 0 | 0 | 65.2432 | 0
69 | 3 | 3 | 1 | Friday | 20 | 35.046 | 1.12 | 33.8763 | 75.2516 | 60.483 | 31.558 | 0 | 0.7446 | 25.2 | 0 | 196.7673 | 0 | 0 | 0 | 57.9874 | 0
70 | 3 | 3 | 1 | Friday | 21 | 39.914 | 0.542 | 33.7876 | 69.495 | 55.4564 | 18.935 | 0 | 0.7147 | 25.2 | 0 | 185.2393 | 0 | 0 | 0 | 53.9915 | 0
71 | 3 | 3 | 1 | Friday | 22 | 49.288 | 0.035 | 33.8164 | 49.7368 | 40.0199 | 12.623 | 0 | 0.6979 | 16.2 | 0 | 140.5092 | 0 | 0 | 0 | 58.8106 | 0
72 | 3 | 3 | 1 | Friday | 23 | 69.005 | 0 | 34.0249 | 26.9226 | 24.6242 | 12.623 | 0 | 0.7177 | 16.2 | 0 | 102.4894 | 0 | 0 | 0 | 78.6509 | 0
73 | 4 | 4 | 1 | Saturday | 0 | 79.284 | 0 | 34.3394 | 18.3332 | 19.1419 | 6.312 | 0 | 0.728 | 15.84 | 0 | 88.3826 | 0 | 0 | 0 | 84.1468 | 0
74 | 4 | 4 | 1 | Saturday | 1 | 76.595 | 0 | 34.5451 | 17.5283 | 18.3373 | 6.312 | 0 | 0.7268 | 12.6 | 0 | 83.7375 | 0 | 0 | 0 | 81.481 | 0
75 | 4 | 4 | 1 | Saturday | 2 | 76.908 | 0 | 34.8035 | 11.771 | 14.464 | 6.312 | 0 | 0.7296 | 12.6 | 0 | 74.3681 | 0 | 0 | 0 | 81.8187 | 0
76 | 4 | 4 | 1 | Saturday | 3 | 75.622 | 0 | 34.8397 | 11.771 | 14.464 | 6.312 | 0 | 0.7303 | 12.6 | 0 | 74.4051 | 0 | 0 | 0 | 80.5558 | 0
77 | 4 | 4 | 1 | Saturday | 4 | 72.236 | 0 | 34.862 | 11.771 | 14.464 | 6.312 | 0 | 0.7281 | 12.6 | 0 | 74.4251 | 0 | 0 | 0 | 77.1923 | 0
78 | 4 | 4 | 1 | Saturday | 5 | 69.448 | 0 | 34.8222 | 13.0152 | 14.464 | 6.312 | 0 | 0.727 | 12.6 | 0 | 75.6284 | 0 | 0 | 0 | 74.4259 | 0
79 | 4 | 4 | 1 | Saturday | 6 | 57.86 | 0 | 34.5902 | 30.2702 | 24.9086 | 31.558 | 0 | 0.7236 | 14.4 | 0 | 104.8926 | 0 | 0 | 0 | 83.1126 | 0
80 | 4 | 4 | 1 | Saturday | 7 | 53.446 | 0 | 34.5114 | 33.0666 | 26.405 | 44.181 | 0 | 0.7281 | 11.52 | 0 | 106.2311 | 0 | 0 | 0 | 89.7123 | 0
81 | 4 | 4 | 1 | Saturday | 8 | 44.983 | 0 | 34.3771 | 46.1551 | 37.4339 | 50.492 | 0 | 0.7238 | 16.2 | 0 | 134.8899 | 0 | 0 | 0 | 87.6037 | 0
82 | 4 | 4 | 1 | Saturday | 9 | 42.655 | 0 | 34.3757 | 46.9622 | 37.9057 | 31.558 | 0 | 0.7074 | 16.2 | 0.244 | 136.151 | 0 | 0 | 0 | 69.8379 | 0
83 | 4 | 4 | 1 | Saturday | 10 | 41.045 | 0 | 34.4063 | 43.8266 | 37.2508 | 12.623 | 0 | 0.6989 | 15.12 | 1.8757 | 131.3026 | 0 | 0 | 0 | 52.0045 | 0
84 | 4 | 4 | 1 | Saturday | 11 | 40.688 | 0 | 34.499 | 39.5111 | 35.3135 | 12.623 | 0 | 0.6985 | 21.6 | 3.0305 | 131.622 | 0 | 0 | 0 | 51.7121 | 0
85 | 4 | 4 | 1 | Saturday | 12 | 39.612 | 1.42 | 34.5189 | 37.1187 | 34.2247 | 18.935 | 0 | 0.7712 | 23.4 | 2.9365 | 131.569 | 0 | 0 | 0 | 56.2842 | 0
86 | 4 | 4 | 1 | Saturday | 13 | 38.073 | 2.422 | 34.4309 | 37.4469 | 33.0722 | 18.935 | 0 | 0.8196 | 23.4 | 2.6767 | 131.7892 | 0 | 0 | 0 | 54.8786 | 0
87 | 4 | 4 | 1 | Saturday | 14 | 38.01 | 2.326 | 34.4346 | 36.8527 | 33.0722 | 6.312 | 0 | 0.8113 | 23.4 | 2.2594 | 131.0866 | 0 | 0 | 0 | 43.6257 | 0
88 | 4 | 4 | 1 | Saturday | 15 | 37.289 | 2.393 | 34.4287 | 37.7409 | 33.0722 | 6.312 | 0 | 0.8138 | 23.4 | 1.2483 | 132.0439 | 0 | 0 | 0 | 42.9174 | 0
89 | 4 | 4 | 1 | Saturday | 16 | 36.525 | 2.516 | 34.4098 | 37.7918 | 33.0722 | 25.246 | 0 | 0.8245 | 23.4 | 0.278 | 132.2195 | 0 | 0 | 0 | 59.2717 | 0
90 | 4 | 4 | 1 | Saturday | 17 | 35.364 | 2.19 | 34.3583 | 35.4248 | 32.9581 | 31.558 | 0 | 0.8088 | 27 | 0 | 132.919 | 0 | 0 | 0 | 64.1288 | 0
91 | 4 | 4 | 1 | Saturday | 18 | 22.339 | 0.869 | 33.9937 | 55.5841 | 46.5147 | 44.181 | 0 | 0.733 | 28.8 | 0 | 166.565 | 0 | 0 | 0 | 63.1507 | 0
92 | 4 | 4 | 1 | Saturday | 19 | 15.835 | 4.777 | 33.9128 | 61.3403 | 50.3878 | 44.181 | 0 | 0.928 | 28.8 | 0 | 180.5349 | 0 | 0 | 0 | 57.1986 | 0
93 | 4 | 4 | 1 | Saturday | 20 | 15.132 | 5.131 | 33.722 | 61.3343 | 50.3878 | 31.558 | 0 | 0.9339 | 27 | 0 | 178.9272 | 0 | 0 | 0 | 44.9279 | 0
94 | 4 | 4 | 1 | Saturday | 21 | 14.237 | 4.131 | 33.7182 | 61.3343 | 50.3878 | 18.935 | 0 | 0.8161 | 27 | 0 | 177.7237 | 0 | 0 | 0 | 32.1761 | 0
95 | 4 | 4 | 1 | Saturday | 22 | 15.301 | 0.566 | 33.7217 | 49.2003 | 40.077 | 12.623 | 0 | 0.5428 | 19.8 | 0 | 143.9535 | 0 | 0 | 0 | 27.3086 | 0
96 | 4 | 4 | 1 | Saturday | 23 | 20.138 | 0.003 | 33.7657 | 28.1779 | 24.6242 | 12.623 | 0 | 0.6113 | 19.8 | 0 | 106.9824 | 0 | 0 | 0 | 32.1825 | 0
97 | 5 | 5 | 1 | Sunday | 0 | 22.347 | 0 | 33.8668 | 24.1043 | 23.0149 | 6.312 | 0 | 0.5399 | 19.8 | 0 | 101.3259 | 0 | 0 | 0 | 28.3821 | 0
98 | 5 | 5 | 1 | Sunday | 1 | 24.264 | 0 | 33.84 | 23.3102 | 22.2101 | 6.312 | 0 | 0.5785 | 19.8 | 0 | 99.7389 | 0 | 0 | 0 | 30.3079 | 0
99 | 5 | 5 | 1 | Sunday | 2 | 28.137 | 0 | 34.2468 | 17.5379 | 18.3373 | 6.312 | 0 | 0.6454 | 15.48 | 0 | 86.2473 | 0 | 0 | 0 | 34.1904 | 0
100 | 5 | 5 | 1 | Sunday | 3 | 29.48 | 0 | 34.6831 | 17.5379 | 18.3373 | 6.312 | 0 | 0.6758 | 15.48 | 0 | 86.7141 | 0 | 0 | 0 | 35.5413 | 0
101 | 5 | 5 | 1 | Sunday | 4 | 28.869 | 0 | 34.7786 | 17.5379 | 18.3373 | 6.312 | 0 | 0.6684 | 15.48 | 0 | 86.8021 | 0 | 0 | 0 | 34.9378 | 0
102 | 5 | 5 | 1 | Sunday | 5 | 27.616 | 0 | 34.7057 | 18.7817 | 18.3373 | 6.312 | 0 | 0.6472 | 15.48 | 0 | 87.9518 | 0 | 0 | 0 | 33.6924 | 0
103 | 5 | 5 | 1 | Sunday | 6 | 26.306 | 0 | 34.19 | 26.931 | 24.6242 | 31.558 | 0 | 0.6861 | 18.72 | 0 | 105.1512 | 0 | 0 | 0 | 57.0151 | 0
104 | 5 | 5 | 1 | Sunday | 7 | 24.438 | 0 | 33.7581 | 34.2491 | 29.9942 | 44.181 | 0 | 0.6918 | 18.72 | 0 | 117.4133 | 0 | 0 | 0 | 67.8485 | 0
105 | 5 | 5 | 1 | Sunday | 8 | 23.891 | 0 | 33.7443 | 37.4418 | 33.2132 | 50.492 | 0 | 0.6968 | 23.4 | 0 | 128.496 | 0 | 0 | 0 | 73.9966 | 0
106 | 5 | 5 | 1 | Sunday | 9 | 24.944 | 0 | 34.1997 | 31.6836 | 29.3396 | 31.558 | 0 | 0.6845 | 23.4 | 0.1827 | 119.3073 | 0 | 0 | 0 | 56.4138 | 0
107 | 5 | 5 | 1 | Sunday | 10 | 22.128 | 0 | 34.2622 | 34.6681 | 32.5586 | 12.623 | 0 | 0.6575 | 19.08 | 1.5276 | 121.2263 | 0 | 0 | 0 | 34.6853 | 0
108 | 5 | 5 | 1 | Sunday | 11 | 20.999 | 0 | 34.3784 | 32.7901 | 32.5586 | 12.623 | 0 | 0.6395 | 21.6 | 3.3155 | 121.9666 | 0 | 0 | 0 | 33.5781 | 0
109 | 5 | 5 | 1 | Sunday | 12 | 20.023 | 0 | 34.4218 | 30.882 | 33.0367 | 18.935 | 0 | 0.6828 | 19.08 | 5.1509 | 118.1034 | 0 | 0 | 0 | 38.8467 | 0
110 | 5 | 5 | 1 | Sunday | 13 | 20.6 | 0 | 34.7121 | 25.8759 | 29.1634 | 18.935 | 0 | 0.6828 | 18.36 | 5.2074 | 108.7942 | 0 | 0 | 0 | 39.2473 | 0
111 | 5 | 5 | 1 | Sunday | 14 | 20.998 | 0 | 34.7809 | 27.1944 | 29.1634 | 6.312 | 0 | 0.5174 | 18 | 3.97 | 109.6562 | 0 | 0 | 0 | 27.1781 | 0
112 | 5 | 5 | 1 | Sunday | 15 | 21.362 | 0 | 34.8138 | 28.8967 | 29.1634 | 6.312 | 0 | 0.5234 | 15.84 | 2.3329 | 109.2373 | 0 | 0 | 0 | 27.5474 | 0
113 | 5 | 5 | 1 | Sunday | 16 | 21.698 | 0 | 34.8102 | 27.9542 | 27.5539 | 25.246 | 0 | 0.6779 | 23.04 | 0.4683 | 114.0362 | 0 | 0 | 0 | 46.6103 | 0
114 | 5 | 5 | 1 | Sunday | 17 | 21.912 | 0 | 34.7898 | 26.7113 | 26.399 | 31.558 | 0 | 0.6807 | 22.32 | 0 | 110.9008 | 0 | 0 | 0 | 53.2612 | 0
115 | 5 | 5 | 1 | Sunday | 18 | 18.127 | 0 | 34.1808 | 43.9889 | 38.0184 | 44.181 | 0 | 0.6838 | 23.4 | 0 | 140.2718 | 0 | 0 | 0 | 62.3689 | 0
116 | 5 | 5 | 1 | Sunday | 19 | 13.945 | 0 | 33.7219 | 55.5005 | 45.7644 | 44.181 | 0 | 0.6783 | 22.68 | 0 | 158.3452 | 0 | 0 | 0 | 58.4683 | 0
117 | 5 | 5 | 1 | Sunday | 20 | 12.951 | 0 | 33.7343 | 60.0165 | 49.6381 | 31.558 | 0 | 0.6688 | 22.68 | 0 | 166.7378 | 0 | 0 | 0 | 44.8325 | 0
118 | 5 | 5 | 1 | Sunday | 21 | 15.308 | 0 | 33.7442 | 48.5011 | 41.8913 | 18.935 | 0 | 0.649 | 22.68 | 0 | 147.4655 | 0 | 0 | 0 | 34.4333 | 0
119 | 5 | 5 | 1 | Sunday | 22 | 18.969 | 0 | 33.7636 | 40.3665 | 35.5897 | 12.623 | 0 | 0.6008 | 14.4 | 0 | 124.7206 | 0 | 0 | 0 | 31.7422 | 0
120 | 5 | 5 | 1 | Sunday | 23 | 24.606 | 0 | 33.9807 | 25.6748 | 24.6242 | 12.623 | 0 | 0.6743 | 14.4 | 0 | 99.3541 | 0 | 0 | 0 | 37.4088 | 0
121 | 6 | 6 | 1 | Monday | 0 | 31.054 | 0 | 34.8515 | 17.5343 | 18.3373 | 6.312 | 0 | 0.6744 | 14.4 | 0 | 85.7975 | 0 | 0 | 0 | 37.461 | 0
122 | 6 | 6 | 1 | Monday | 1 | 35.109 | 0 | 35.2706 | 14.6472 | 16.4006 | 6.312 | 0 | 0.6872 | 11.88 | 0 | 78.8857 | 0 | 0 | 0 | 41.5286 | 0
123 | 6 | 6 | 1 | Monday | 2 | 42.751 | 0 | 35.4205 | 11.7686 | 14.464 | 6.312 | 0 | 0.6942 | 11.88 | 0 | 74.2274 | 0 | 0 | 0 | 49.1885 | 0
124 | 6 | 6 | 1 | Monday | 3 | 50.063 | 0 | 35.4092 | 11.7686 | 14.464 | 6.312 | 0 | 0.7023 | 11.88 | 0 | 74.2242 | 0 | 0 | 0 | 56.5147 | 0
125 | 6 | 6 | 1 | Monday | 4 | 54.701 | 0 | 35.2389 | 13.0128 | 14.464 | 6.312 | 0 | 0.7098 | 11.88 | 0 | 75.3055 | 0 | 0 | 0 | 61.1606 | 0
126 | 6 | 6 | 1 | Monday | 5 | 50.691 | 0 | 35.0702 | 22.6634 | 20.5805 | 6.312 | 0 | 0.7055 | 11.88 | 0 | 90.8997 | 0 | 0 | 0 | 57.1503 | 0
127 | 6 | 6 | 1 | Monday | 6 | 41.803 | 0 | 34.7832 | 44.2813 | 35.484 | 31.558 | 0 | 0.7033 | 15.12 | 0 | 130.3718 | 0 | 0 | 0 | 74.2507 | 0
128 | 6 | 6 | 1 | Monday | 7 | 35.602 | 0 | 34.6691 | 61.1578 | 46.6998 | 44.181 | 0 | 0.7053 | 15.12 | 0 | 158.352 | 0 | 0 | 0 | 81.2449 | 0
129 | 6 | 6 | 1 | Monday | 8 | 31.023 | 0 | 34.6932 | 69.4626 | 52.1343 | 50.492 | 0 | 0.7066 | 18.72 | 0 | 175.7168 | 0 | 0 | 0 | 83.44 | 0
130 | 6 | 6 | 1 | Monday | 9 | 28.847 | 0 | 34.7424 | 71.8396 | 52.8606 | 31.558 | 0 | 0.6912 | 18.72 | 0.2753 | 178.8537 | 0 | 0 | 0 | 61.6493 | 0
131 | 6 | 6 | 1 | Monday | 10 | 27.767 | 0 | 34.8328 | 67.5758 | 51.878 | 12.623 | 0 | 0.6837 | 14.4 | 2.2386 | 169.3702 | 0 | 0 | 0 | 40.8467 | 0
132 | 6 | 6 | 1 | Monday | 11 | 25.207 | 0 | 34.8642 | 65.918 | 51.878 | 12.623 | 0 | 0.6805 | 18.36 | 3.7398 | 171.7007 | 0 | 0 | 0 | 38.2864 | 0
133 | 6 | 6 | 1 | Monday | 12 | 22.565 | 1.61 | 34.8483 | 63.2195 | 51.1854 | 18.935 | 0 | 0.761 | 18.36 | 4.1931 | 170.1154 | 0 | 0 | 0 | 42.2365 | 0
134 | 6 | 6 | 1 | Monday | 13 | 20.798 | 2.572 | 34.8701 | 65.1083 | 51.878 | 18.935 | 0 | 0.8072 | 18.36 | 3.8966 | 173.8045 | 0 | 0 | 0 | 40.4853 | 0
135 | 6 | 6 | 1 | Monday | 14 | 19.935 | 2.617 | 34.7808 | 66.2159 | 51.878 | 6.312 | 0 | 0.6364 | 18.36 | 2.9441 | 174.7012 | 0 | 0 | 0 | 26.4889 | 0
136 | 6 | 6 | 1 | Monday | 15 | 18.265 | 3.128 | 34.658 | 67.7152 | 51.878 | 6.312 | 0 | 0.6294 | 18.36 | 1.5835 | 176.623 | 0 | 0 | 0 | 24.8219 | 0
137 | 6 | 6 | 1 | Monday | 16 | 17.081 | 2.881 | 34.6058 | 67.9854 | 50.7246 | 25.246 | 0 | 0.8204 | 22.68 | 0.3453 | 179.9322 | 0 | 0 | 0 | 43.4168 | 0
138 | 6 | 6 | 1 | Monday | 17 | 18.419 | 2.107 | 34.5905 | 59.7898 | 43.0931 | 31.558 | 0 | 0.7848 | 28.8 | 0 | 169.3364 | 0 | 0 | 0 | 51.4695 | 0
139 | 6 | 6 | 1 | Monday | 18 | 13.825 | 3.087 | 34.109 | 65.4399 | 51.7393 | 44.181 | 0 | 0.8364 | 30.96 | 0 | 186.4234 | 0 | 0 | 0 | 60.2881 | 0
140 | 6 | 6 | 1 | Monday | 19 | 11.061 | 6.423 | 33.8562 | 70.7204 | 57.1787 | 44.181 | 0 | 1.0069 | 25.2 | 0 | 194.9088 | 0 | 0 | 0 | 57.6304 | 0
141 | 6 | 6 | 1 | Monday | 20 | 10.052 | 5.999 | 33.7182 | 75.2516 | 60.483 | 31.558 | 0 | 0.9728 | 25.2 | 0 | 202.1137 | 0 | 0 | 0 | 43.2766 | 0
142 | 6 | 6 | 1 | Monday | 21 | 10.258 | 3.508 | 33.721 | 69.495 | 55.4564 | 18.935 | 0 | 0.7423 | 25.2 | 0 | 188.408 | 0 | 0 | 0 | 30.1584 | 0
143 | 6 | 6 | 1 | Monday | 22 | 11.875 | 0.268 | 33.7707 | 49.7368 | 40.0199 | 12.623 | 0 | 0.5354 | 16.2 | 0 | 140.5527 | 0 | 0 | 0 | 25.15 | 0
144 | 6 | 6 | 1 | Monday | 23 | 15.223 | 0 | 33.7814 | 26.9226 | 24.6242 | 12.623 | 0 | 0.5366 | 16.2 | 0 | 102.0648 | 0 | 0 | 0 | 28.5039 | 0
145 | 7 | 7 | 1 | Tuesday | 0 | 18.866 | 0 | 33.877 | 17.5343 | 18.3373 | 6.312 | 0 | 0.4823 | 14.4 | 0 | 84.6309 | 0 | 0 | 0 | 25.5077 | 0
146 | 7 | 7 | 1 | Tuesday | 1 | 21.829 | 0 | 34.227 | 14.6472 | 16.4006 | 6.312 | 0 | 0.541 | 11.88 | 0 | 77.6959 | 0 | 0 | 0 | 28.4712 | 0
147 | 7 | 7 | 1 | Tuesday | 2 | 25.295 | 0 | 34.8875 | 11.7686 | 14.464 | 6.312 | 0 | 0.6065 | 11.88 | 0 | 73.6067 | 0 | 0 | 0 | 31.9382 | 0
148 | 7 | 7 | 1 | Tuesday | 3 | 26.197 | 0 | 35.171 | 11.7686 | 14.464 | 6.312 | 0 | 0.6291 | 11.88 | 0 | 73.9127 | 0 | 0 | 0 | 32.8396 | 0
149 | 7 | 7 | 1 | Tuesday | 4 | 26.185 | 0 | 35.3271 | 13.0128 | 14.464 | 6.312 | 0 | 0.6289 | 11.88 | 0 | 75.3128 | 0 | 0 | 0 | 32.8282 | 0
150 | 7 | 7 | 1 | Tuesday | 5 | 24.418 | 0 | 35.2675 | 22.6634 | 20.5805 | 6.312 | 0 | 0.5933 | 11.88 | 0 | 90.9848 | 0 | 0 | 0 | 31.0624 | 0
151 | 7 | 7 | 1 | Tuesday | 6 | 19.58 | 0 | 34.5943 | 44.2813 | 35.484 | 31.558 | 0 | 0.6784 | 15.12 | 0 | 130.158 | 0 | 0 | 0 | 53.0176 | 0
152 | 7 | 7 | 1 | Tuesday | 7 | 16.291 | 0 | 34.1486 | 61.1578 | 46.6998 | 44.181 | 0 | 0.683 | 15.12 | 0 | 157.8092 | 0 | 0 | 0 | 63.2635 | 0
153 | 7 | 7 | 1 | Tuesday | 8 | 13.929 | 0 | 34.254 | 69.4626 | 52.1343 | 50.492 | 0 | 0.6861 | 18.72 | 0 | 175.2571 | 0 | 0 | 0 | 67.7474 | 0
154 | 7 | 7 | 1 | Tuesday | 9 | 12.772 | 0 | 34.5462 | 71.8396 | 52.8606 | 31.558 | 0 | 0.6712 | 18.72 | 0.3001 | 178.6375 | 0 | 0 | 0 | 46.3297 | 0
155 | 7 | 7 | 1 | Tuesday | 10 | 12.192 | 0 | 34.873 | 67.1202 | 51.878 | 12.623 | 0 | 0.4827 | 14.4 | 2.6304 | 168.7539 | 0 | 0 | 0 | 25.566 | 0
156 | 7 | 7 | 1 | Tuesday | 11 | 10.774 | 1.851 | 34.9441 | 64.1133 | 51.878 | 12.623 | 0 | 0.5655 | 18.36 | 5.7813 | 171.8629 | 0 | 0 | 0 | 23.9804 | 0
157 | 7 | 7 | 1 | Tuesday | 12 | 10.411 | 3.448 | 34.9951 | 60.5564 | 51.1854 | 18.935 | 0 | 0.7647 | 18.36 | 8.2325 | 169.59 | 0 | 0 | 0 | 29.5107 | 0
158 | 7 | 7 | 1 | Tuesday | 13 | 10.488 | 3.712 | 35.1015 | 62.4479 | 51.878 | 18.935 | 0 | 0.7546 | 18.36 | 7.4603 | 172.5562 | 0 | 0 | 0 | 28.8808 | 0
159 | 7 | 7 | 1 | Tuesday | 14 | 10.592 | 3.774 | 35.0849 | 64.9687 | 51.878 | 6.312 | 0 | 0.5053 | 18.36 | 4.3156 | 174.8784 | 0 | 0 | 0 | 16.6441 | 0
160 | 7 | 7 | 1 | Tuesday | 15 | 10.506 | 4.062 | 34.8966 | 67.6674 | 51.878 | 6.312 | 0 | 0.5167 | 18.36 | 1.6306 | 177.7118 | 0 | 0 | 0 | 16.5655 | 0
161 | 7 | 7 | 1 | Tuesday | 16 | 9.993 | 3.752 | 34.725 | 67.9854 | 50.7246 | 25.246 | 0 | 0.8361 | 22.68 | 0.2526 | 181.0084 | 0 | 0 | 0 | 34.3218 | 0
162 | 7 | 7 | 1 | Tuesday | 17 | 10.557 | 3.023 | 34.6982 | 59.7898 | 43.0931 | 31.558 | 0 | 0.8217 | 28.8 | 0 | 170.472 | 0 | 0 | 0 | 41.2277 | 0
163 | 7 | 7 | 1 | Tuesday | 18 | 8.798 | 6.511 | 33.9957 | 65.4399 | 51.7393 | 44.181 | 0 | 1.0109 | 30.96 | 0 | 190.1878 | 0 | 0 | 0 | 52.2024 | 0
164 | 7 | 7 | 1 | Tuesday | 19 | 7.957 | 6.853 | 33.7725 | 70.7204 | 57.1787 | 44.181 | 0 | 1.0233 | 25.2 | 0 | 195.3062 | 0 | 0 | 0 | 51.7269 | 0
165 | 7 | 7 | 1 | Tuesday | 20 | 8.309 | 6.487 | 33.7295 | 75.2516 | 60.483 | 31.558 | 0 | 0.9964 | 25.2 | 0 | 202.6758 | 0 | 0 | 0 | 39.6764 | 0
166 | 7 | 7 | 1 | Tuesday | 21 | 8.525 | 4.007 | 33.7182 | 69.495 | 55.4564 | 18.935 | 0 | 0.7153 | 25.2 | 0 | 188.9187 | 0 | 0 | 0 | 27.389 | 0
167 | 7 | 7 | 1 | Tuesday | 22 | 9.206 | 0.384 | 33.7743 | 49.7368 | 40.0199 | 12.623 | 0 | 0.4263 | 16.2 | 0 | 140.573 | 0 | 0 | 0 | 21.8116 | 0
168 | 7 | 7 | 1 | Tuesday | 23 | 12.858 | 0.001 | 33.776 | 26.9226 | 24.6242 | 12.623 | 0 | 0.4783 | 16.2 | 0 | 102.0017 | 0 | 0 | 0 | 25.4865 | 0
169 | 8 | 8 | 1 | Wednesday | 0 | 13.636 | 0 | 33.832 | 17.5343 | 18.3373 | 6.312 | 0 | 0.3741 | 14.4 | 0 | 84.4777 | 0 | 0 | 0 | 19.9578 | 0
170 | 8 | 8 | 1 | Wednesday | 1 | 14.814 | 0 | 33.9448 | 14.6472 | 16.4006 | 6.312 | 0 | 0.3971 | 11.88 | 0 | 77.2698 | 0 | 0 | 0 | 21.1412 | 0
171 | 8 | 8 | 1 | Wednesday | 2 | 15.985 | 0 | 34.103 | 11.7686 | 14.464 | 6.312 | 0 | 0.4199 | 11.88 | 0 | 72.6356 | 0 | 0 | 0 | 22.3168 | 0
172 | 8 | 8 | 1 | Wednesday | 3 | 17.318 | 0 | 34.3531 | 11.7686 | 14.464 | 6.312 | 0 | 0.4461 | 11.88 | 0 | 72.9119 | 0 | 0 | 0 | 23.654 | 0
173 | 8 | 8 | 1 | Wednesday | 4 | 20.157 | 0 | 34.6592 | 13.0128 | 14.464 | 6.312 | 0 | 0.5025 | 11.88 | 0 | 74.5185 | 0 | 0 | 0 | 26.4978 | 0
174 | 8 | 8 | 1 | Wednesday | 5 | 20.126 | 0 | 34.5713 | 22.6634 | 20.5805 | 6.312 | 0 | 0.502 | 11.88 | 0 | 90.1972 | 0 | 0 | 0 | 26.471 | 0
175 | 8 | 8 | 1 | Wednesday | 6 | 15.37 | 0 | 34.0195 | 44.2813 | 35.484 | 31.558 | 0 | 0.6734 | 15.12 | 0 | 129.5782 | 0 | 0 | 0 | 47.3137 | 0
176 | 8 | 8 | 1 | Wednesday | 7 | 12.975 | 0 | 33.8781 | 61.1578 | 46.6998 | 44.181 | 0 | 0.6789 | 15.12 | 0 | 157.5346 | 0 | 0 | 0 | 58.0155 | 0
177 | 8 | 8 | 1 | Wednesday | 8 | 9.822 | 0 | 33.8633 | 69.4626 | 52.1343 | 50.492 | 0 | 0.6811 | 18.72 | 0 | 174.8613 | 0 | 0 | 0 | 61.6184 | 0
178 | 8 | 8 | 1 | Wednesday | 9 | 8.793 | 0 | 33.972 | 71.8396 | 52.8606 | 31.558 | 0 | 0.6663 | 18.72 | 0.3047 | 178.0583 | 0 | 0 | 0 | 41.1634 | 0
179 | 8 | 8 | 1 | Wednesday | 10 | 8.874 | 0 | 34.4116 | 67.4303 | 51.878 | 12.623 | 0 | 0.4102 | 14.4 | 2.6273 | 168.53 | 0 | 0 | 0 | 21.8108 | 0
180 | 8 | 8 | 1 | Wednesday | 11 | 8.439 | 2.468 | 34.5724 | 65.1736 | 51.878 | 12.623 | 0 | 0.5319 | 18.36 | 4.402 | 173.1852 | 0 | 0 | 0 | 21.2976 | 0
181 | 8 | 8 | 1 | Wednesday | 12 | 8.369 | 4.508 | 34.7814 | 61.8218 | 51.1854 | 18.935 | 0 | 0.7531 | 18.36 | 4.9595 | 171.777 | 0 | 0 | 0 | 27.5104 | 0
182 | 8 | 8 | 1 | Wednesday | 13 | 8.169 | 8.638 | 34.6342 | 62.954 | 51.878 | 18.935 | 0 | 0.9627 | 18.36 | 5.286 | 178.1313 | 0 | 0 | 0 | 27.195 | 0
183 | 8 | 8 | 1 | Wednesday | 14 | 8.078 | 6.73 | 34.5884 | 63.8876 | 51.878 | 6.312 | 0 | 0.6228 | 18.36 | 5.1683 | 176.6149 | 0 | 0 | 0 | 14.356 | 0
184 | 8 | 8 | 1 | Wednesday | 15 | 8.112 | 5.635 | 34.5285 | 66.0178 | 51.878 | 6.312 | 0 | 0.5587 | 18.36 | 3.1642 | 177.4371 | 0 | 0 | 0 | 14.3364 | 0
185 | 8 | 8 | 1 | Wednesday | 16 | 8.357 | 5.088 | 34.4612 | 67.9339 | 50.7246 | 25.246 | 0 | 0.8841 | 22.68 | 0.5054 | 182.1867 | 0 | 0 | 0 | 33.3008 | 0
186 | 8 | 8 | 1 | Wednesday | 17 | 9.717 | 5.151 | 34.492 | 59.7898 | 43.0931 | 31.558 | 0 | 0.9302 | 28.8 | 0 | 172.6757 | 0 | 0 | 0 | 41.1145 | 0
187 | 8 | 8 | 1 | Wednesday | 18 | 8.217 | 6.926 | 33.9101 | 65.4399 | 51.7393 | 44.181 | 0 | 1.0285 | 30.96 | 0 | 190.5687 | 0 | 0 | 0 | 52.5747 | 0
188 | 8 | 8 | 1 | Wednesday | 19 | 7.751 | 6.658 | 33.759 | 70.7204 | 57.1787 | 44.181 | 0 | 1.0131 | 25.2 | 0 | 195.0714 | 0 | 0 | 0 | 52.3987 | 0
189 | 8 | 8 | 1 | Wednesday | 20 | 8.941 | 6.356 | 33.727 | 75.2516 | 60.483 | 31.558 | 0 | 0.9904 | 25.2 | 0 | 202.5259 | 0 | 0 | 0 | 40.8985 | 0
190 | 8 | 8 | 1 | Wednesday | 21 | 9.155 | 3.886 | 33.7202 | 69.495 | 55.4564 | 18.935 | 0 | 0.7275 | 25.2 | 0 | 188.8017 | 0 | 0 | 0 | 28.3481 | 0
191 | 8 | 8 | 1 | Wednesday | 22 | 11.393 | 0.355 | 33.7586 | 49.7368 | 40.0199 | 12.623 | 0 | 0.4712 | 16.2 | 0 | 140.5701 | 0 | 0 | 0 | 24.2105 | 0
192 | 8 | 8 | 1 | Wednesday | 23 | 16.139 | 0 | 33.8794 | 26.9226 | 24.6242 | 12.623 | 0 | 0.546 | 16.2 | 0 | 102.1725 | 0 | 0 | 0 | 28.974 | 0
193 | 9 | 9 | 1 | Thursday | 0 | 20.538 | 0 | 34.3108 | 17.5343 | 18.3373 | 6.312 | 0 | 0.5113 | 14.4 | 0 | 85.0937 | 0 | 0 | 0 | 26.9597 | 0
194 | 9 | 9 | 1 | Thursday | 1 | 21.816 | 0 | 34.663 | 14.6472 | 16.4006 | 6.312 | 0 | 0.5369 | 11.88 | 0 | 78.1278 | 0 | 0 | 0 | 28.2415 | 0
195 | 9 | 9 | 1 | Thursday | 2 | 30.14 | 0 | 35.1272 | 11.7686 | 14.464 | 6.312 | 0 | 0.6722 | 11.88 | 0 | 73.9121 | 0 | 0 | 0 | 36.5727 | 0
196 | 9 | 9 | 1 | Thursday | 3 | 32.519 | 0 | 35.3232 | 11.7686 | 14.464 | 6.312 | 0 | 0.6844 | 11.88 | 0 | 74.1202 | 0 | 0 | 0 | 38.96 | 0
197 | 9 | 9 | 1 | Thursday | 4 | 35.908 | 0 | 35.3183 | 13.0128 | 14.464 | 6.312 | 0 | 0.6885 | 11.88 | 0 | 75.3636 | 0 | 0 | 0 | 42.3606 | 0
198 | 9 | 9 | 1 | Thursday | 5 | 34.121 | 0 | 35.15 | 22.6634 | 20.5805 | 6.312 | 0 | 0.6868 | 11.88 | 0 | 90.9608 | 0 | 0 | 0 | 40.5735 | 0
199 | 9 | 9 | 1 | Thursday | 6 | 27.015 | 0 | 34.7917 | 44.2813 | 35.484 | 31.558 | 0 | 0.6873 | 15.12 | 0 | 130.3643 | 0 | 0 | 0 | 59.4937 | 0
200 | 9 | 9 | 1 | Thursday | 7 | 22.594 | 0 | 34.5783 | 61.1578 | 46.6998 | 44.181 | 0 | 0.691 | 15.12 | 0 | 158.2469 | 0 | 0 | 0 | 68.2982 | 0
201 | 9 | 9 | 1 | Thursday | 8 | 19.571 | 0 | 34.6886 | 69.4626 | 52.1343 | 50.492 | 0 | 0.6933 | 18.72 | 0.0851 | 175.6988 | 0 | 0 | 0 | 72.0594 | 0
202 | 9 | 9 | 1 | Thursday | 9 | 18.189 | 0 | 34.8173 | 71.8385 | 52.8606 | 31.558 | 0 | 0.678 | 18.72 | 0.9422 | 178.9143 | 0 | 0 | 0 | 51.0029 | 0
203 | 9 | 9 | 1 | Thursday | 10 | 17.979 | 0 | 34.9348 | 67.2352 | 51.878 | 12.623 | 0 | 0.5895 | 14.4 | 2.5237 | 169.0374 | 0 | 0 | 0 | 31.0599 | 0
204 | 9 | 9 | 1 | Thursday | 11 | 18.899 | 0 | 34.9653 | 65.0395 | 51.878 | 12.623 | 0 | 0.6082 | 18.36 | 4.0782 | 170.851 | 0 | 0 | 0 | 31.9911 | 0
205 | 9 | 9 | 1 | Thursday | 12 | 19.055 | 2.34 | 34.9233 | 61.8521 | 51.1854 | 18.935 | 0 | 0.7943 | 18.36 | 5.0839 | 169.6457 | 0 | 0 | 0 | 38.7358 | 0
206 | 9 | 9 | 1 | Thursday | 13 | 18.566 | 3.106 | 34.9928 | 63.7244 | 51.878 | 18.935 | 0 | 0.8322 | 18.36 | 4.9387 | 173.1466 | 0 | 0 | 0 | 38.2515 | 0
207 | 9 | 9 | 1 | Thursday | 14 | 18.872 | 2.998 | 34.8821 | 65.0232 | 51.878 | 6.312 | 0 | 0.6348 | 18.36 | 4.332 | 174.0205 | 0 | 0 | 0 | 25.4298 | 0
208 | 9 | 9 | 1 | Thursday | 15 | 18.531 | 3.164 | 34.8318 | 66.6778 | 51.878 | 6.312 | 0 | 0.6366 | 18.36 | 2.9195 | 175.8058 | 0 | 0 | 0 | 25.0912 | 0
209 | 9 | 9 | 1 | Thursday | 16 | 17.86 | 2.889 | 34.8001 | 67.9595 | 50.7246 | 25.246 | 0 | 0.8217 | 22.68 | 0.6291 | 180.1099 | 0 | 0 | 0 | 44.2151 | 0
210 | 9 | 9 | 1 | Thursday | 17 | 19.423 | 2.255 | 34.7975 | 59.7898 | 43.0931 | 31.558 | 0 | 0.7936 | 28.8 | 0 | 169.7128 | 0 | 0 | 0 | 52.4955 | 0
211 | 9 | 9 | 1 | Thursday | 18 | 16.546 | 2.3 | 34.519 | 65.4399 | 51.7393 | 44.181 | 0 | 0.7996 | 30.96 | 0 | 185.9454 | 0 | 0 | 0 | 63.0468 | 0
212 | 9 | 9 | 1 | Thursday | 19 | 15.049 | 1.656 | 34.0539 | 70.7204 | 57.1787 | 44.181 | 0 | 0.7637 | 25.2 | 0 | 189.7078 | 0 | 0 | 0 | 61.6645 | 0
213 | 9 | 9 | 1 | Thursday | 20 | 13.119 | 1.561 | 34.0271 | 75.2516 | 60.483 | 31.558 | 0 | 0.7484 | 25.2 | 0 | 197.398 | 0 | 0 | 0 | 46.3838 | 0
214 | 9 | 9 | 1 | Thursday | 21 | 13.631 | 0.674 | 33.9448 | 69.495 | 55.4564 | 18.935 | 0 | 0.6646 | 25.2 | 0 | 185.4898 | 0 | 0 | 0 | 33.5361 | 0
215 | 9 | 9 | 1 | Thursday | 22 | 18.476 | 0.059 | 33.8013 | 49.7368 | 40.0199 | 12.623 | 0 | 0.6551 | 16.2 | 0 | 140.4764 | 0 | 0 | 0 | 31.7535 | 0
216 | 9 | 9 | 1 | Thursday | 23 | 30.637 | 0 | 34.1978 | 26.9226 | 24.6242 | 12.623 | 0 | 0.6816 | 16.2 | 0 | 102.6261 | 0 | 0 | 0 | 43.9598 | 0
217 | 10 | 10 | 1 | Friday | 0 | 40.728 | 0 | 34.5456 | 17.5343 | 18.3373 | 6.312 | 0 | 0.6909 | 14.4 | 0 | 85.5081 | 0 | 0 | 0 | 47.3961 | 0
218 | 10 | 10 | 1 | Friday | 1 | 47.065 | 0 | 34.9587 | 14.6472 | 16.4006 | 6.312 | 0 | 0.6968 | 11.88 | 0 | 78.5833 | 0 | 0 | 0 | 53.7445 | 0
219 | 10 | 10 | 1 | Friday | 2 | 60.843 | 0 | 35.0499 | 11.7686 | 14.464 | 6.312 | 0 | 0.7128 | 11.88 | 0 | 73.8754 | 0 | 0 | 0 | 67.5373 | 0
220 | 10 | 10 | 1 | Friday | 3 | 70.342 | 0 | 34.8607 | 11.7686 | 14.464 | 6.312 | 0 | 0.7244 | 11.88 | 0 | 73.6977 | 0 | 0 | 0 | 77.0442 | 0
221 | 10 | 10 | 1 | Friday | 4 | 71.876 | 0 | 34.806 | 13.0128 | 14.464 | 6.312 | 0 | 0.726 | 11.88 | 0 | 74.8888 | 0 | 0 | 0 | 78.5802 | 0
222 | 10 | 10 | 1 | Friday | 5 | 67.572 | 0 | 34.7403 | 22.6634 | 20.5805 | 6.312 | 0 | 0.7207 | 11.88 | 0 | 90.5849 | 0 | 0 | 0 | 74.2738 | 0
223 | 10 | 10 | 1 | Friday | 6 | 58.899 | 0 | 34.4711 | 44.2813 | 35.484 | 31.558 | 0 | 0.7185 | 15.12 | 0 | 130.075 | 0 | 0 | 0 | 92.4945 | 0
224 | 10 | 10 | 1 | Friday | 7 | 53.626 | 0 | 34.3553 | 61.1578 | 46.6998 | 44.181 | 0 | 0.7215 | 15.12 | 0 | 158.0544 | 0 | 0 | 0 | 100.759 | 0
225 | 10 | 10 | 1 | Friday | 8 | 49.46 | 0 | 34.3643 | 69.4626 | 52.1343 | 50.492 | 0 | 0.7234 | 18.72 | 0.1374 | 175.4048 | 0 | 0 | 0 | 103.4363 | 0
226 | 10 | 10 | 1 | Friday | 9 | 48.279 | 0 | 34.3956 | 71.229 | 52.8606 | 31.558 | 0 | 0.7087 | 18.72 | 1.9782 | 177.9138 | 0 | 0 | 0 | 82.0162 | 0
227 | 10 | 10 | 1 | Friday | 10 | 49.219 | 0 | 34.4954 | 63.4184 | 51.878 | 12.623 | 0 | 0.7274 | 14.4 | 7.0924 | 164.9192 | 0 | 0 | 0 | 62.5443 | 0
228 | 10 | 10 | 1 | Friday | 11 | 42.566 | 0 | 34.5388 | 60.9812 | 51.878 | 12.623 | 0 | 0.7413 | 18.36 | 10.9657 | 166.4993 | 0 | 0 | 0 | 55.3053 | 0
229 | 10 | 10 | 1 | Friday | 12 | 37.575 | 0.69 | 34.5883 | 56.2127 | 51.1854 | 18.935 | 0 | 0.7668 | 18.36 | 11.4304 | 161.8599 | 0 | 0 | 0 | 55.7468 | 0
230 | 10 | 10 | 1 | Friday | 13 | 36.014 | 2.266 | 34.5307 | 56.3503 | 51.878 | 18.935 | 0 | 0.8351 | 18.36 | 10.3457 | 164.4048 | 0 | 0 | 0 | 53.5291 | 0
231 | 10 | 10 | 1 | Friday | 14 | 34.949 | 2.154 | 34.5092 | 59.6878 | 51.878 | 6.312 | 0 | 0.8062 | 18.36 | 7.5187 | 167.5703 | 0 | 0 | 0 | 40.6695 | 0
232 | 10 | 10 | 1 | Friday | 15 | 33.692 | 2.465 | 34.4684 | 65.2224 | 51.878 | 6.312 | 0 | 0.815 | 18.36 | 3.9548 | 173.4092 | 0 | 0 | 0 | 39.4133 | 0
233 | 10 | 10 | 1 | Friday | 16 | 33.5 | 2.168 | 34.4187 | 67.8361 | 50.7246 | 25.246 | 0 | 0.8042 | 22.68 | 0.8456 | 178.8078 | 0 | 0 | 0 | 56.6223 | 0
234 | 10 | 10 | 1 | Friday | 17 | 39.045 | 1.406 | 34.444 | 59.7898 | 43.0931 | 31.558 | 0 | 0.7725 | 28.8 | 0 | 168.42 | 0 | 0 | 0 | 68.2814 | 0
235 | 10 | 10 | 1 | Friday | 18 | 33.293 | 1.801 | 34.3021 | 65.4399 | 51.7393 | 44.181 | 0 | 0.7921 | 30.96 | 0 | 185.181 | 0 | 0 | 0 | 74.7553 | 0
236 | 10 | 10 | 1 | Friday | 19 | 24.335 | 1.371 | 33.8781 | 70.7204 | 57.1787 | 44.181 | 0 | 0.7594 | 25.2 | 0 | 189.2194 | 0 | 0 | 0 | 66.2979 | 0
237 | 10 | 10 | 1 | Friday | 20 | 18.158 | 1.204 | 33.8545 | 75.2516 | 60.483 | 31.558 | 0 | 0.736 | 25.2 | 0 | 196.8276 | 0 | 0 | 0 | 48.3411 | 0
238 | 10 | 10 | 1 | Friday | 21 | 17.893 | 0.574 | 33.7724 | 69.495 | 55.4564 | 18.935 | 0 | 0.699 | 25.2 | 0 | 185.2436 | 0 | 0 | 0 | 36.0422 | 0
239 | 10 | 10 | 1 | Friday | 22 | 25.196 | 0.042 | 33.7709 | 49.7368 | 40.0199 | 12.623 | 0 | 0.6711 | 16.2 | 0 | 140.444 | 0 | 0 | 0 | 37.3464 | 0
240 | 10 | 10 | 1 | Friday | 23 | 42.455 | 0 | 33.9414 | 26.9226 | 24.6242 | 12.623 | 0 | 0.6959 | 16.2 | 0 | 102.384 | 0 | 0 | 0 | 54.6956 | 0
241 | 11 | 11 | 1 | Saturday | 0 | 53.582 | 0 | 34.344 | 18.3332 | 19.1419 | 6.312 | 0 | 0.7062 | 15.84 | 0 | 88.3654 | 0 | 0 | 0 | 59.7195 | 0
242 | 11 | 11 | 1 | Saturday | 1 | 57.108 | 0 | 34.4515 | 17.5283 | 18.3373 | 6.312 | 0 | 0.7105 | 12.6 | 0 | 83.6275 | 0 | 0 | 0 | 63.2566 | 0
243 | 11 | 11 | 1 | Saturday | 2 | 61.4 | 0 | 34.7443 | 11.771 | 14.464 | 6.312 | 0 | 0.7158 | 12.6 | 0 | 74.2952 | 0 | 0 | 0 | 67.5605 | 0
244 | 11 | 11 | 1 | Saturday | 3 | 64.263 | 0 | 34.8015 | 11.771 | 14.464 | 6.312 | 0 | 0.7203 | 12.6 | 0 | 74.3569 | 0 | 0 | 0 | 70.4333 | 0
245 | 11 | 11 | 1 | Saturday | 4 | 61.682 | 0 | 34.8178 | 11.771 | 14.464 | 6.312 | 0 | 0.7186 | 12.6 | 0 | 74.3715 | 0 | 0 | 0 | 67.8575 | 0
246 | 11 | 11 | 1 | Saturday | 5 | 58.692 | 0 | 34.8231 | 13.0152 | 14.464 | 6.312 | 0 | 0.7168 | 12.6 | 0 | 75.6191 | 0 | 0 | 0 | 64.8731 | 0
247 | 11 | 11 | 1 | Saturday | 6 | 48.701 | 0 | 34.6123 | 30.2702 | 24.9086 | 31.558 | 0 | 0.7146 | 14.4 | 0 | 104.9057 | 0 | 0 | 0 | 79.7825 | 0
248 | 11 | 11 | 1 | Saturday | 7 | 44.51 | 0 | 34.4412 | 33.0666 | 26.405 | 44.181 | 0 | 0.7179 | 11.52 | 0 | 106.1506 | 0 | 0 | 0 | 88.3751 | 0
249 | 11 | 11 | 1 | Saturday | 8 | 36.057 | 0 | 34.2953 | 46.1551 | 37.4339 | 50.492 | 0 | 0.7128 | 16.2 | 0 | 134.7971 | 0 | 0 | 0 | 86.6068 | 0
250 | 11 | 11 | 1 | Saturday | 9 | 33.833 | 0 | 34.2829 | 46.9622 | 37.9057 | 31.558 | 0 | 0.6964 | 16.2 | 0.1096 | 136.0472 | 0 | 0 | 0 | 65.5711 | 0
251 | 11 | 11 | 1 | Saturday | 10 | 31.321 | 0 | 34.2833 | 44.3722 | 37.2508 | 12.623 | 0 | 0.6868 | 15.12 | 0.8992 | 131.7131 | 0 | 0 | 0 | 44.0014 | 0
252 | 11 | 11 | 1 | Saturday | 11 | 29.312 | 1.207 | 34.3404 | 40.9122 | 35.3135 | 12.623 | 0 | 0.7461 | 21.6 | 1.9201 | 134.2179 | 0 | 0 | 0 | 42.007 | 0
253 | 11 | 11 | 1 | Saturday | 12 | 28.967 | 2.719 | 34.2757 | 37.0863 | 34.2247 | 18.935 | 0 | 0.8235 | 23.4 | 2.8106 | 132.7505 | 0 | 0 | 0 | 48.0849 | 0
254 | 11 | 11 | 1 | Saturday | 13 | 28.634 | 2.732 | 34.2761 | 36.0879 | 33.0722 | 18.935 | 0 | 0.8236 | 23.4 | 3.5342 | 130.6139 | 0 | 0 | 0 | 47.7985 | 0
255 | 11 | 11 | 1 | Saturday | 14 | 27.811 | 2.79 | 34.2679 | 35.5143 | 33.0722 | 6.312 | 0 | 0.799 | 23.4 | 3.4112 | 130.0705 | 0 | 0 | 0 | 34.1807 | 0
256 | 11 | 11 | 1 | Saturday | 15 | 27.555 | 2.83 | 34.2651 | 37.251 | 33.0722 | 6.312 | 0 | 0.796 | 23.4 | 2.1606 | 131.8449 | 0 | 0 | 0 | 33.93 | 0
257 | 11 | 11 | 1 | Saturday | 16 | 29.373 | 2.837 | 34.2845 | 37.7901 | 33.0722 | 25.246 | 0 | 0.832 | 23.4 | 0.4783 | 132.4471 | 0 | 0 | 0 | 55.0755 | 0
258 | 11 | 11 | 1 | Saturday | 17 | 28.915 | 2.493 | 34.2837 | 35.4248 | 32.9581 | 31.558 | 0 | 0.8162 | 27 | 0 | 133.1785 | 0 | 0 | 0 | 61.1877 | 0
259 | 11 | 11 | 1 | Saturday | 18 | 18.63 | 1.444 | 33.9435 | 55.5841 | 46.5147 | 44.181 | 0 | 0.7576 | 28.8 | 0 | 167.1612 | 0 | 0 | 0 | 64.0314 | 0
260 | 11 | 11 | 1 | Saturday | 19 | 14.025 | 6.356 | 33.8652 | 61.3403 | 50.3878 | 44.181 | 0 | 1.0073 | 28.8 | 0 | 182.2746 | 0 | 0 | 0 | 59.6119 | 0
261 | 11 | 11 | 1 | Saturday | 20 | 13.74 | 5.378 | 33.7222 | 61.3343 | 50.3878 | 31.558 | 0 | 0.945 | 27 | 0 | 179.2052 | 0 | 0 | 0 | 46.3325 | 0
262 | 11 | 11 | 1 | Saturday | 21 | 13.17 | 4.428 | 33.7182 | 61.3343 | 50.3878 | 18.935 | 0 | 0.84 | 27 | 0 | 178.0694 | 0 | 0 | 0 | 32.6941 | 0
263 | 11 | 11 | 1 | Saturday | 22 | 15.24 | 0.662 | 33.7234 | 49.2003 | 40.077 | 12.623 | 0 | 0.5657 | 19.8 | 0 | 144.0824 | 0 | 0 | 0 | 28.2715 | 0
264 | 11 | 11 | 1 | Saturday | 23 | 20.76 | 0.003 | 33.7819 | 28.1779 | 24.6242 | 12.623 | 0 | 0.6426 | 19.8 | 0 | 107.0301 | 0 | 0 | 0 | 33.8022 | 0
265 | 12 | 12 | 1 | Sunday | 0 | 22.451 | 0 | 33.867 | 24.1043 | 23.0149 | 6.312 | 0 | 0.5514 | 19.8 | 0 | 101.3375 | 0 | 0 | 0 | 28.976 | 0
266 | 12 | 12 | 1 | Sunday | 1 | 23.972 | 0 | 33.9289 | 23.3102 | 22.2101 | 6.312 | 0 | 0.5819 | 19.8 | 0 | 99.8311 | 0 | 0 | 0 | 30.4992 | 0
267 | 12 | 12 | 1 | Sunday | 2 | 27.562 | 0 | 34.6568 | 17.5379 | 18.3373 | 6.312 | 0 | 0.6451 | 15.48 | 0 | 86.6571 | 0 | 0 | 0 | 34.0925 | 0
268 | 12 | 12 | 1 | Sunday | 3 | 29.176 | 0 | 34.941 | 17.5379 | 18.3373 | 6.312 | 0 | 0.6814 | 15.48 | 0 | 86.9776 | 0 | 0 | 0 | 35.7081 | 0
269 | 12 | 12 | 1 | Sunday | 4 | 29.547 | 0 | 35.1363 | 17.5379 | 18.3373 | 6.312 | 0 | 0.6822 | 15.48 | 0 | 87.1736 | 0 | 0 | 0 | 36.0822 | 0
270 | 12 | 12 | 1 | Sunday | 5 | 29.708 | 0 | 35.1814 | 18.7817 | 18.3373 | 6.312 | 0 | 0.6824 | 15.48 | 0 | 88.4628 | 0 | 0 | 0 | 36.2461 | 0
271 | 12 | 12 | 1 | Sunday | 6 | 27.923 | 0 | 34.9731 | 26.931 | 24.6242 | 31.558 | 0 | 0.6881 | 18.72 | 0 | 105.9364 | 0 | 0 | 0 | 60.8774 | 0
272 | 12 | 12 | 1 | Sunday | 7 | 25.11 | 0 | 34.3972 | 34.2491 | 29.9942 | 44.181 | 0 | 0.6927 | 18.72 | 0 | 118.0532 | 0 | 0 | 0 | 71.4403 | 0
273 | 12 | 12 | 1 | Sunday | 8 | 24.564 | 0 | 34.3649 | 37.4418 | 33.2132 | 50.492 | 0 | 0.6976 | 23.4 | 0 | 129.1175 | 0 | 0 | 0 | 77.7182 | 0
274 | 12 | 12 | 1 | Sunday | 9 | 25.54 | 0 | 34.7195 | 31.6836 | 29.3396 | 31.558 | 0 | 0.6852 | 23.4 | 0.1117 | 119.8279 | 0 | 0 | 0 | 58.767 | 0
275 | 12 | 12 | 1 | Sunday | 10 | 23.853 | 0 | 34.7851 | 34.8459 | 32.5586 | 12.623 | 0 | 0.6765 | 19.08 | 0.8264 | 121.9461 | 0 | 0 | 0 | 37.0824 | 0
276 | 12 | 12 | 1 | Sunday | 11 | 24.814 | 0 | 34.8559 | 34.8537 | 32.5586 | 12.623 | 0 | 0.6778 | 21.6 | 1.2096 | 124.5459 | 0 | 0 | 0 | 38.0557 | 0
277 | 12 | 12 | 1 | Sunday | 12 | 25.152 | 0 | 34.9029 | 35.2584 | 33.0367 | 18.935 | 0 | 0.6798 | 19.08 | 1.4611 | 122.9579 | 0 | 0 | 0 | 45.0782 | 0
278 | 12 | 12 | 1 | Sunday | 13 | 25.565 | 0 | 35.0154 | 29.496 | 29.1634 | 18.935 | 0 | 0.6805 | 18.36 | 1.4959 | 112.7152 | 0 | 0 | 0 | 45.5115 | 0
279 | 12 | 12 | 1 | Sunday | 14 | 24.271 | 0 | 35.0353 | 29.5278 | 29.1634 | 6.312 | 0 | 0.5901 | 18 | 1.2082 | 112.3166 | 0 | 0 | 0 | 30.8987 | 0
280 | 12 | 12 | 1 | Sunday | 15 | 23.456 | 0 | 35.0248 | 29.5211 | 29.1634 | 6.312 | 0 | 0.5738 | 15.84 | 0.9689 | 110.123 | 0 | 0 | 0 | 30.0847 | 0
281 | 12 | 12 | 1 | Sunday | 16 | 23.286 | 0 | 35.0027 | 27.9569 | 27.5539 | 25.246 | 0 | 0.6798 | 23.04 | 0.3358 | 114.2333 | 0 | 0 | 0 | 49.9509 | 0
282 | 12 | 12 | 1 | Sunday | 17 | 23.266 | 0 | 34.9685 | 26.7113 | 26.399 | 31.558 | 0 | 0.6823 | 22.32 | 0 | 111.0811 | 0 | 0 | 0 | 56.6861 | 0
283 | 12 | 12 | 1 | Sunday | 18 | 19.774 | 0 | 34.7837 | 43.9889 | 38.0184 | 44.181 | 0 | 0.6857 | 23.4 | 0 | 140.8768 | 0 | 0 | 0 | 66.7167 | 0
284 | 12 | 12 | 1 | Sunday | 19 | 15.44 | 0 | 33.8643 | 55.5005 | 45.7644 | 44.181 | 0 | 0.6802 | 22.68 | 0 | 158.4895 | 0 | 0 | 0 | 62.4461 | 0
285 | 12 | 12 | 1 | Sunday | 20 | 12.711 | 0 | 33.7331 | 60.0165 | 49.6381 | 31.558 | 0 | 0.6686 | 22.68 | 0 | 166.7364 | 0 | 0 | 0 | 46.2303 | 0
286 | 12 | 12 | 1 | Sunday | 21 | 13.348 | 0 | 33.7359 | 48.5011 | 41.8913 | 18.935 | 0 | 0.6275 | 22.68 | 0 | 147.4357 | 0 | 0 | 0 | 33.3994 | 0
287 | 12 | 12 | 1 | Sunday | 22 | 15.955 | 0 | 33.7668 | 40.3665 | 35.5897 | 12.623 | 0 | 0.5527 | 14.4 | 0 | 124.6757 | 0 | 0 | 0 | 29.3269 | 0
288 | 12 | 12 | 1 | Sunday | 23 | 21.375 | 0 | 33.8257 | 25.6748 | 24.6242 | 12.623 | 0 | 0.6539 | 14.4 | 0 | 99.1787 | 0 | 0 | 0 | 34.7513 | 0
289 | 13 | 13 | 1 | Monday | 0 | 24.053 | 0 | 34.496 | 17.5343 | 18.3373 | 6.312 | 0 | 0.5864 | 14.4 | 0 | 85.354 | 0 | 0 | 0 | 30.7403 | 0
290 | 13 | 13 | 1 | Monday | 1 | 25.904 | 0 | 34.8244 | 14.6472 | 16.4006 | 6.312 | 0 | 0.6172 | 11.88 | 0 | 78.3695 | 0 | 0 | 0 | 32.5923 | 0
291 | 13 | 13 | 1 | Monday | 2 | 27.141 | 0 | 35.0498 | 11.7686 | 14.464 | 6.312 | 0 | 0.648 | 11.88 | 0 | 73.8105 | 0 | 0 | 0 | 33.8282 | 0
292 | 13 | 13 | 1 | Monday | 3 | 28.852 | 0 | 35.3042 | 11.7686 | 14.464 | 6.312 | 0 | 0.6732 | 11.88 | 0 | 74.09 | 0 | 0 | 0 | 35.5408 | 0
293 | 13 | 13 | 1 | Monday | 4 | 28.823 | 0 | 35.3344 | 13.0128 | 14.464 | 6.312 | 0 | 0.673 | 11.88 | 0 | 75.3641 | 0 | 0 | 0 | 35.5122 | 0
294 | 13 | 13 | 1 | Monday | 5 | 26.055 | 0 | 35.2778 | 22.6634 | 20.5805 | 6.312 | 0 | 0.6273 | 11.88 | 0 | 91.0291 | 0 | 0 | 0 | 32.7436 | 0
295 | 13 | 13 | 1 | Monday | 6 | 19.863 | 0 | 34.6615 | 44.2813 | 35.484 | 31.558 | 0 | 0.6788 | 15.12 | 0 | 130.2256 | 0 | 0 | 0 | 53.5176 | 0
296 | 13 | 13 | 1 | Monday | 7 | 16.282 | 0 | 34.1191 | 61.1578 | 46.6998 | 44.181 | 0 | 0.683 | 15.12 | 0 | 157.7797 | 0 | 0 | 0 | 63.5346 | 0
297 | 13 | 13 | 1 | Monday | 8 | 13.879 | 0 | 34.1826 | 69.4626 | 52.1343 | 50.492 | 0 | 0.6861 | 18.72 | 0 | 175.1857 | 0 | 0 | 0 | 67.9898 | 0
298 | 13 | 13 | 1 | Monday | 9 | 12.795 | 0 | 34.4133 | 71.8396 | 52.8606 | 31.558 | 0 | 0.6713 | 18.72 | 0.0924 | 178.5047 | 0 | 0 | 0 | 46.5207 | 0
299 | 13 | 13 | 1 | Monday | 10 | 12.737 | 0 | 34.7766 | 67.9578 | 51.878 | 12.623 | 0 | 0.4925 | 14.4 | 0.6632 | 169.5049 | 0 | 0 | 0 | 26.1803 | 0
300 | 13 | 13 | 1 | Monday | 11 | 12.073 | 1.724 | 34.9178 | 67.9709 | 51.878 | 12.623 | 0 | 0.5678 | 18.36 | 0.8965 | 175.5593 | 0 | 0 | 0 | 25.5195 | 0
301 | 13 | 13 | 1 | Monday | 12 | 11.789 | 3.179 | 35.0094 | 66.3838 | 51.1854 | 18.935 | 0 | 0.7629 | 18.36 | 1.1958 | 175.1392 | 0 | 0 | 0 | 31.9645 | 0
302 | 13 | 13 | 1 | Monday | 13 | 11.365 | 3.606 | 35.106 | 67.8929 | 51.878 | 18.935 | 0 | 0.7764 | 18.36 | 1.4105 | 177.9126 | 0 | 0 | 0 | 31.5462 | 0
303 | 13 | 13 | 1 | Monday | 14 | 11.176 | 3.473 | 35.0601 | 67.9469 | 51.878 | 6.312 | 0 | 0.5118 | 18.36 | 1.2457 | 177.5129 | 0 | 0 | 0 | 17.9034 | 0
304 | 13 | 13 | 1 | Monday | 15 | 11.087 | 3.906 | 34.8485 | 67.9709 | 51.878 | 6.312 | 0 | 0.5324 | 18.36 | 0.8348 | 177.8141 | 0 | 0 | 0 | 17.8149 | 0
305 | 13 | 13 | 1 | Monday | 16 | 10.395 | 3.661 | 34.6767 | 67.9854 | 50.7246 | 25.246 | 0 | 0.8519 | 22.68 | 0.2259 | 180.878 | 0 | 0 | 0 | 37.3388 | 0
306 | 13 | 13 | 1 | Monday | 17 | 11.168 | 2.917 | 34.6492 | 59.7898 | 43.0931 | 31.558 | 0 | 0.817 | 28.8 | 0 | 170.3034 | 0 | 0 | 0 | 44.9517 | 0
307 | 13 | 13 | 1 | Monday | 18 | 8.877 | 5.745 | 34.0021 | 65.4399 | 51.7393 | 44.181 | 0 | 0.9711 | 30.96 | 0 | 189.3252 | 0 | 0 | 0 | 56.3341 | 0
308 | 13 | 13 | 1 | Monday | 19 | 7.552 | 6.73 | 33.7787 | 70.7204 | 57.1787 | 44.181 | 0 | 1.0164 | 25.2 | 0 | 195.1726 | 0 | 0 | 0 | 55.0401 | 0
309 | 13 | 13 | 1 | Monday | 20 | 8.255 | 6.295 | 33.7257 | 75.2516 | 60.483 | 31.558 | 0 | 0.9863 | 25.2 | 0 | 202.4551 | 0 | 0 | 0 | 42.0899 | 0
310 | 13 | 13 | 1 | Monday | 21 | 8.666 | 3.798 | 33.7182 | 69.495 | 55.4564 | 18.935 | 0 | 0.7329 | 25.2 | 0 | 188.7104 | 0 | 0 | 0 | 28.9207 | 0
311 | 13 | 13 | 1 | Monday | 22 | 9.86 | 0.321 | 33.7757 | 49.7368 | 40.0199 | 12.623 | 0 | 0.5034 | 16.2 | 0 | 140.5833 | 0 | 0 | 0 | 23.3645 | 0
312 | 13 | 13 | 1 | Monday | 23 | 14.114 | 0 | 33.78 | 26.9226 | 24.6242 | 12.623 | 0 | 0.519 | 16.2 | 0 | 102.0457 | 0 | 0 | 0 | 27.6178 | 0
313 | 14 | 14 | 1 | Tuesday | 0 | 17.618 | 0 | 33.9671 | 17.5343 | 18.3373 | 6.312 | 0 | 0.4598 | 14.4 | 0 | 84.6984 | 0 | 0 | 0 | 24.3685 | 0
314 | 14 | 14 | 1 | Tuesday | 1 | 20.749 | 0 | 34.6467 | 14.6472 | 16.4006 | 6.312 | 0 | 0.5216 | 11.88 | 0 | 78.0961 | 0 | 0 | 0 | 27.4988 | 0
315 | 14 | 14 | 1 | Tuesday | 2 | 25.71 | 0 | 35.2249 | 11.7686 | 14.464 | 6.312 | 0 | 0.6167 | 11.88 | 0 | 73.9542 | 0 | 0 | 0 | 32.4593 | 0
316 | 14 | 14 | 1 | Tuesday | 3 | 26.923 | 0 | 35.4573 | 11.7686 | 14.464 | 6.312 | 0 | 0.6458 | 11.88 | 0 | 74.2157 | 0 | 0 | 0 | 33.6709 | 0
317 | 14 | 14 | 1 | Tuesday | 4 | 30.353 | 0 | 35.4269 | 13.0128 | 14.464 | 6.312 | 0 | 0.6785 | 11.88 | 0 | 75.4622 | 0 | 0 | 0 | 37.1055 | 0
318 | 14 | 14 | 1 | Tuesday | 5 | 30.696 | 0 | 35.3233 | 22.6634 | 20.5805 | 6.312 | 0 | 0.6832 | 11.88 | 0 | 91.1304 | 0 | 0 | 0 | 37.4484 | 0
319 | 14 | 14 | 1 | Tuesday | 6 | 27.04 | 0 | 35.0803 | 44.2813 | 35.484 | 31.558 | 0 | 0.6864 | 15.12 | 0 | 130.652 | 0 | 0 | 0 | 61.0196 | 0
320 | 14 | 14 | 1 | Tuesday | 7 | 22.224 | 0 | 34.9397 | 61.1578 | 46.6998 | 44.181 | 0 | 0.69 | 15.12 | 0 | 158.6073 | 0 | 0 | 0 | 69.8813 | 0
321 | 14 | 14 | 1 | Tuesday | 8 | 20.725 | 0 | 35.0014 | 69.4623 | 52.1343 | 50.492 | 0 | 0.6933 | 18.72 | 0.145 | 176.0112 | 0 | 0 | 0 | 75.2609 | 0
322 | 14 | 14 | 1 | Tuesday | 9 | 21.114 | 0 | 35.0488 | 70.3491 | 52.8606 | 31.558 | 0 | 0.6879 | 18.72 | 2.969 | 177.6664 | 0 | 0 | 0 | 55.053 | 0
323 | 14 | 14 | 1 | Tuesday | 10 | 33.853 | 0 | 34.8776 | 62.7725 | 51.878 | 12.623 | 0 | 0.7417 | 14.4 | 9.6275 | 164.6697 | 0 | 0 | 0 | 46.9085 | 0
324 | 14 | 14 | 1 | Tuesday | 11 | 33.477 | 0 | 34.6838 | 60.0409 | 51.878 | 12.623 | 0 | 0.7655 | 18.36 | 14.4638 | 165.7282 | 0 | 0 | 0 | 45.4737 | 0
325 | 14 | 14 | 1 | Tuesday | 12 | 33.454 | 0.71 | 34.6742 | 55.2511 | 51.1854 | 18.935 | 0 | 0.8083 | 18.36 | 16.9703 | 161.0471 | 0 | 0 | 0 | 49.6501 | 0
326 | 14 | 14 | 1 | Tuesday | 13 | 31.755 | 2.607 | 34.5879 | 56.4273 | 51.878 | 18.935 | 0 | 0.8934 | 18.36 | 16.5554 | 164.9654 | 0 | 0 | 0 | 46.249 | 0
327 | 14 | 14 | 1 | Tuesday | 14 | 30.509 | 2.335 | 34.5592 | 57.8228 | 51.878 | 6.312 | 0 | 0.8325 | 18.36 | 12.738 | 165.9781 | 0 | 0 | 0 | 34.9204 | 0
328 | 14 | 14 | 1 | Tuesday | 15 | 30.526 | 2.565 | 34.553 | 62.155 | 51.878 | 6.312 | 0 | 0.806 | 18.36 | 6.2547 | 170.5265 | 0 | 0 | 0 | 34.8175 | 0
329 | 14 | 14 | 1 | Tuesday | 16 | 29.7 | 2.193 | 34.527 | 67.5401 | 50.7246 | 25.246 | 0 | 0.8014 | 22.68 | 0.861 | 178.6445 | 0 | 0 | 0 | 47.2259 | 0
330 | 14 | 14 | 1 | Tuesday | 17 | 30.818 | 1.463 | 34.5128 | 59.7898 | 43.0931 | 31.558 | 0 | 0.768 | 28.8 | 0 | 168.5463 | 0 | 0 | 0 | 53.4119 | 0
331 | 14 | 14 | 1 | Tuesday | 18 | 24.088 | 2.101 | 34.3223 | 65.4399 | 51.7393 | 44.181 | 0 | 0.7993 | 30.96 | 0 | 185.5331 | 0 | 0 | 0 | 56.8867 | 0
332 | 14 | 14 | 1 | Tuesday | 19 | 18.654 | 1.536 | 33.9014 | 70.7204 | 57.1787 | 44.181 | 0 | 0.7622 | 25.2 | 0 | 189.4233 | 0 | 0 | 0 | 52.6643 | 0
333 | 14 | 14 | 1 | Tuesday | 20 | 14.52 | 1.431 | 33.9159 | 75.2516 | 60.483 | 31.558 | 0 | 0.7436 | 25.2 | 0 | 197.1418 | 0 | 0 | 0 | 39.4256 | 0
334 | 14 | 14 | 1 | Tuesday | 21 | 14.906 | 0.648 | 33.8404 | 69.495 | 55.4564 | 18.935 | 0 | 0.6002 | 25.2 | 0 | 185.2928 | 0 | 0 | 0 | 30.0868 | 0
335 | 14 | 14 | 1 | Tuesday | 22 | 19.397 | 0.056 | 33.7803 | 49.7368 | 40.0199 | 12.623 | 0 | 0.5648 | 16.2 | 0 | 140.3626 | 0 | 0 | 0 | 29.6219 | 0
336 | 14 | 14 | 1 | Tuesday | 23 | 30.112 | 0 | 33.9028 | 26.9226 | 24.6242 | 12.623 | 0 | 0.6815 | 16.2 | 0 | 102.3311 | 0 | 0 | 0 | 40.4371 | 0
337 | 15 | 15 | 1 | Wednesday | 0 | 37.403 | 0 | 34.2002 | 17.5343 | 18.3373 | 6.312 | 0 | 0.6924 | 14.4 | 0 | 85.1642 | 0 | 0 | 0 | 42.5978 | 0
338 | 15 | 15 | 1 | Wednesday | 1 | 39.541 | 0 | 34.4655 | 14.6472 | 16.4006 | 6.312 | 0 | 0.6952 | 11.88 | 0 | 78.0886 | 0 | 0 | 0 | 44.7589 | 0
339 | 15 | 15 | 1 | Wednesday | 2 | 42.248 | 0 | 34.7375 | 11.7686 | 14.464 | 6.312 | 0 | 0.6986 | 11.88 | 0 | 73.5488 | 0 | 0 | 0 | 47.4895 | 0
340 | 15 | 15 | 1 | Wednesday | 3 | 43.549 | 0 | 34.8463 | 11.7686 | 14.464 | 6.312 | 0 | 0.7002 | 11.88 | 0 | 73.6592 | 0 | 0 | 0 | 48.8119 | 0
341 | 15 | 15 | 1 | Wednesday | 4 | 46.918 | 0 | 34.8347 | 13.0128 | 14.464 | 6.312 | 0 | 0.7047 | 11.88 | 0 | 74.8962 | 0 | 0 | 0 | 52.204 | 0
342 | 15 | 15 | 1 | Wednesday | 5 | 42.841 | 0 | 34.7088 | 22.6634 | 20.5805 | 6.312 | 0 | 0.6996 | 11.88 | 0 | 90.5323 | 0 | 0 | 0 | 48.1405 | 0
343 | 15 | 15 | 1 | Wednesday | 6 | 34.661 | 0 | 34.4468 | 44.2813 | 35.484 | 31.558 | 0 | 0.6978 | 15.12 | 0 | 130.0299 | 0 | 0 | 0 | 61.512 | 0
344 | 15 | 15 | 1 | Wednesday | 7 | 29.705 | 0 | 34.2986 | 61.1578 | 46.6998 | 44.181 | 0 | 0.7003 | 15.12 | 0 | 157.9765 | 0 | 0 | 0 | 68.0616 | 0
345 | 15 | 15 | 1 | Wednesday | 8 | 27.11 | 0 | 34.3218 | 69.4626 | 52.1343 | 50.492 | 0 | 0.7031 | 18.72 | 0.0848 | 175.3418 | 0 | 0 | 0 | 71.9277 | 0
346 | 15 | 15 | 1 | Wednesday | 9 | 25.881 | 0 | 34.3715 | 71.8388 | 52.8606 | 31.558 | 0 | 0.688 | 18.72 | 0.7583 | 178.4789 | 0 | 0 | 0 | 54.2999 | 0
347 | 15 | 15 | 1 | Wednesday | 10 | 25.413 | 0 | 34.4095 | 67.4703 | 51.878 | 12.623 | 0 | 0.6805 | 14.4 | 1.9351 | 168.8382 | 0 | 0 | 0 | 36.8177 | 0
348 | 15 | 15 | 1 | Wednesday | 11 | 23.32 | 1.173 | 34.4678 | 66.9172 | 51.878 | 12.623 | 0 | 0.7202 | 18.36 | 2.4986 | 173.6122 | 0 | 0 | 0 | 34.7726 | 0
349 | 15 | 15 | 1 | Wednesday | 12 | 21.988 | 3.291 | 34.5209 | 65.7508 | 51.1854 | 18.935 | 0 | 0.8459 | 18.36 | 2.2698 | 174.2219 | 0 | 0 | 0 | 39.2904 | 0
350 | 15 | 15 | 1 | Wednesday | 13 | 21.879 | 3.633 | 34.6328 | 67.7478 | 51.878 | 18.935 | 0 | 0.8632 | 18.36 | 1.8171 | 177.4113 | 0 | 0 | 0 | 39.2941 | 0
351 | 15 | 15 | 1 | Wednesday | 14 | 21.482 | 3.614 | 34.5701 | 67.9538 | 51.878 | 6.312 | 0 | 0.7046 | 18.36 | 1.3364 | 177.3752 | 0 | 0 | 0 | 27.3011 | 0
352 | 15 | 15 | 1 | Wednesday | 15 | 20.081 | 4 | 34.3679 | 67.9709 | 51.878 | 6.312 | 0 | 0.6967 | 18.36 | 0.7974 | 177.5995 | 0 | 0 | 0 | 25.912 | 0
353 | 15 | 15 | 1 | Wednesday | 16 | 18.295 | 3.685 | 34.2432 | 67.9854 | 50.7246 | 25.246 | 0 | 0.8634 | 22.68 | 0.1763 | 180.482 | 0 | 0 | 0 | 41.797 | 0
354 | 15 | 15 | 1 | Wednesday | 17 | 18.839 | 2.954 | 34.2588 | 59.7898 | 43.0931 | 31.558 | 0 | 0.8289 | 28.8 | 0 | 169.965 | 0 | 0 | 0 | 48.5235 | 0
355 | 15 | 15 | 1 | Wednesday | 18 | 11.804 | 5.93 | 33.951 | 65.4399 | 51.7393 | 44.181 | 0 | 0.9845 | 30.96 | 0 | 189.4876 | 0 | 0 | 0 | 53.8587 | 0
356 | 15 | 15 | 1 | Wednesday | 19 | 8.223 | 6.769 | 33.7691 | 70.7204 | 57.1787 | 44.181 | 0 | 1.0192 | 25.2 | 0 | 195.2077 | 0 | 0 | 0 | 50.7328 | 0
357 | 15 | 15 | 1 | Wednesday | 20 | 8.6 | 6.395 | 33.7245 | 75.2516 | 60.483 | 31.558 | 0 | 0.992 | 25.2 | 0 | 202.567 | 0 | 0 | 0 | 39.1333 | 0
358 | 15 | 15 | 1 | Wednesday | 21 | 8.698 | 3.941 | 33.7182 | 69.495 | 55.4564 | 18.935 | 0 | 0.7065 | 25.2 | 0 | 188.8387 | 0 | 0 | 0 | 27.0904 | 0
359 | 15 | 15 | 1 | Wednesday | 22 | 10.136 | 0.368 | 33.7694 | 49.7368 | 40.0199 | 12.623 | 0 | 0.4379 | 16.2 | 0 | 140.5617 | 0 | 0 | 0 | 22.4374 | 0
360 | 15 | 15 | 1 | Wednesday | 23 | 13.359 | 0 | 33.7763 | 26.9226 | 24.6242 | 12.623 | 0 | 0.4825 | 16.2 | 0 | 102.006 | 0 | 0 | 0 | 25.6897 | 0
361 | 16 | 16 | 1 | Thursday | 0 | 14.096 | 0 | 33.8479 | 17.5343 | 18.3373 | 6.312 | 0 | 0.3803 | 14.4 | 0 | 84.4997 | 0 | 0 | 0 | 20.2715 | 0
362 | 16 | 16 | 1 | Thursday | 1 | 16.013 | 0 | 33.9272 | 14.6472 | 16.4006 | 6.312 | 0 | 0.4178 | 11.88 | 0 | 77.2728 | 0 | 0 | 0 | 22.1961 | 0
363 | 16 | 16 | 1 | Thursday | 2 | 18.33 | 0 | 34.0779 | 11.7686 | 14.464 | 6.312 | 0 | 0.4633 | 11.88 | 0 | 72.6538 | 0 | 0 | 0 | 24.5191 | 0
364 | 16 | 16 | 1 | Thursday | 3 | 19.07 | 0 | 34.3774 | 11.7686 | 14.464 | 6.312 | 0 | 0.478 | 11.88 | 0 | 72.968 | 0 | 0 | 0 | 25.2657 | 0
365 | 16 | 16 | 1 | Thursday | 4 | 19.872 | 0 | 34.7545 | 13.0128 | 14.464 | 6.312 | 0 | 0.4943 | 11.88 | 0 | 74.6056 | 0 | 0 | 0 | 26.0739 | 0
366 | 16 | 16 | 1 | Thursday | 5 | 19.772 | 0 | 34.2746 | 22.6634 | 20.5805 | 6.312 | 0 | 0.4924 | 11.88 | 0 | 89.891 | 0 | 0 | 0 | 25.9808 | 0
367 | 16 | 16 | 1 | Thursday | 6 | 15.19 | 0 | 33.8475 | 44.2813 | 35.484 | 31.558 | 0 | 0.6733 | 15.12 | 0 | 129.4061 | 0 | 0 | 0 | 46.4646 | 0
368 | 16 | 16 | 1 | Thursday | 7 | 12.607 | 0 | 33.7833 | 61.1578 | 46.6998 | 44.181 | 0 | 0.6785 | 15.12 | 0 | 157.4394 | 0 | 0 | 0 | 56.7754 | 0
369 | 16 | 16 | 1 | Thursday | 8 | 10.187 | 0 | 33.8037 | 69.4626 | 52.1343 | 50.492 | 0 | 0.6816 | 18.72 | 0 | 174.8023 | 0 | 0 | 0 | 61.0783 | 0
370 | 16 | 16 | 1 | Thursday | 9 | 9.311 | 0 | 33.8617 | 71.8396 | 52.8606 | 31.558 | 0 | 0.6669 | 18.72 | 0.1198 | 177.9488 | 0 | 0 | 0 | 41.1633 | 0
371 | 16 | 16 | 1 | Thursday | 10 | 9.275 | 0 | 34.2338 | 67.9536 | 51.878 | 12.623 | 0 | 0.412 | 14.4 | 0.9429 | 168.8774 | 0 | 0 | 0 | 22.0234 | 0
372 | 16 | 16 | 1 | Thursday | 11 | 8.655 | 2.491 | 34.5692 | 67.6412 | 51.878 | 12.623 | 0 | 0.5277 | 18.36 | 1.6901 | 175.6698 | 0 | 0 | 0 | 21.4243 | 0
373 | 16 | 16 | 1 | Thursday | 12 | 8.888 | 4.945 | 34.8961 | 65.8355 | 51.1854 | 18.935 | 0 | 0.7814 | 18.36 | 1.8542 | 176.4069 | 0 | 0 | 0 | 28.0784 | 0
374 | 16 | 16 | 1 | Thursday | 13 | 9.051 | 8.275 | 34.8065 | 67.8597 | 51.878 | 18.935 | 0 | 0.9566 | 18.36 | 1.4345 | 182.8101 | 0 | 0 | 0 | 28.2826 | 0
375 | 16 | 16 | 1 | Thursday | 14 | 9.056 | 6.646 | 34.7926 | 67.9683 | 51.878 | 6.312 | 0 | 0.6298 | 18.36 | 1.0825 | 180.8165 | 0 | 0 | 0 | 15.4748 | 0
376 | 16 | 16 | 1 | Thursday | 15 | 8.807 | 5.551 | 34.7252 | 67.9709 | 51.878 | 6.312 | 0 | 0.568 | 18.36 | 0.7806 | 179.505 | 0 | 0 | 0 | 15.2309 | 0
377 | 16 | 16 | 1 | Thursday | 16 | 8.555 | 5.131 | 34.4352 | 67.9854 | 50.7246 | 25.246 | 0 | 0.905 | 22.68 | 0.2269 | 182.2792 | 0 | 0 | 0 | 34.294 | 0
378 | 16 | 16 | 1 | Thursday | 17 | 9.603 | 5.495 | 34.3925 | 59.7898 | 43.0931 | 31.558 | 0 | 0.9479 | 28.8 | 0 | 172.9658 | 0 | 0 | 0 | 41.9528 | 0
379 | 16 | 16 | 1 | Thursday | 18 | 8.236 | 7.148 | 33.8246 | 65.4399 | 51.7393 | 44.181 | 0 | 1.0402 | 30.96 | 0 | 190.7345 | 0 | 0 | 0 | 53.8376 | 0
380 | 16 | 16 | 1 | Thursday | 19 | 7.379 | 6.726 | 33.757 | 70.7204 | 57.1787 | 44.181 | 0 | 1.0164 | 25.2 | 0 | 195.1463 | 0 | 0 | 0 | 53.1655 | 0
381 | 16 | 16 | 1 | Thursday | 20 | 8.386 | 6.505 | 33.7282 | 75.2516 | 60.483 | 31.558 | 0 | 0.9976 | 25.2 | 0 | 202.6958 | 0 | 0 | 0 | 41.0945 | 0
382 | 16 | 16 | 1 | Thursday | 21 | 8.632 | 4.011 | 33.7182 | 69.495 | 55.4564 | 18.935 | 0 | 0.7317 | 25.2 | 0 | 188.9392 | 0 | 0 | 0 | 28.2521 | 0
383 | 16 | 16 | 1 | Thursday | 22 | 10.22 | 0.415 | 33.7665 | 49.7368 | 40.0199 | 12.623 | 0 | 0.4567 | 16.2 | 0 | 140.6288 | 0 | 0 | 0 | 23.3135 | 0
384 | 16 | 16 | 1 | Thursday | 23 | 14.162 | 0.002 | 33.7995 | 26.9226 | 24.6242 | 12.623 | 0 | 0.5128 | 16.2 | 0 | 102.0611 | 0 | 0 | 0 | 27.2663 | 0
385 | 17 | 17 | 1 | Friday | 0 | 17.4 | 0 | 34.0014 | 17.5343 | 18.3373 | 6.312 | 0 | 0.452 | 14.4 | 0 | 84.7249 | 0 | 0 | 0 | 23.9544 | 0
386 | 17 | 17 | 1 | Friday | 1 | 19.332 | 0 | 34.2592 | 14.6472 | 16.4006 | 6.312 | 0 | 0.49 | 11.88 | 0 | 77.6771 | 0 | 0 | 0 | 25.8885 | 0
387 | 17 | 17 | 1 | Friday | 2 | 20.372 | 0 | 34.7167 | 11.7686 | 14.464 | 6.312 | 0 | 0.5107 | 11.88 | 0 | 73.34 | 0 | 0 | 0 | 26.9303 | 0
388 | 17 | 17 | 1 | Friday | 3 | 24.332 | 0 | 34.9738 | 11.7686 | 14.464 | 6.312 | 0 | 0.5891 | 11.88 | 0 | 73.6755 | 0 | 0 | 0 | 30.8915 | 0
389 | 17 | 17 | 1 | Friday | 4 | 24.347 | 0 | 35.21 | 13.0128 | 14.464 | 6.312 | 0 | 0.5905 | 11.88 | 0 | 75.1573 | 0 | 0 | 0 | 30.9085 | 0
390 | 17 | 17 | 1 | Friday | 5 | 22.715 | 0 | 35.0762 | 22.6634 | 20.5805 | 6.312 | 0 | 0.5578 | 11.88 | 0 | 90.7579 | 0 | 0 | 0 | 29.2782 | 0
391 | 17 | 17 | 1 | Friday | 6 | 18.114 | 0 | 34.4895 | 44.2813 | 35.484 | 31.558 | 0 | 0.6769 | 15.12 | 0 | 130.0517 | 0 | 0 | 0 | 51.1442 | 0
392 | 17 | 17 | 1 | Friday | 7 | 15.54 | 0 | 34.1968 | 61.1578 | 46.6998 | 44.181 | 0 | 0.6821 | 15.12 | 0 | 157.8565 | 0 | 0 | 0 | 61.9898 | 0
393 | 17 | 17 | 1 | Friday | 8 | 13.198 | 0 | 34.3008 | 69.4626 | 52.1343 | 50.492 | 0 | 0.6853 | 18.72 | 0.1184 | 175.303 | 0 | 0 | 0 | 66.4702 | 0
394 | 17 | 17 | 1 | Friday | 9 | 11.6 | 0 | 34.336 | 71.5933 | 52.8606 | 31.558 | 0 | 0.6707 | 18.72 | 1.8399 | 178.1806 | 0 | 0 | 0 | 44.8304 | 0
395 | 17 | 17 | 1 | Friday | 10 | 11.433 | 0 | 34.6933 | 65.3416 | 51.878 | 12.623 | 0 | 0.474 | 14.4 | 4.8461 | 166.7869 | 0 | 0 | 0 | 24.594 | 0
396 | 17 | 17 | 1 | Friday | 11 | 10.438 | 1.769 | 34.8488 | 62.0885 | 51.878 | 12.623 | 0 | 0.5479 | 18.36 | 7.0393 | 169.6358 | 0 | 0 | 0 | 23.3454 | 0
397 | 17 | 17 | 1 | Friday | 12 | 9.801 | 3.64 | 34.8917 | 58.762 | 51.1854 | 18.935 | 0 | 0.7519 | 18.36 | 8.9859 | 167.8871 | 0 | 0 | 0 | 28.5811 | 0
398 | 17 | 17 | 1 | Friday | 13 | 9.204 | 5.406 | 34.9138 | 59.6191 | 51.878 | 18.935 | 0 | 0.8206 | 18.36 | 9.3847 | 171.4377 | 0 | 0 | 0 | 27.282 | 0
399 | 17 | 17 | 1 | Friday | 14 | 9.274 | 6.963 | 34.6542 | 60.6842 | 51.878 | 6.312 | 0 | 0.654 | 18.36 | 7.7734 | 173.7611 | 0 | 0 | 0 | 15.1338 | 0
400 | 17 | 17 | 1 | Friday | 15 | 9.573 | 5.241 | 34.6504 | 63.6135 | 51.878 | 6.312 | 0 | 0.5556 | 18.36 | 4.3492 | 174.7258 | 0 | 0 | 0 | 15.4026 | 0
401 | 17 | 17 | 1 | Friday | 16 | 9.775 | 4.579 | 34.5632 | 67.5094 | 50.7246 | 25.246 | 0 | 0.8578 | 22.68 | 1.0049 | 181.287 | 0 | 0 | 0 | 33.2112 | 0
402 | 17 | 17 | 1 | Friday | 17 | 11.45 | 4.467 | 34.6688 | 59.7898 | 43.0931 | 31.558 | 0 | 0.897 | 28.8 | 0 | 172.0799 | 0 | 0 | 0 | 41.0587 | 0
403 | 17 | 17 | 1 | Friday | 18 | 10.077 | 6.008 | 34.0822 | 65.4399 | 51.7393 | 44.181 | 0 | 0.9828 | 30.96 | 0 | 189.7017 | 0 | 0 | 0 | 52.0974 | 0
404 | 17 | 17 | 1 | Friday | 19 | 10.514 | 5.32 | 33.8019 | 70.7204 | 57.1787 | 44.181 | 0 | 0.9468 | 25.2 | 0 | 193.6018 | 0 | 0 | 0 | 53.0239 | 0
405 | 17 | 17 | 1 | Friday | 20 | 11.497 | 4.795 | 33.7825 | 75.2516 | 60.483 | 31.558 | 0 | 0.9123 | 25.2 | 0 | 200.8147 | 0 | 0 | 0 | 42.0472 | 0
406 | 17 | 17 | 1 | Friday | 21 | 12.404 | 2.345 | 33.7856 | 69.495 | 55.4564 | 18.935 | 0 | 0.697 | 25.2 | 0 | 187.1701 | 0 | 0 | 0 | 30.7872 | 0
407 | 17 | 17 | 1 | Friday | 22 | 19.642 | 0.102 | 33.8284 | 49.7368 | 40.0199 | 12.623 | 0 | 0.66 | 16.2 | 0 | 140.5559 | 0 | 0 | 0 | 31.9361 | 0
408 | 17 | 17 | 1 | Friday | 23 | 30.585 | 0 | 34.2025 | 26.9226 | 24.6242 | 12.623 | 0 | 0.6795 | 16.2 | 0 | 102.6288 | 0 | 0 | 0 | 42.9419 | 0
409 | 18 | 18 | 1 | Saturday | 0 | 38.221 | 0 | 34.6749 | 18.3332 | 19.1419 | 6.312 | 0 | 0.6848 | 15.84 | 0 | 88.6749 | 0 | 0 | 0 | 44.413 | 0
410 | 18 | 18 | 1 | Saturday | 1 | 52.237 | 0 | 34.9912 | 17.5283 | 18.3373 | 6.312 | 0 | 0.6974 | 12.6 | 0 | 84.1542 | 0 | 0 | 0 | 58.4545 | 0
411 | 18 | 18 | 1 | Saturday | 2 | 76.851 | 0 | 35.1664 | 11.771 | 14.464 | 6.312 | 0 | 0.7237 | 12.6 | 0 | 74.7251 | 0 | 0 | 0 | 83.0936 | 0
412 | 18 | 18 | 1 | Saturday | 3 | 93.692 | 0 | 34.8643 | 11.771 | 14.464 | 6.312 | 0 | 0.7441 | 12.6 | 0 | 74.4434 | 0 | 0 | 0 | 99.9485 | 0
413 | 18 | 18 | 1 | Saturday | 4 | 99.757 | 0 | 34.8647 | 11.771 | 14.464 | 6.312 | 0 | 0.7494 | 12.6 | 0 | 74.4491 | 0 | 0 | 0 | 106.0225 | 0
414 | 18 | 18 | 1 | Saturday | 5 | 108.298 | 0 | 34.9098 | 13.0152 | 14.464 | 6.312 | 0 | 0.7582 | 12.6 | 0 | 75.7472 | 0 | 0 | 0 | 114.5731 | 0
415 | 18 | 18 | 1 | Saturday | 6 | 101.347 | 0 | 34.6196 | 30.2702 | 24.9086 | 31.558 | 0 | 0.7587 | 14.4 | 0 | 104.9571 | 0 | 0 | 0 | 132.8528 | 0
416 | 18 | 18 | 1 | Saturday | 7 | 100.198 | 0 | 34.5675 | 33.0666 | 26.405 | 44.181 | 0 | 0.7656 | 11.52 | 0 | 106.3246 | 0 | 0 | 0 | 144.6085 | 0
417 | 18 | 18 | 1 | Saturday | 8 | 95.467 | 0 | 34.4471 | 46.154 | 37.4339 | 50.492 | 0 | 0.7645 | 16.2 | 0.1747 | 134.9995 | 0 | 0 | 0 | 146.6046 | 0
418 | 18 | 18 | 1 | Saturday | 9 | 85.668 | 0 | 34.4391 | 45.491 | 37.9057 | 31.558 | 0 | 0.7436 | 16.2 | 3.4868 | 134.7794 | 0 | 0 | 0 | 117.7802 | 0
419 | 18 | 18 | 1 | Saturday | 10 | 74.084 | 0 | 34.4655 | 37.978 | 37.2508 | 12.623 | 0 | 0.7753 | 15.12 | 11.3953 | 125.5896 | 0 | 0 | 0 | 86.5672 | 0
420 | 18 | 18 | 1 | Saturday | 11 | 65.63 | 0 | 34.4901 | 31.3909 | 35.3135 | 12.623 | 0 | 0.8023 | 21.6 | 17.1856 | 123.5968 | 0 | 0 | 0 | 76.9994 | 0
421 | 18 | 18 | 1 | Saturday | 12 | 58.134 | 0.408 | 34.5159 | 27.8814 | 34.2247 | 18.935 | 0 | 0.8182 | 23.4 | 18.9312 | 121.2818 | 0 | 0 | 0 | 73.2646 | 0
422 | 18 | 18 | 1 | Saturday | 13 | 50.7 | 0.982 | 34.4614 | 29.8185 | 33.0722 | 18.935 | 0 | 0.8366 | 23.4 | 18.7333 | 122.6511 | 0 | 0 | 0 | 64.075 | 0
423 | 18 | 18 | 1 | Saturday | 14 | 47.877 | 2.294 | 34.4105 | 30.9531 | 33.0722 | 6.312 | 0 | 0.8738 | 23.4 | 15.2287 | 125.191 | 0 | 0 | 0 | 51.8332 | 0
424 | 18 | 18 | 1 | Saturday | 15 | 49.862 | 2.007 | 34.3896 | 33.7328 | 33.0722 | 6.312 | 0 | 0.8136 | 23.4 | 6.9804 | 127.5783 | 0 | 0 | 0 | 53.642 | 0
425 | 18 | 18 | 1 | Saturday | 16 | 54.046 | 1.948 | 34.3553 | 37.5602 | 33.0722 | 25.246 | 0 | 0.8162 | 23.4 | 0.9194 | 131.3104 | 0 | 0 | 0 | 69.5567 | 0
426 | 18 | 18 | 1 | Saturday | 17 | 57.411 | 1.564 | 34.2971 | 35.4248 | 32.9581 | 31.558 | 0 | 0.8017 | 27 | 0 | 132.1732 | 0 | 0 | 0 | 77.6136 | 0
427 | 18 | 18 | 1 | Saturday | 18 | 46.229 | 0.22 | 34.1102 | 55.5841 | 46.5147 | 44.181 | 0 | 0.7261 | 28.8 | 0 | 165.9727 | 0 | 0 | 0 | 75.8975 | 0
428 | 18 | 18 | 1 | Saturday | 19 | 39.92 | 0.059 | 33.8709 | 61.3403 | 50.3878 | 44.181 | 0 | 0.7097 | 28.8 | 0 | 175.1723 | 0 | 0 | 0 | 71.0756 | 0
429 | 18 | 18 | 1 | Saturday | 20 | 38.535 | 0.044 | 33.8095 | 61.3343 | 50.3878 | 31.558 | 0 | 0.6991 | 27 | 0 | 173.2782 | 0 | 0 | 0 | 61.6121 | 0
430 | 18 | 18 | 1 | Saturday | 21 | 36.872 | 0.002 | 33.7858 | 61.3343 | 50.3878 | 18.935 | 0 | 0.6898 | 27 | 0 | 173.2 | 0 | 0 | 0 | 51.0107 | 0
431 | 18 | 18 | 1 | Saturday | 22 | 43.232 | 0 | 33.8001 | 49.2003 | 40.077 | 12.623 | 0 | 0.6946 | 19.8 | 0 | 143.572 | 0 | 0 | 0 | 52.789 | 0
432 | 18 | 18 | 1 | Saturday | 23 | 63.127 | 0 | 34.1191 | 28.1779 | 24.6242 | 12.623 | 0 | 0.7162 | 19.8 | 0 | 107.4374 | 0 | 0 | 0 | 72.8124 | 0
433 | 19 | 19 | 1 | Sunday | 0 | 78.76 | 0 | 34.211 | 24.1043 | 23.0149 | 6.312 | 0 | 0.7301 | 19.8 | 0 | 101.8603 | 0 | 0 | 0 | 83.6444 | 0
434 | 19 | 19 | 1 | Sunday | 1 | 88.496 | 0 | 34.4442 | 23.3102 | 22.2101 | 6.312 | 0 | 0.7389 | 19.8 | 0 | 100.5035 | 0 | 0 | 0 | 93.4081 | 0
435 | 19 | 19 | 1 | Sunday | 2 | 103.916 | 0 | 34.6926 | 17.5379 | 18.3373 | 6.312 | 0 | 0.7557 | 15.48 | 0 | 86.8035 | 0 | 0 | 0 | 108.8564 | 0
436 | 19 | 19 | 1 | Sunday | 3 | 107.716 | 0 | 34.7259 | 17.5379 | 18.3373 | 6.312 | 0 | 0.7606 | 15.48 | 0 | 86.8416 | 0 | 0 | 0 | 112.6814 | 0
437 | 19 | 19 | 1 | Sunday | 4 | 111.013 | 0 | 34.6846 | 17.5379 | 18.3373 | 6.312 | 0 | 0.7649 | 15.48 | 0 | 86.8047 | 0 | 0 | 0 | 116.0024 | 0
438 | 19 | 19 | 1 | Sunday | 5 | 117.505 | 0 | 34.6198 | 18.7817 | 18.3373 | 6.312 | 0 | 0.7724 | 15.48 | 0 | 87.9912 | 0 | 0 | 0 | 122.5195 | 0
439 | 19 | 19 | 1 | Sunday | 6 | 115.501 | 0 | 34.4803 | 26.931 | 24.6242 | 31.558 | 0 | 0.7769 | 18.72 | 0 | 105.5324 | 0 | 0 | 0 | 140.9249 | 0
440 | 19 | 19 | 1 | Sunday | 7 | 108.789 | 0 | 34.3698 | 34.2491 | 29.9942 | 44.181 | 0 | 0.7764 | 18.72 | 0 | 118.1095 | 0 | 0 | 0 | 145.2732 | 0
441 | 19 | 19 | 1 | Sunday | 8 | 104.179 | 0 | 34.2196 | 37.4379 | 33.2132 | 50.492 | 0 | 0.7772 | 23.4 | 0.1741 | 129.0479 | 0 | 0 | 0 | 147.045 | 0
442 | 19 | 19 | 1 | Sunday | 9 | 101.652 | 0 | 34.2109 | 29.6763 | 29.3396 | 31.558 | 0 | 0.7618 | 23.4 | 3.5836 | 117.3885 | 0 | 0 | 0 | 129.0137 | 0
443 | 19 | 19 | 1 | Sunday | 10 | 90.546 | 0 | 34.1926 | 27.2701 | 32.5586 | 12.623 | 0 | 0.7899 | 19.08 | 12.3911 | 113.8912 | 0 | 0 | 0 | 101.318 | 0
444 | 19 | 19 | 1 | Sunday | 11 | 77.759 | 0 | 34.1748 | 25.8662 | 32.5586 | 12.623 | 0 | 0.8337 | 21.6 | 20.2951 | 115.0333 | 0 | 0 | 0 | 87.3739 | 0
445 | 19 | 19 | 1 | Sunday | 12 | 69.91 | 0 | 34.1512 | 26.2318 | 33.0367 | 18.935 | 0 | 0.8377 | 19.08 | 23.5505 | 113.3375 | 0 | 0 | 0 | 81.9005 | 0
446 | 19 | 19 | 1 | Sunday | 13 | 76.942 | 0 | 34.1094 | 21.3456 | 29.1634 | 18.935 | 0 | 0.818 | 18.36 | 21.3623 | 103.7964 | 0 | 0 | 0 | 86.947 | 0
447 | 19 | 19 | 1 | Sunday | 14 | 73.925 | 0 | 34.0465 | 22.5924 | 29.1634 | 6.312 | 0 | 0.7756 | 18 | 16.3563 | 104.578 | 0 | 0 | 0 | 76.8522 | 0
448 | 19 | 19 | 1 | Sunday | 15 | 72.906 | 0 | 34.0299 | 25.3738 | 29.1634 | 6.312 | 0 | 0.7387 | 15.84 | 7.9643 | 105.1458 | 0 | 0 | 0 | 75.7194 | 0
449 | 19 | 19 | 1 | Sunday | 16 | 76.298 | 0 | 34.0316 | 27.6072 | 27.5539 | 25.246 | 0 | 0.7431 | 23.04 | 0.9023 | 112.9757 | 0 | 0 | 0 | 88.0392 | 0
450 | 19 | 19 | 1 | Sunday | 17 | 84.147 | 0 | 34.0285 | 26.7113 | 26.399 | 31.558 | 0 | 0.7521 | 22.32 | 0 | 110.2109 | 0 | 0 | 0 | 99.8868 | 0
451 | 19 | 19 | 1 | Sunday | 18 | 79.864 | 0 | 33.9643 | 43.9889 | 38.0184 | 44.181 | 0 | 0.75 | 23.4 | 0 | 140.1216 | 0 | 0 | 0 | 103.7381 | 0
452 | 19 | 19 | 1 | Sunday | 19 | 67.093 | 0 | 33.8171 | 55.5005 | 45.7644 | 44.181 | 0 | 0.7326 | 22.68 | 0 | 158.4947 | 0 | 0 | 0 | 92.9332 | 0
453 | 19 | 19 | 1 | Sunday | 20 | 58.203 | 0 | 33.7787 | 60.0165 | 49.6381 | 31.558 | 0 | 0.7135 | 22.68 | 0 | 166.8269 | 0 | 0 | 0 | 77.7625 | 0
454 | 19 | 19 | 1 | Sunday | 21 | 68.966 | 0 | 33.7856 | 48.5011 | 41.8913 | 18.935 | 0 | 0.7191 | 22.68 | 0 | 147.5771 | 0 | 0 | 0 | 81.1285 | 0
455 | 19 | 19 | 1 | Sunday | 22 | 78.548 | 0 | 33.812 | 40.3665 | 35.5897 | 12.623 | 0 | 0.729 | 14.4 | 0 | 124.8972 | 0 | 0 | 0 | 86.8308 | 0
456 | 19 | 19 | 1 | Sunday | 23 | 91.9 | 0 | 33.948 | 25.6748 | 24.6242 | 12.623 | 0 | 0.7453 | 14.4 | 0 | 99.3924 | 0 | 0 | 0 | 100.3222 | 0
457 | 20 | 20 | 1 | Monday | 0 | 105.883 | 0 | 34.3312 | 17.5343 | 18.3373 | 6.312 | 0 | 0.7598 | 14.4 | 0 | 85.3625 | 0 | 0 | 0 | 110.1454 | 0
458 | 20 | 20 | 1 | Monday | 1 | 116.659 | 0 | 34.3677 | 14.6472 | 16.4006 | 6.312 | 0 | 0.7727 | 11.88 | 0 | 78.0682 | 0 | 0 | 0 | 120.9555 | 0
459 | 20 | 20 | 1 | Monday | 2 | 125.401 | 0 | 34.4078 | 11.7686 | 14.464 | 6.312 | 0 | 0.7832 | 11.88 | 0 | 73.3036 | 0 | 0 | 0 | 129.7314 | 0
460 | 20 | 20 | 1 | Monday | 3 | 127.885 | 0 | 34.435 | 11.7686 | 14.464 | 6.312 | 0 | 0.7865 | 11.88 | 0 | 73.3342 | 0 | 0 | 0 | 132.2473 | 0
461 | 20 | 20 | 1 | Monday | 4 | 132.207 | 0 | 34.458 | 13.0128 | 14.464 | 6.312 | 0 | 0.7915 | 11.88 | 0 | 74.6062 | 0 | 0 | 0 | 136.6013 | 0
462 | 20 | 20 | 1 | Monday | 5 | 129.939 | 0 | 34.4149 | 22.6634 | 20.5805 | 6.312 | 0 | 0.7874 | 11.88 | 0 | 90.3263 | 0 | 0 | 0 | 134.364 | 0
463 | 20 | 20 | 1 | Monday | 6 | 113.233 | 0 | 34.2632 | 44.2813 | 35.484 | 31.558 | 0 | 0.7748 | 15.12 | 0 | 129.9232 | 0 | 0 | 0 | 135.8041 | 0
464 | 20 | 20 | 1 | Monday | 7 | 102.645 | 0 | 34.0972 | 61.1578 | 46.6998 | 44.181 | 0 | 0.7716 | 15.12 | 0 | 157.8464 | 0 | 0 | 0 | 135.4105 | 0
465 | 20 | 20 | 1 | Monday | 8 | 99.027 | 0 | 34.0254 | 69.4526 | 52.1343 | 50.492 | 0 | 0.7735 | 18.72 | 0.1741 | 175.1059 | 0 | 0 | 0 | 138.0122 | 0
466 | 20 | 20 | 1 | Monday | 9 | 96.64 | 0 | 34.0119 | 68.6474 | 52.8606 | 31.558 | 0 | 0.7574 | 18.72 | 3.9473 | 174.9973 | 0 | 0 | 0 | 121.763 | 0
467 | 20 | 20 | 1 | Monday | 10 | 97.471 | 0 | 34.0509 | 59.3579 | 51.878 | 12.623 | 0 | 0.7913 | 14.4 | 13.0301 | 160.4781 | 0 | 0 | 0 | 107.447 | 0
468 | 20 | 20 | 1 | Monday | 11 | 84.26 | 0 | 34.0224 | 56.5702 | 51.878 | 12.623 | 0 | 0.8254 | 18.36 | 20.2577 | 161.656 | 0 | 0 | 0 | 93.293 | 0
469 | 20 | 20 | 1 | Monday | 12 | 69.782 | 0 | 34.0627 | 54.5851 | 51.1854 | 18.935 | 0 | 0.835 | 18.36 | 24.1375 | 159.0282 | 0 | 0 | 0 | 81.1945 | 0
470 | 20 | 20 | 1 | Monday | 13 | 64.529 | 0.776 | 34.0546 | 56.087 | 51.878 | 18.935 | 0 | 0.8575 | 18.36 | 23.5192 | 162.0758 | 0 | 0 | 0 | 73.8235 | 0
471 | 20 | 20 | 1 | Monday | 14 | 61.773 | 0.914 | 34.0346 | 57.7945 | 51.878 | 6.312 | 0 | 0.8173 | 18.36 | 18.0955 | 163.8723 | 0 | 0 | 0 | 64.3694 | 0
472 | 20 | 20 | 1 | Monday | 15 | 63.838 | 2.523 | 33.9846 | 61.7539 | 51.878 | 6.312 | 0 | 0.8544 | 18.36 | 9.6327 | 169.5591 | 0 | 0 | 0 | 66.2977 | 0
473 | 20 | 20 | 1 | Monday | 16 | 63.684 | 1.911 | 33.9595 | 67.4447 | 50.7246 | 25.246 | 0 | 0.8226 | 22.68 | 1.8962 | 177.6978 | 0 | 0 | 0 | 74.0528 | 0
474 | 20 | 20 | 1 | Monday | 17 | 72.156 | 1.1 | 33.9749 | 59.7898 | 43.0931 | 31.558 | 0 | 0.7907 | 28.8 | 0.2497 | 167.6381 | 0 | 0 | 0 | 86.2724 | 0
475 | 20 | 20 | 1 | Monday | 18 | 74.782 | 0.934 | 33.8745 | 65.4399 | 51.7393 | 44.181 | 0 | 0.7862 | 30.96 | 0 | 183.8099 | 0 | 0 | 0 | 96.5514 | 0
476 | 20 | 20 | 1 | Monday | 19 | 64.924 | 0.265 | 33.8191 | 70.7204 | 57.1787 | 44.181 | 0 | 0.7383 | 25.2 | 0 | 187.9431 | 0 | 0 | 0 | 88.8339 | 0
477 | 20 | 20 | 1 | Monday | 20 | 57.732 | 0.179 | 33.8049 | 75.2516 | 60.483 | 31.558 | 0 | 0.717 | 25.2 | 0 | 195.6505 | 0 | 0 | 0 | 76.0132 | 0
478 | 20 | 20 | 1 | Monday | 21 | 59.168 | 0.006 | 33.8314 | 69.495 | 55.4564 | 18.935 | 0 | 0.705 | 25.2 | 0 | 184.6943 | 0 | 0 | 0 | 70.591 | 0
479 | 20 | 20 | 1 | Monday | 22 | 70.825 | 0 | 33.8822 | 49.7368 | 40.0199 | 12.623 | 0 | 0.7166 | 16.2 | 0 | 140.5554 | 0 | 0 | 0 | 78.6307 | 0
480 | 20 | 20 | 1 | Monday | 23 | 97.191 | 0 | 33.8856 | 26.9226 | 24.6242 | 12.623 | 0 | 0.7478 | 16.2 | 0 | 102.3801 | 0 | 0 | 0 | 105.1555 | 0
481 | 21 | 21 | 1 | Tuesday | 0 | 114.503 | 0 | 34.2894 | 17.5343 | 18.3373 | 6.312 | 0 | 0.7668 | 14.4 | 0 | 85.3277 | 0 | 0 | 0 | 118.541 | 0
482 | 21 | 21 | 1 | Tuesday | 1 | 123.156 | 0 | 34.4443 | 14.6472 | 16.4006 | 6.312 | 0 | 0.7782 | 11.88 | 0 | 78.1503 | 0 | 0 | 0 | 127.2308 | 0
483 | 21 | 21 | 1 | Tuesday | 2 | 129.646 | 0 | 34.4843 | 11.7686 | 14.464 | 6.312 | 0 | 0.787 | 11.88 | 0 | 73.3839 | 0 | 0 | 0 | 133.7573 | 0
484 | 21 | 21 | 1 | Tuesday | 3 | 132.349 | 0 | 34.4831 | 11.7686 | 14.464 | 6.312 | 0 | 0.7907 | 11.88 | 0 | 73.3864 | 0 | 0 | 0 | 136.4946 | 0
485 | 21 | 21 | 1 | Tuesday | 4 | 133.518 | 0 | 34.4969 | 13.0128 | 14.464 | 6.312 | 0 | 0.7924 | 11.88 | 0 | 74.6461 | 0 | 0 | 0 | 137.6984 | 0
486 | 21 | 21 | 1 | Tuesday | 5 | 127.753 | 0 | 34.4469 | 22.6634 | 20.5805 | 6.312 | 0 | 0.7845 | 11.88 | 0 | 90.3553 | 0 | 0 | 0 | 131.9667 | 0
487 | 21 | 21 | 1 | Tuesday | 6 | 118.254 | 0 | 34.2856 | 44.2813 | 35.484 | 31.558 | 0 | 0.7795 | 15.12 | 0 | 129.9504 | 0 | 0 | 0 | 139.8075 | 0
488 | 21 | 21 | 1 | Tuesday | 7 | 115.025 | 0 | 34.1598 | 61.1578 | 46.6998 | 44.181 | 0 | 0.7838 | 15.12 | 0 | 157.9212 | 0 | 0 | 0 | 146.4723 | 0
489 | 21 | 21 | 1 | Tuesday | 8 | 108.612 | 0 | 34.0901 | 69.4513 | 52.1343 | 50.492 | 0 | 0.7828 | 18.72 | 0.2009 | 175.1785 | 0 | 0 | 0 | 146.2192 | 0
490 | 21 | 21 | 1 | Tuesday | 9 | 103.526 | 0 | 34.0687 | 68.4957 | 52.8606 | 31.558 | 0 | 0.764 | 18.72 | 3.438 | 174.9089 | 0 | 0 | 0 | 127.8546 | 0
491 | 21 | 21 | 1 | Tuesday | 10 | 104.832 | 0 | 34.1113 | 58.8 | 51.878 | 12.623 | 0 | 0.7609 | 14.4 | 9.053 | 159.9501 | 0 | 0 | 0 | 114.7267 | 0
492 | 21 | 21 | 1 | Tuesday | 11 | 94.794 | 0 | 34.0885 | 56.8762 | 51.878 | 12.623 | 0 | 0.7535 | 18.36 | 11.1955 | 161.9562 | 0 | 0 | 0 | 104.7733 | 0
493 | 21 | 21 | 1 | Tuesday | 12 | 82.811 | 0 | 34.1209 | 56.7191 | 51.1854 | 18.935 | 0 | 0.7665 | 18.36 | 14.5256 | 161.1519 | 0 | 0 | 0 | 97.6427 | 0
494 | 21 | 21 | 1 | Tuesday | 13 | 74.084 | 1.005 | 34.0915 | 58.7316 | 51.878 | 18.935 | 0 | 0.8248 | 18.36 | 15.8788 | 164.9722 | 0 | 0 | 0 | 88.2613 | 0
495 | 21 | 21 | 1 | Tuesday | 14 | 70.918 | 0.923 | 34.0751 | 60.913 | 51.878 | 6.312 | 0 | 0.7945 | 18.36 | 12.3409 | 167.019 | 0 | 0 | 0 | 75.4309 | 0
496 | 21 | 21 | 1 | Tuesday | 15 | 70.096 | 2.664 | 34.0179 | 63.6502 | 51.878 | 6.312 | 0 | 0.8634 | 18.36 | 7.2256 | 171.6501 | 0 | 0 | 0 | 74.5699 | 0
497 | 21 | 21 | 1 | Tuesday | 16 | 66.496 | 1.981 | 33.9944 | 67.5327 | 50.7246 | 25.246 | 0 | 0.8281 | 22.68 | 1.7964 | 177.9026 | 0 | 0 | 0 | 84.6966 | 0
498 | 21 | 21 | 1 | Tuesday | 17 | 72.216 | 1.177 | 34.0025 | 59.7898 | 43.0931 | 31.558 | 0 | 0.7945 | 28.8 | 0.2589 | 167.7529 | 0 | 0 | 0 | 95.6046 | 0
499 | 21 | 21 | 1 | Tuesday | 18 | 61.132 | 1.039 | 33.8723 | 65.4399 | 51.7393 | 44.181 | 0 | 0.7804 | 30.96 | 0 | 183.9159 | 0 | 0 | 0 | 94.956 | 0
500 | 21 | 21 | 1 | Tuesday | 19 | 40.443 | 0.341 | 33.8019 | 70.7204 | 57.1787 | 44.181 | 0 | 0.7221 | 25.2 | 0 | 187.992 | 0 | 0 | 0 | 75.3826 | 0
501 | 21 | 21 | 1 | Tuesday | 20 | 30.7 | 0.221 | 33.7884 | 75.2516 | 60.483 | 31.558 | 0 | 0.6977 | 25.2 | 0 | 195.66 | 0 | 0 | 0 | 56.2551 | 0
502 | 21 | 21 | 1 | Tuesday | 21 | 38.401 | 0.008 | 33.8161 | 69.495 | 55.4564 | 18.935 | 0 | 0.6883 | 25.2 | 0 | 184.6644 | 0 | 0 | 0 | 53.9732 | 0
503 | 21 | 21 | 1 | Tuesday | 22 | 54.661 | 0 | 33.8715 | 49.7368 | 40.0199 | 12.623 | 0 | 0.702 | 16.2 | 0 | 140.5301 | 0 | 0 | 0 | 65.1601 | 0
504 | 21 | 21 | 1 | Tuesday | 23 | 69.74 | 0 | 33.8605 | 26.9226 | 24.6242 | 12.623 | 0 | 0.7209 | 16.2 | 0 | 102.3282 | 0 | 0 | 0 | 80.3339 | 0
505 | 22 | 22 | 1 | Wednesday | 0 | 76.517 | 0 | 34.553 | 17.5343 | 18.3373 | 6.312 | 0 | 0.7281 | 14.4 | 0 | 85.5527 | 0 | 0 | 0 | 81.8425 | 0
506 | 22 | 22 | 1 | Wednesday | 1 | 83.87 | 0 | 34.8808 | 14.6472 | 16.4006 | 6.312 | 0 | 0.7367 | 11.88 | 0 | 78.5454 | 0 | 0 | 0 | 89.2176 | 0
507 | 22 | 22 | 1 | Wednesday | 2 | 85.362 | 0 | 34.9298 | 11.7686 | 14.464 | 6.312 | 0 | 0.7399 | 11.88 | 0 | 73.7823 | 0 | 0 | 0 | 90.7283 | 0
508 | 22 | 22 | 1 | Wednesday | 3 | 87.989 | 0 | 34.9389 | 11.7686 | 14.464 | 6.312 | 0 | 0.743 | 11.88 | 0 | 73.7945 | 0 | 0 | 0 | 93.3748 | 0
509 | 22 | 22 | 1 | Wednesday | 4 | 89.068 | 0 | 34.9075 | 13.0128 | 14.464 | 6.312 | 0 | 0.7443 | 11.88 | 0 | 75.0086 | 0 | 0 | 0 | 94.4716 | 0
510 | 22 | 22 | 1 | Wednesday | 5 | 80.783 | 0 | 34.8471 | 22.6634 | 20.5805 | 6.312 | 0 | 0.7356 | 11.88 | 0 | 90.7067 | 0 | 0 | 0 | 86.2019 | 0
511 | 22 | 22 | 1 | Wednesday | 6 | 69.615 | 0 | 34.6421 | 44.2813 | 35.484 | 31.558 | 0 | 0.7305 | 15.12 | 0 | 130.2579 | 0 | 0 | 0 | 96.992 | 0
512 | 22 | 22 | 1 | Wednesday | 7 | 66.25 | 0 | 34.5597 | 61.1578 | 46.6998 | 44.181 | 0 | 0.7344 | 15.12 | 0 | 158.2718 | 0 | 0 | 0 | 105.2838 | 0
513 | 22 | 22 | 1 | Wednesday | 8 | 69.35 | 0 | 34.5205 | 69.4623 | 52.1343 | 50.492 | 0 | 0.742 | 18.72 | 0.2488 | 175.5792 | 0 | 0 | 0 | 114.8882 | 0
514 | 22 | 22 | 1 | Wednesday | 9 | 71.916 | 0 | 34.5386 | 69.4378 | 52.8606 | 31.558 | 0 | 0.7307 | 18.72 | 2.5993 | 176.2876 | 0 | 0 | 0 | 100.8128 | 0
515 | 22 | 22 | 1 | Wednesday | 10 | 71.796 | 0 | 34.5494 | 59.5406 | 51.878 | 12.623 | 0 | 0.7341 | 14.4 | 8.1961 | 161.1021 | 0 | 0 | 0 | 83.4063 | 0
516 | 22 | 22 | 1 | Wednesday | 11 | 68.173 | 0 | 34.4104 | 56.6464 | 51.878 | 12.623 | 0 | 0.7728 | 18.36 | 14.9355 | 162.0676 | 0 | 0 | 0 | 79.3745 | 0
517 | 22 | 22 | 1 | Wednesday | 12 | 62.59 | 0.156 | 34.4068 | 53.9658 | 51.1854 | 18.935 | 0 | 0.7961 | 18.36 | 18.4907 | 158.8825 | 0 | 0 | 0 | 78.0299 | 0
518 | 22 | 22 | 1 | Wednesday | 13 | 57.189 | 1.031 | 34.3688 | 55.3661 | 51.878 | 18.935 | 0 | 0.8154 | 18.36 | 16.8569 | 161.903 | 0 | 0 | 0 | 71.3752 | 0
519 | 22 | 22 | 1 | Wednesday | 14 | 56.915 | 1.494 | 34.3426 | 56.3583 | 51.878 | 6.312 | 0 | 0.8031 | 18.36 | 12.5203 | 163.3579 | 0 | 0 | 0 | 61.4488 | 0
520 | 22 | 22 | 1 | Wednesday | 15 | 55.858 | 2.478 | 34.2801 | 59.7403 | 51.878 | 6.312 | 0 | 0.8385 | 18.36 | 7.3501 | 167.7764 | 0 | 0 | 0 | 60.3877 | 0
521 | 22 | 22 | 1 | Wednesday | 16 | 52.667 | 2.023 | 34.2586 | 66.7426 | 50.7246 | 25.246 | 0 | 0.8161 | 22.68 | 2.365 | 177.4096 | 0 | 0 | 0 | 71.0961 | 0
522 | 22 | 22 | 1 | Wednesday | 17 | 55.281 | 1.236 | 34.2767 | 59.7898 | 43.0931 | 31.558 | 0 | 0.7807 | 28.8 | 0.3609 | 168.0766 | 0 | 0 | 0 | 78.9371 | 0
523 | 22 | 22 | 1 | Wednesday | 18 | 47.324 | 1.102 | 34.144 | 65.4399 | 51.7393 | 44.181 | 0 | 0.7708 | 30.96 | 0 | 184.2456 | 0 | 0 | 0 | 81.5021 | 0
524 | 22 | 22 | 1 | Wednesday | 19 | 38.988 | 0.383 | 33.8124 | 70.7204 | 57.1787 | 44.181 | 0 | 0.7223 | 25.2 | 0 | 188.0483 | 0 | 0 | 0 | 74.2799 | 0
525 | 22 | 22 | 1 | Wednesday | 20 | 39.23 | 0.238 | 33.794 | 75.2516 | 60.483 | 31.558 | 0 | 0.7043 | 25.2 | 0 | 195.6902 | 0 | 0 | 0 | 65.055 | 0
526 | 22 | 22 | 1 | Wednesday | 21 | 44.285 | 0.008 | 33.819 | 69.495 | 55.4564 | 18.935 | 0 | 0.6924 | 25.2 | 0 | 184.6718 | 0 | 0 | 0 | 60.0097 | 0
527 | 22 | 22 | 1 | Wednesday | 22 | 58.138 | 0 | 33.8684 | 49.7368 | 40.0199 | 12.623 | 0 | 0.7049 | 16.2 | 0 | 140.5299 | 0 | 0 | 0 | 68.7289 | 0
528 | 22 | 22 | 1 | Wednesday | 23 | 82.023 | 0 | 34.0088 | 26.9226 | 24.6242 | 12.623 | 0 | 0.7322 | 16.2 | 0 | 102.4878 | 0 | 0 | 0 | 92.712 | 0
529 | 23 | 23 | 1 | Thursday | 0 | 93.708 | 0 | 34.4533 | 17.5343 | 18.3373 | 6.312 | 0 | 0.7444 | 14.4 | 0 | 85.4692 | 0 | 0 | 0 | 99.0817 | 0
530 | 23 | 23 | 1 | Thursday | 1 | 105.723 | 0 | 34.6791 | 14.6472 | 16.4006 | 6.312 | 0 | 0.7582 | 11.88 | 0 | 78.3652 | 0 | 0 | 0 | 111.1187 | 0
531 | 23 | 23 | 1 | Thursday | 2 | 114.677 | 0 | 34.7438 | 11.7686 | 14.464 | 6.312 | 0 | 0.7685 | 11.88 | 0 | 73.6249 | 0 | 0 | 0 | 120.093 | 0
532 | 23 | 23 | 1 | Thursday | 3 | 122.223 | 0 | 34.6543 | 11.7686 | 14.464 | 6.312 | 0 | 0.7787 | 11.88 | 0 | 73.5457 | 0 | 0 | 0 | 127.6578 | 0
533 | 23 | 23 | 1 | Thursday | 4 | 125.067 | 0 | 34.5408 | 13.0128 | 14.464 | 6.312 | 0 | 0.7828 | 11.88 | 0 | 74.6804 | 0 | 0 | 0 | 130.52 | 0
534 | 23 | 23 | 1 | Thursday | 5 | 122.355 | 0 | 34.4587 | 22.6634 | 20.5805 | 6.312 | 0 | 0.7782 | 11.88 | 0 | 90.3609 | 0 | 0 | 0 | 127.8248 | 0
535 | 23 | 23 | 1 | Thursday | 6 | 112.832 | 0 | 34.2624 | 44.2813 | 35.484 | 31.558 | 0 | 0.7733 | 15.12 | 0 | 129.921 | 0 | 0 | 0 | 140.4467 | 0
536 | 23 | 23 | 1 | Thursday | 7 | 106.059 | 0 | 34.165 | 61.1578 | 46.6998 | 44.181 | 0 | 0.7739 | 15.12 | 0 | 157.9165 | 0 | 0 | 0 | 145.3952 | 0
537 | 23 | 23 | 1 | Thursday | 8 | 106.493 | 0 | 34.1186 | 69.4575 | 52.1343 | 50.492 | 0 | 0.78 | 18.72 | 0.3765 | 175.2105 | 0 | 0 | 0 | 152.3404 | 0
538 | 23 | 23 | 1 | Thursday | 9 | 105.628 | 0 | 34.1104 | 69.3101 | 52.8606 | 31.558 | 0 | 0.7672 | 18.72 | 4.7416 | 175.7683 | 0 | 0 | 0 | 134.7087 | 0
539 | 23 | 23 | 1 | Thursday | 10 | 105.57 | 0 | 34.1163 | 61.4444 | 51.878 | 12.623 | 0 | 0.8061 | 14.4 | 13.3816 | 162.6448 | 0 | 0 | 0 | 116.9515 | 0
540 | 23 | 23 | 1 | Thursday | 11 | 101.852 | 0 | 34.0823 | 59.6533 | 51.878 | 12.623 | 0 | 0.8229 | 18.36 | 18.7706 | 164.7965 | 0 | 0 | 0 | 112.3171 | 0
541 | 23 | 23 | 1 | Thursday | 12 | 95.267 | 0.123 | 34.1396 | 56.283 | 51.1854 | 18.935 | 0 | 0.8225 | 18.36 | 20.4024 | 160.9233 | 0 | 0 | 0 | 109.5033 | 0
542 | 23 | 23 | 1 | Thursday | 13 | 90.175 | 1.01 | 34.1197 | 57.9725 | 51.878 | 18.935 | 0 | 0.8586 | 18.36 | 20.371 | 164.2815 | 0 | 0 | 0 | 103.0889 | 0
543 | 23 | 23 | 1 | Thursday | 14 | 91.392 | 0.928 | 34.098 | 58.1062 | 51.878 | 6.312 | 0 | 0.8269 | 18.36 | 16.6505 | 164.2731 | 0 | 0 | 0 | 95.3498 | 0
544 | 23 | 23 | 1 | Thursday | 15 | 91.845 | 2.666 | 34.0423 | 60.2003 | 51.878 | 6.312 | 0 | 0.8829 | 18.36 | 9.4916 | 168.2464 | 0 | 0 | 0 | 95.712 | 0
545 | 23 | 23 | 1 | Thursday | 16 | 87.504 | 1.975 | 34.0155 | 66.8911 | 50.7246 | 25.246 | 0 | 0.8453 | 22.68 | 2.4076 | 177.2922 | 0 | 0 | 0 | 103.3365 | 0
546 | 23 | 23 | 1 | Thursday | 17 | 93.39 | 1.165 | 34.0278 | 59.7898 | 43.0931 | 31.558 | 0 | 0.8121 | 28.8 | 0.3485 | 167.7826 | 0 | 0 | 0 | 113.9705 | 0
547 | 23 | 23 | 1 | Thursday | 18 | 85.553 | 1.017 | 33.9164 | 65.4399 | 51.7393 | 44.181 | 0 | 0.8001 | 30.96 | 0 | 183.956 | 0 | 0 | 0 | 115.7276 | 0
548 | 23 | 23 | 1 | Thursday | 19 | 75.049 | 0.312 | 33.823 | 70.7204 | 57.1787 | 44.181 | 0 | 0.7498 | 25.2 | 0 | 188.0098 | 0 | 0 | 0 | 106.682 | 0
549 | 23 | 23 | 1 | Thursday | 20 | 74.276 | 0.212 | 33.8332 | 75.2516 | 60.483 | 31.558 | 0 | 0.7337 | 25.2 | 0 | 195.7312 | 0 | 0 | 0 | 97.6948 | 0
550 | 23 | 23 | 1 | Thursday | 21 | 79.808 | 0.008 | 33.8429 | 69.495 | 55.4564 | 18.935 | 0 | 0.7244 | 25.2 | 0 | 184.7269 | 0 | 0 | 0 | 94.1694 | 0
551 | 23 | 23 | 1 | Thursday | 22 | 92.437 | 0 | 33.9125 | 49.7368 | 40.0199 | 12.623 | 0 | 0.7377 | 16.2 | 0 | 140.6069 | 0 | 0 | 0 | 102.1417 | 0
552 | 23 | 23 | 1 | Thursday | 23 | 113.103 | 0 | 33.9514 | 26.9226 | 24.6242 | 12.623 | 0 | 0.7645 | 16.2 | 0 | 102.4626 | 0 | 0 | 0 | 122.9142 | 0
553 | 24 | 24 | 1 | Friday | 0 | 123.713 | 0 | 34.3392 | 17.5343 | 18.3373 | 6.312 | 0 | 0.7773 | 14.4 | 0 | 85.3881 | 0 | 0 | 0 | 128.6558 | 0
554 | 24 | 24 | 1 | Friday | 1 | 132.012 | 0 | 34.4678 | 14.6472 | 16.4006 | 6.312 | 0 | 0.7885 | 11.88 | 0 | 78.1842 | 0 | 0 | 0 | 136.9797 | 0
555 | 24 | 24 | 1 | Friday | 2 | 138.245 | 0 | 34.5212 | 11.7686 | 14.464 | 6.312 | 0 | 0.7972 | 11.88 | 0 | 73.431 | 0 | 0 | 0 | 143.2375 | 0
556 | 24 | 24 | 1 | Friday | 3 | 141.426 | 0 | 34.5088 | 11.7686 | 14.464 | 6.312 | 0 | 0.8018 | 11.88 | 0 | 73.4233 | 0 | 0 | 0 | 146.4413 | 0
557 | 24 | 24 | 1 | Friday | 4 | 143.135 | 0 | 34.5006 | 13.0128 | 14.464 | 6.312 | 0 | 0.8043 | 11.88 | 0 | 74.6617 | 0 | 0 | 0 | 148.1745 | 0
558 | 24 | 24 | 1 | Friday | 5 | 137.109 | 0 | 34.4436 | 22.6634 | 20.5805 | 6.312 | 0 | 0.7958 | 11.88 | 0 | 90.3633 | 0 | 0 | 0 | 142.17 | 0
559 | 24 | 24 | 1 | Friday | 6 | 123.671 | 0 | 34.2569 | 44.2813 | 35.484 | 31.558 | 0 | 0.7859 | 15.12 | 0 | 129.9282 | 0 | 0 | 0 | 149.3096 | 0
560 | 24 | 24 | 1 | Friday | 7 | 112.325 | 0 | 34.1134 | 61.1578 | 46.6998 | 44.181 | 0 | 0.7812 | 15.12 | 0 | 157.8722 | 0 | 0 | 0 | 149.0843 | 0
561 | 24 | 24 | 1 | Friday | 8 | 105.816 | 0 | 34.0448 | 69.4626 | 52.1343 | 50.492 | 0 | 0.7802 | 18.72 | 0.1876 | 175.1421 | 0 | 0 | 0 | 148.9672 | 0
562 | 24 | 24 | 1 | Friday | 9 | 101.845 | 0 | 34.0291 | 71.4098 | 52.8606 | 31.558 | 0 | 0.763 | 18.72 | 1.6895 | 177.7825 | 0 | 0 | 0 | 129.3718 | 0
563 | 24 | 24 | 1 | Friday | 10 | 99.997 | 0 | 34.0543 | 64.1075 | 51.878 | 12.623 | 0 | 0.756 | 14.4 | 4.4386 | 165.1958 | 0 | 0 | 0 | 111.1137 | 0
564 | 24 | 24 | 1 | Friday | 11 | 97.271 | 0 | 34.0571 | 59.8799 | 51.878 | 12.623 | 0 | 0.7533 | 18.36 | 7.2686 | 164.9282 | 0 | 0 | 0 | 108.4506 | 0
565 | 24 | 24 | 1 | Friday | 12 | 93.954 | 0.123 | 34.1182 | 56.5628 | 51.1854 | 18.935 | 0 | 0.7576 | 18.36 | 9.0728 | 161.1171 | 0 | 0 | 0 | 110.8411 | 0
566 | 24 | 24 | 1 | Friday | 13 | 92.467 | 1.013 | 34.1119 | 58.3888 | 51.878 | 18.935 | 0 | 0.801 | 18.36 | 8.7691 | 164.6349 | 0 | 0 | 0 | 109.4869 | 0
567 | 24 | 24 | 1 | Friday | 14 | 89.405 | 0.928 | 34.0848 | 60.6697 | 51.878 | 6.312 | 0 | 0.7909 | 18.36 | 7.2497 | 166.7872 | 0 | 0 | 0 | 95.1025 | 0
568 | 24 | 24 | 1 | Friday | 15 | 84.682 | 2.626 | 34.0184 | 64.1872 | 51.878 | 6.312 | 0 | 0.8728 | 18.36 | 4.867 | 172.1559 | 0 | 0 | 0 | 90.3912 | 0
569 | 24 | 24 | 1 | Friday | 16 | 81.26 | 1.988 | 33.9965 | 67.5387 | 50.7246 | 25.246 | 0 | 0.8408 | 22.68 | 1.9154 | 177.9302 | 0 | 0 | 0 | 104.2573 | 0
570 | 24 | 24 | 1 | Friday | 17 | 84.502 | 1.184 | 34.0027 | 59.7898 | 43.0931 | 31.558 | 0 | 0.8055 | 28.8 | 0.2951 | 167.772 | 0 | 0 | 0 | 113.5624 | 0
571 | 24 | 24 | 1 | Friday | 18 | 72.484 | 1.046 | 33.8815 | 65.4399 | 51.7393 | 44.181 | 0 | 0.7904 | 30.96 | 0 | 183.9425 | 0 | 0 | 0 | 113.696 | 0
572 | 24 | 24 | 1 | Friday | 19 | 58.386 | 0.334 | 33.8242 | 70.7204 | 57.1787 | 44.181 | 0 | 0.7364 | 25.2 | 0 | 188.0207 | 0 | 0 | 0 | 100.1412 | 0
573 | 24 | 24 | 1 | Friday | 20 | 51.463 | 0.22 | 33.8221 | 75.2516 | 60.483 | 31.558 | 0 | 0.7142 | 25.2 | 0 | 195.7092 | 0 | 0 | 0 | 81.5723 | 0
574 | 24 | 24 | 1 | Friday | 21 | 52.854 | 0.008 | 33.8312 | 69.495 | 55.4564 | 18.935 | 0 | 0.7001 | 25.2 | 0 | 184.6916 | 0 | 0 | 0 | 71.0197 | 0
575 | 24 | 24 | 1 | Friday | 22 | 64.186 | 0 | 33.8894 | 49.7368 | 40.0199 | 12.623 | 0 | 0.7111 | 16.2 | 0 | 140.5571 | 0 | 0 | 0 | 76.3497 | 0
576 | 24 | 24 | 1 | Friday | 23 | 85.845 | 0 | 33.8762 | 26.9226 | 24.6242 | 12.623 | 0 | 0.7372 | 16.2 | 0 | 102.3602 | 0 | 0 | 0 | 98.065 | 0
577 | 25 | 25 | 1 | Saturday | 0 | 99.829 | 0 | 34.2091 | 18.3332 | 19.1419 | 6.312 | 0 | 0.7513 | 15.84 | 0 | 88.2756 | 0 | 0 | 0 | 105.9547 | 0
578 | 25 | 25 | 1 | Saturday | 1 | 108.458 | 0 | 34.5416 | 17.5283 | 18.3373 | 6.312 | 0 | 0.7607 | 12.6 | 0 | 83.768 | 0 | 0 | 0 | 114.5945 | 0
579 | 25 | 25 | 1 | Saturday | 2 | 118.508 | 0 | 34.6278 | 11.771 | 14.464 | 6.312 | 0 | 0.7739 | 12.6 | 0 | 74.2368 | 0 | 0 | 0 | 124.6555 | 0
580 | 25 | 25 | 1 | Saturday | 3 | 122.423 | 0 | 34.6228 | 11.771 | 14.464 | 6.312 | 0 | 0.7791 | 12.6 | 0 | 74.237 | 0 | 0 | 0 | 128.579 | 0
581 | 25 | 25 | 1 | Saturday | 4 | 123.374 | 0 | 34.6135 | 11.771 | 14.464 | 6.312 | 0 | 0.7803 | 12.6 | 0 | 74.2288 | 0 | 0 | 0 | 129.5392 | 0
582 | 25 | 25 | 1 | Saturday | 5 | 124.225 | 0 | 34.6153 | 13.0152 | 14.464 | 6.312 | 0 | 0.7815 | 12.6 | 0 | 75.476 | 0 | 0 | 0 | 130.3984 | 0
583 | 25 | 25 | 1 | Saturday | 6 | 116.256 | 0 | 34.5217 | 30.2702 | 24.9086 | 31.558 | 0 | 0.779 | 14.4 | 0 | 104.8796 | 0 | 0 | 0 | 147.2657 | 0
584 | 25 | 25 | 1 | Saturday | 7 | 116.147 | 0 | 34.4941 | 33.0666 | 26.405 | 44.181 | 0 | 0.7871 | 11.52 | 0 | 106.2727 | 0 | 0 | 0 | 159.9105 | 0
585 | 25 | 25 | 1 | Saturday | 8 | 106.077 | 0 | 34.2286 | 46.1551 | 37.4339 | 50.492 | 0 | 0.7798 | 16.2 | 0.2562 | 134.7975 | 0 | 0 | 0 | 156.5349 | 0
586 | 25 | 25 | 1 | Saturday | 9 | 100.945 | 0 | 34.1804 | 46.2202 | 37.9057 | 31.558 | 0 | 0.7611 | 16.2 | 2.6464 | 135.2673 | 0 | 0 | 0 | 132.6849 | 0
587 | 25 | 25 | 1 | Saturday | 10 | 97.461 | 0 | 34.1844 | 39.5643 | 37.2508 | 12.623 | 0 | 0.757 | 15.12 | 7.3427 | 126.8764 | 0 | 0 | 0 | 110.1723 | 0
588 | 25 | 25 | 1 | Saturday | 11 | 98.474 | 0 | 34.1518 | 33.9821 | 35.3135 | 12.623 | 0 | 0.7807 | 21.6 | 11.687 | 125.8281 | 0 | 0 | 0 | 110.9361 | 0
589 | 25 | 25 | 1 | Saturday | 12 | 98.401 | 0 | 34.1724 | 29.8444 | 34.2247 | 18.935 | 0 | 0.7762 | 23.4 | 12.1811 | 122.4178 | 0 | 0 | 0 | 116.5161 | 0
590 | 25 | 25 | 1 | Saturday | 13 | 98.696 | 0.677 | 34.1552 | 29.5643 | 33.0722 | 18.935 | 0 | 0.7914 | 23.4 | 9.5884 | 121.7154 | 0 | 0 | 0 | 116.673 | 0
591 | 25 | 25 | 1 | Saturday | 14 | 100.981 | 0.882 | 34.1163 | 30.3112 | 33.0722 | 6.312 | 0 | 0.8004 | 23.4 | 7.2246 | 122.6542 | 0 | 0 | 0 | 106.9902 | 0
592 | 25 | 25 | 1 | Saturday | 15 | 102.393 | 0.851 | 34.1086 | 33.9755 | 33.0722 | 6.312 | 0 | 0.8005 | 23.4 | 4.7165 | 126.277 | 0 | 0 | 0 | 108.4131 | 0
593 | 25 | 25 | 1 | Saturday | 16 | 104.666 | 0.851 | 34.0907 | 37.2336 | 33.0722 | 25.246 | 0 | 0.8089 | 23.4 | 2.1235 | 129.5261 | 0 | 0 | 0 | 128.8697 | 0
594 | 25 | 25 | 1 | Saturday | 17 | 103.294 | 0.715 | 34.0773 | 35.4248 | 32.9581 | 31.558 | 0 | 0.8028 | 27 | 0.3558 | 131.0361 | 0 | 0 | 0 | 133.7744 | 0
595 | 25 | 25 | 1 | Saturday | 18 | 83.699 | 0.154 | 33.9252 | 55.5841 | 46.5147 | 44.181 | 0 | 0.7579 | 28.8 | 0 | 165.7482 | 0 | 0 | 0 | 126.7513 | 0
596 | 25 | 25 | 1 | Saturday | 19 | 73.455 | 0.017 | 33.8241 | 61.3403 | 50.3878 | 44.181 | 0 | 0.7385 | 28.8 | 0 | 175.1095 | 0 | 0 | 0 | 116.914 | 0
597 | 25 | 25 | 1 | Saturday | 20 | 71.283 | 0.004 | 33.8199 | 61.3343 | 50.3878 | 31.558 | 0 | 0.7272 | 27 | 0 | 173.2735 | 0 | 0 | 0 | 102.5421 | 0
598 | 25 | 25 | 1 | Saturday | 21 | 68.58 | 0 | 33.8194 | 61.3343 | 50.3878 | 18.935 | 0 | 0.7187 | 27 | 0 | 173.2602 | 0 | 0 | 0 | 87.4053 | 0
599 | 25 | 25 | 1 | Saturday | 22 | 75.44 | 0 | 33.8645 | 49.2003 | 40.077 | 12.623 | 0 | 0.7248 | 19.8 | 0 | 143.6667 | 0 | 0 | 0 | 88.0242 | 0
600 | 25 | 25 | 1 | Saturday | 23 | 93.858 | 0 | 33.9821 | 28.1779 | 24.6242 | 12.623 | 0 | 0.7485 | 19.8 | 0 | 107.3327 | 0 | 0 | 0 | 106.4822 | 0
601 | 26 | 26 | 1 | Sunday | 0 | 97.877 | 0 | 34.1117 | 24.1043 | 23.0149 | 6.312 | 0 | 0.7526 | 19.8 | 0 | 101.7835 | 0 | 0 | 0 | 104.198 | 0
602 | 26 | 26 | 1 | Sunday | 1 | 98.812 | 0 | 34.3276 | 23.3102 | 22.2101 | 6.312 | 0 | 0.7548 | 19.8 | 0 | 100.4028 | 0 | 0 | 0 | 105.139 | 0
603 | 26 | 26 | 1 | Sunday | 2 | 99.814 | 0 | 34.3667 | 17.5379 | 18.3373 | 6.312 | 0 | 0.7591 | 15.48 | 0 | 86.481 | 0 | 0 | 0 | 106.1469 | 0
604 | 26 | 26 | 1 | Sunday | 3 | 99.295 | 0 | 34.3506 | 17.5379 | 18.3373 | 6.312 | 0 | 0.7601 | 15.48 | 0 | 86.4659 | 0 | 0 | 0 | 105.6331 | 0
605 | 26 | 26 | 1 | Sunday | 4 | 95.659 | 0 | 34.3186 | 17.5379 | 18.3373 | 6.312 | 0 | 0.7576 | 15.48 | 0 | 86.4313 | 0 | 0 | 0 | 102.0016 | 0
606 | 26 | 26 | 1 | Sunday | 5 | 89.116 | 0 | 34.3049 | 18.7817 | 18.3373 | 6.312 | 0 | 0.7524 | 15.48 | 0 | 87.6562 | 0 | 0 | 0 | 95.4618 | 0
607 | 26 | 26 | 1 | Sunday | 6 | 75.659 | 0 | 34.2156 | 26.931 | 24.6242 | 31.558 | 0 | 0.7463 | 18.72 | 0 | 105.2371 | 0 | 0 | 0 | 107.5073 | 0
608 | 26 | 26 | 1 | Sunday | 7 | 64.163 | 0 | 34.1659 | 34.2491 | 29.9942 | 44.181 | 0 | 0.7418 | 18.72 | 0 | 117.871 | 0 | 0 | 0 | 109.0052 | 0
609 | 26 | 26 | 1 | Sunday | 8 | 66.318 | 0 | 33.9784 | 37.4418 | 33.2132 | 50.492 | 0 | 0.7486 | 23.4 | 0.0939 | 128.7819 | 0 | 0 | 0 | 117.918 | 0
610 | 26 | 26 | 1 | Sunday | 9 | 73.196 | 0 | 33.9583 | 31.6834 | 29.3396 | 31.558 | 0 | 0.742 | 23.4 | 0.7853 | 119.1233 | 0 | 0 | 0 | 105.5928 | 0
611 | 26 | 26 | 1 | Sunday | 10 | 70.077 | 0 | 33.9501 | 34.4828 | 32.5586 | 12.623 | 0 | 0.7319 | 19.08 | 1.7739 | 120.8034 | 0 | 0 | 0 | 83.047 | 0
612 | 26 | 26 | 1 | Sunday | 11 | 68.596 | 0 | 33.9623 | 33.3341 | 32.5586 | 12.623 | 0 | 0.7321 | 21.6 | 2.7518 | 122.1871 | 0 | 0 | 0 | 81.582 | 0
613 | 26 | 26 | 1 | Sunday | 12 | 64.66 | 0 | 33.9413 | 32.7255 | 33.0367 | 18.935 | 0 | 0.7302 | 19.08 | 3.3688 | 119.5138 | 0 | 0 | 0 | 84.1753 | 0
614 | 26 | 26 | 1 | Sunday | 13 | 70.231 | 0 | 33.9691 | 27.5495 | 29.1634 | 18.935 | 0 | 0.7374 | 18.36 | 3.1137 | 109.7794 | 0 | 0 | 0 | 89.792 | 0
615 | 26 | 26 | 1 | Sunday | 14 | 71.695 | 0 | 33.9633 | 28.5101 | 29.1634 | 6.312 | 0 | 0.736 | 18 | 2.4249 | 110.3729 | 0 | 0 | 0 | 78.2155 | 0
616 | 26 | 26 | 1 | Sunday | 15 | 70.578 | 0 | 33.9421 | 29.3749 | 29.1634 | 6.312 | 0 | 0.7346 | 15.84 | 1.5447 | 109.0551 | 0 | 0 | 0 | 77.1009 | 0
617 | 26 | 26 | 1 | Sunday | 16 | 67.838 | 0 | 33.9264 | 27.9569 | 27.5539 | 25.246 | 0 | 0.7365 | 23.04 | 0.6106 | 113.2137 | 0 | 0 | 0 | 94.009 | 0
618 | 26 | 26 | 1 | Sunday | 17 | 66.63 | 0 | 33.9233 | 26.7113 | 26.399 | 31.558 | 0 | 0.7375 | 22.32 | 0.0933 | 110.0911 | 0 | 0 | 0 | 99.4426 | 0
619 | 26 | 26 | 1 | Sunday | 18 | 51.998 | 0 | 33.8752 | 43.9889 | 38.0184 | 44.181 | 0 | 0.7266 | 23.4 | 0 | 140.0092 | 0 | 0 | 0 | 98.0886 | 0
620 | 26 | 26 | 1 | Sunday | 19 | 33.217 | 0 | 33.7473 | 55.5005 | 45.7644 | 44.181 | 0 | 0.7024 | 22.68 | 0 | 158.3947 | 0 | 0 | 0 | 79.4166 | 0
621 | 26 | 26 | 1 | Sunday | 20 | 22.843 | 0 | 33.7272 | 60.0165 | 49.6381 | 31.558 | 0 | 0.681 | 22.68 | 0 | 166.7428 | 0 | 0 | 0 | 55.8396 | 0
622 | 26 | 26 | 1 | Sunday | 21 | 25.027 | 0 | 33.7321 | 48.5011 | 41.8913 | 18.935 | 0 | 0.679 | 22.68 | 0 | 147.4834 | 0 | 0 | 0 | 44.8074 | 0
623 | 26 | 26 | 1 | Sunday | 22 | 31.163 | 0 | 33.7466 | 40.3665 | 35.5897 | 12.623 | 0 | 0.6852 | 14.4 | 0 | 124.788 | 0 | 0 | 0 | 44.3582 | 0
624 | 26 | 26 | 1 | Sunday | 23 | 40.044 | 0 | 33.7805 | 25.6748 | 24.6242 | 12.623 | 0 | 0.6967 | 14.4 | 0 | 99.1763 | 0 | 0 | 0 | 53.2762 | 0
625 | 27 | 27 | 1 | Monday | 0 | 45.297 | 0 | 33.963 | 17.5343 | 18.3373 | 6.312 | 0 | 0.7019 | 14.4 | 0 | 84.9365 | 0 | 0 | 0 | 51.9133 | 0
626 | 27 | 27 | 1 | Monday | 1 | 48.37 | 0 | 34.6398 | 14.6472 | 16.4006 | 6.312 | 0 | 0.7059 | 11.88 | 0 | 78.2735 | 0 | 0 | 0 | 54.9927 | 0
627 | 27 | 27 | 1 | Monday | 2 | 54.416 | 0 | 34.7871 | 11.7686 | 14.464 | 6.312 | 0 | 0.7137 | 11.88 | 0 | 73.6134 | 0 | 0 | 0 | 61.0464 | 0
628 | 27 | 27 | 1 | Monday | 3 | 56.31 | 0 | 34.8065 | 11.7686 | 14.464 | 6.312 | 0 | 0.7161 | 11.88 | 0 | 73.6353 | 0 | 0 | 0 | 62.9441 | 0
629 | 27 | 27 | 1 | Monday | 4 | 58.44 | 0 | 34.7624 | 13.0128 | 14.464 | 6.312 | 0 | 0.7189 | 11.88 | 0 | 74.8382 | 0 | 0 | 0 | 65.078 | 0
630 | 27 | 27 | 1 | Monday | 5 | 52.903 | 0 | 34.7177 | 22.6634 | 20.5805 | 6.312 | 0 | 0.7119 | 11.88 | 0 | 90.5535 | 0 | 0 | 0 | 59.5369 | 0
631 | 27 | 27 | 1 | Monday | 6 | 41.892 | 0 | 34.3575 | 44.2813 | 35.484 | 31.558 | 0 | 0.7064 | 15.12 | 0 | 129.9492 | 0 | 0 | 0 | 75.1731 | 0
632 | 27 | 27 | 1 | Monday | 7 | 35.464 | 0 | 33.9072 | 61.1578 | 46.6998 | 44.181 | 0 | 0.7073 | 15.12 | 0 | 157.592 | 0 | 0 | 0 | 82.1918 | 0
633 | 27 | 27 | 1 | Monday | 8 | 32.614 | 0 | 34.004 | 69.4626 | 52.1343 | 50.492 | 0 | 0.7097 | 18.72 | 0.0846 | 175.0307 | 0 | 0 | 0 | 86.1708 | 0
634 | 27 | 27 | 1 | Monday | 9 | 31.666 | 0 | 34.2219 | 71.8395 | 52.8606 | 31.558 | 0 | 0.695 | 18.72 | 0.7319 | 178.3369 | 0 | 0 | 0 | 65.1347 | 0
635 | 27 | 27 | 1 | Monday | 10 | 32.611 | 0 | 34.4083 | 67.5113 | 51.878 | 12.623 | 0 | 0.6898 | 14.4 | 1.8153 | 168.8874 | 0 | 0 | 0 | 45.9591 | 0
636 | 27 | 27 | 1 | Monday | 11 | 29.964 | 0.108 | 34.4653 | 65.869 | 51.878 | 12.623 | 0 | 0.692 | 18.36 | 2.9322 | 171.3808 | 0 | 0 | 0 | 43.3075 | 0
637 | 27 | 27 | 1 | Monday | 12 | 27.439 | 2.573 | 34.3865 | 63.0839 | 51.1854 | 18.935 | 0 | 0.8161 | 18.36 | 3.6114 | 170.6144 | 0 | 0 | 0 | 47.4919 | 0
638 | 27 | 27 | 1 | Monday | 13 | 26.47 | 2.571 | 34.4368 | 64.0489 | 51.878 | 18.935 | 0 | 0.815 | 18.36 | 4.005 | 172.3189 | 0 | 0 | 0 | 46.5272 | 0
639 | 27 | 27 | 1 | Monday | 14 | 25.764 | 2.612 | 34.3355 | 64.3588 | 51.878 | 6.312 | 0 | 0.7563 | 18.36 | 3.9891 | 172.5133 | 0 | 0 | 0 | 32.4157 | 0
640 | 27 | 27 | 1 | Monday | 15 | 24.267 | 3.012 | 34.2277 | 66.2407 | 51.878 | 6.312 | 0 | 0.7453 | 18.36 | 2.8475 | 174.7087 | 0 | 0 | 0 | 30.917 | 0
641 | 27 | 27 | 1 | Monday | 16 | 22.189 | 2.746 | 34.0969 | 67.9192 | 50.7246 | 25.246 | 0 | 0.8199 | 22.68 | 1.1905 | 179.2107 | 0 | 0 | 0 | 48.9299 | 0
642 | 27 | 27 | 1 | Monday | 17 | 23.501 | 2.013 | 34.0293 | 59.7898 | 43.0931 | 31.558 | 0 | 0.7863 | 28.8 | 0.2106 | 168.6755 | 0 | 0 | 0 | 57.0218 | 0
643 | 27 | 27 | 1 | Monday | 18 | 16.256 | 2.494 | 33.9106 | 65.4399 | 51.7393 | 44.181 | 0 | 0.8085 | 30.96 | 0 | 185.5559 | 0 | 0 | 0 | 63.3076 | 0
644 | 27 | 27 | 1 | Monday | 19 | 12.941 | 1.942 | 33.9785 | 70.7204 | 57.1787 | 44.181 | 0 | 0.7752 | 25.2 | 0 | 189.9535 | 0 | 0 | 0 | 60.0502 | 0
645 | 27 | 27 | 1 | Monday | 20 | 12.182 | 1.736 | 33.987 | 75.2516 | 60.483 | 31.558 | 0 | 0.7557 | 25.2 | 0 | 197.5546 | 0 | 0 | 0 | 45.7761 | 0
646 | 27 | 27 | 1 | Monday | 21 | 12.461 | 0.676 | 33.9613 | 69.495 | 55.4564 | 18.935 | 0 | 0.6447 | 25.2 | 0 | 185.4885 | 0 | 0 | 0 | 32.5567 | 0
647 | 27 | 27 | 1 | Monday | 22 | 15.689 | 0.05 | 33.7881 | 49.7368 | 40.0199 | 12.623 | 0 | 0.6013 | 16.2 | 0 | 140.3997 | 0 | 0 | 0 | 29.0904 | 0
648 | 27 | 27 | 1 | Monday | 23 | 22.554 | 0 | 33.8726 | 26.9226 | 24.6242 | 12.623 | 0 | 0.6633 | 16.2 | 0 | 102.2827 | 0 | 0 | 0 | 35.963 | 0
649 | 28 | 28 | 1 | Tuesday | 0 | 29.499 | 0 | 34.0383 | 17.5343 | 18.3373 | 6.312 | 0 | 0.6637 | 14.4 | 0 | 84.9736 | 0 | 0 | 0 | 36.2044 | 0
650 | 28 | 28 | 1 | Tuesday | 1 | 33.971 | 0 | 35.0824 | 14.6472 | 16.4006 | 6.312 | 0 | 0.6862 | 11.88 | 0 | 78.6964 | 0 | 0 | 0 | 40.685 | 0
651 | 28 | 28 | 1 | Tuesday | 2 | 37.923 | 0 | 35.5195 | 11.7686 | 14.464 | 6.312 | 0 | 0.6902 | 11.88 | 0 | 74.3224 | 0 | 0 | 0 | 44.6456 | 0
652 | 28 | 28 | 1 | Tuesday | 3 | 41.577 | 0 | 35.5514 | 11.7686 | 14.464 | 6.312 | 0 | 0.6944 | 11.88 | 0 | 74.3585 | 0 | 0 | 0 | 48.3068 | 0
653 | 28 | 28 | 1 | Tuesday | 4 | 43.181 | 0 | 35.5439 | 13.0128 | 14.464 | 6.312 | 0 | 0.6963 | 11.88 | 0 | 75.597 | 0 | 0 | 0 | 49.9128 | 0
654 | 28 | 28 | 1 | Tuesday | 5 | 41.364 | 0 | 35.4383 | 22.6634 | 20.5805 | 6.312 | 0 | 0.6945 | 11.88 | 0 | 91.2567 | 0 | 0 | 0 | 48.0937 | 0
655 | 28 | 28 | 1 | Tuesday | 6 | 33.416 | 0 | 35.1099 | 44.2813 | 35.484 | 31.558 | 0 | 0.6938 | 15.12 | 0 | 130.689 | 0 | 0 | 0 | 67.2021 | 0
656 | 28 | 28 | 1 | Tuesday | 7 | 29.828 | 0 | 34.9689 | 61.1578 | 46.6998 | 44.181 | 0 | 0.6978 | 15.12 | 0 | 158.6443 | 0 | 0 | 0 | 77.233 | 0
657 | 28 | 28 | 1 | Tuesday | 8 | 28.019 | 0 | 35.0246 | 69.4626 | 52.1343 | 50.492 | 0 | 0.7008 | 18.72 | 0.1121 | 176.0424 | 0 | 0 | 0 | 82.2879 | 0
658 | 28 | 28 | 1 | Tuesday | 9 | 26.635 | 0 | 35.1193 | 71.8351 | 52.8606 | 31.558 | 0 | 0.6854 | 18.72 | 0.9253 | 179.2204 | 0 | 0 | 0 | 60.5017 | 0
659 | 28 | 28 | 1 | Tuesday | 10 | 27.993 | 0 | 35.1311 | 67.3765 | 51.878 | 12.623 | 0 | 0.6818 | 14.4 | 1.9735 | 169.4674 | 0 | 0 | 0 | 41.4832 | 0
660 | 28 | 28 | 1 | Tuesday | 11 | 29.83 | 0 | 34.9489 | 65.7704 | 51.878 | 12.623 | 0 | 0.6861 | 18.36 | 2.9498 | 171.6434 | 0 | 0 | 0 | 43.3295 | 0
661 | 28 | 28 | 1 | Tuesday | 12 | 28.463 | 0.493 | 34.9336 | 62.4585 | 51.1854 | 18.935 | 0 | 0.7112 | 18.36 | 3.9084 | 168.1813 | 0 | 0 | 0 | 48.7485 | 0
662 | 28 | 28 | 1 | Tuesday | 13 | 26.48 | 2.36 | 34.8735 | 63.7436 | 51.878 | 18.935 | 0 | 0.8039 | 18.36 | 4.1425 | 172.2111 | 0 | 0 | 0 | 46.7615 | 0
663 | 28 | 28 | 1 | Tuesday | 14 | 25.923 | 2.209 | 34.8591 | 65.1224 | 51.878 | 6.312 | 0 | 0.7394 | 18.36 | 3.4441 | 173.3477 | 0 | 0 | 0 | 32.656 | 0
664 | 28 | 28 | 1 | Tuesday | 15 | 25.083 | 2.546 | 34.823 | 66.8995 | 51.878 | 6.312 | 0 | 0.7395 | 18.36 | 2.4271 | 175.453 | 0 | 0 | 0 | 31.8163 | 0
665 | 28 | 28 | 1 | Tuesday | 16 | 24.116 | 2.257 | 34.7704 | 67.9592 | 50.7246 | 25.246 | 0 | 0.7973 | 22.68 | 1.0924 | 179.372 | 0 | 0 | 0 | 51.1961 | 0
666 | 28 | 28 | 1 | Tuesday | 17 | 26.002 | 1.464 | 34.7732 | 59.7898 | 43.0931 | 31.558 | 0 | 0.7613 | 28.8 | 0.2043 | 168.8002 | 0 | 0 | 0 | 59.9244 | 0
667 | 28 | 28 | 1 | Tuesday | 18 | 23.665 | 1.271 | 34.5648 | 65.4399 | 51.7393 | 44.181 | 0 | 0.7552 | 30.96 | 0 | 184.8333 | 0 | 0 | 0 | 71.2639 | 0
668 | 28 | 28 | 1 | Tuesday | 19 | 20.627 | 1.245 | 33.8855 | 70.7204 | 57.1787 | 44.181 | 0 | 0.7495 | 25.2 | 0 | 189.0808 | 0 | 0 | 0 | 68.2474 | 0
669 | 28 | 28 | 1 | Tuesday | 20 | 18.374 | 1.058 | 33.8544 | 75.2516 | 60.483 | 31.558 | 0 | 0.7289 | 25.2 | 0 | 196.6626 | 0 | 0 | 0 | 52.3235 | 0
670 | 28 | 28 | 1 | Tuesday | 21 | 21.671 | 0.494 | 33.771 | 69.495 | 55.4564 | 18.935 | 0 | 0.6983 | 25.2 | 0 | 185.1544 | 0 | 0 | 0 | 41.9896 | 0
671 | 28 | 28 | 1 | Tuesday | 22 | 32.166 | 0.028 | 33.7765 | 49.7368 | 40.0199 | 12.623 | 0 | 0.6834 | 16.2 | 0 | 140.447 | 0 | 0 | 0 | 45.7249 | 0
672 | 28 | 28 | 1 | Tuesday | 23 | 50.464 | 0 | 34.1944 | 26.9226 | 24.6242 | 12.623 | 0 | 0.6998 | 16.2 | 0 | 102.641 | 0 | 0 | 0 | 64.0711 | 0
673 | 29 | 29 | 1 | Wednesday | 0 | 66.011 | 0 | 34.7569 | 17.5343 | 18.3373 | 6.312 | 0 | 0.7143 | 14.4 | 0 | 85.7428 | 0 | 0 | 0 | 72.8213 | 0
674 | 29 | 29 | 1 | Wednesday | 1 | 70.627 | 0 | 35.1362 | 14.6472 | 16.4006 | 6.312 | 0 | 0.7192 | 11.88 | 0 | 78.7833 | 0 | 0 | 0 | 77.4402 | 0
675 | 29 | 29 | 1 | Wednesday | 2 | 86.4 | 0 | 35.0846 | 11.7686 | 14.464 | 6.312 | 0 | 0.7377 | 11.88 | 0 | 73.9349 | 0 | 0 | 0 | 93.2206 | 0
676 | 29 | 29 | 1 | Wednesday | 3 | 92.852 | 0 | 34.9344 | 11.7686 | 14.464 | 6.312 | 0 | 0.746 | 11.88 | 0 | 73.7931 | 0 | 0 | 0 | 99.6753 | 0
677 | 29 | 29 | 1 | Wednesday | 4 | 89.871 | 0 | 34.7444 | 13.0128 | 14.464 | 6.312 | 0 | 0.7456 | 11.88 | 0 | 74.8468 | 0 | 0 | 0 | 96.6922 | 0
678 | 29 | 29 | 1 | Wednesday | 5 | 80.736 | 0 | 34.6801 | 22.6634 | 20.5805 | 6.312 | 0 | 0.7359 | 11.88 | 0 | 90.5399 | 0 | 0 | 0 | 87.5519 | 0
679 | 29 | 29 | 1 | Wednesday | 6 | 69.207 | 0 | 34.4565 | 44.2813 | 35.484 | 31.558 | 0 | 0.7304 | 15.12 | 0 | 130.0722 | 0 | 0 | 0 | 103.3354 | 0
680 | 29 | 29 | 1 | Wednesday | 7 | 62.424 | 0 | 34.313 | 61.1578 | 46.6998 | 44.181 | 0 | 0.7316 | 15.12 | 0 | 158.0222 | 0 | 0 | 0 | 110.247 | 0
681 | 29 | 29 | 1 | Wednesday | 8 | 58.98 | 0 | 34.3362 | 69.4164 | 52.1343 | 50.492 | 0 | 0.7341 | 18.72 | 0.433 | 175.3411 | 0 | 0 | 0 | 113.6787 | 0
682 | 29 | 29 | 1 | Wednesday | 9 | 54.074 | 0 | 34.3688 | 67.8031 | 52.8606 | 31.558 | 0 | 0.7343 | 18.72 | 5.23 | 174.4867 | 0 | 0 | 0 | 88.0474 | 0
683 | 29 | 29 | 1 | Wednesday | 10 | 52.701 | 0 | 34.3918 | 61.0377 | 51.878 | 12.623 | 0 | 0.7873 | 14.4 | 14.1528 | 162.4947 | 0 | 0 | 0 | 65.4867 | 0
684 | 29 | 29 | 1 | Wednesday | 11 | 50.313 | 0 | 34.3838 | 58.5839 | 51.878 | 12.623 | 0 | 0.8176 | 18.36 | 20.9098 | 164.0232 | 0 | 0 | 0 | 61.5506 | 0
685 | 29 | 29 | 1 | Wednesday | 12 | 46.614 | 0.232 | 34.4268 | 54.2767 | 51.1854 | 18.935 | 0 | 0.8317 | 18.36 | 23.4437 | 159.3321 | 0 | 0 | 0 | 60.8374 | 0
686 | 29 | 29 | 1 | Wednesday | 13 | 42.501 | 1.688 | 34.3848 | 57.0523 | 51.878 | 18.935 | 0 | 0.8818 | 18.36 | 22.4532 | 164.3825 | 0 | 0 | 0 | 54.4138 | 0
687 | 29 | 29 | 1 | Wednesday | 14 | 39.413 | 2.278 | 34.33 | 58.7408 | 51.878 | 6.312 | 0 | 0.8578 | 18.36 | 17.034 | 166.6297 | 0 | 0 | 0 | 42.8742 | 0
688 | 29 | 29 | 1 | Wednesday | 15 | 36.233 | 2.609 | 34.2812 | 61.0267 | 51.878 | 6.312 | 0 | 0.8279 | 18.36 | 9.2456 | 169.1955 | 0 | 0 | 0 | 39.5716 | 0
689 | 29 | 29 | 1 | Wednesday | 16 | 34.191 | 2.252 | 34.2355 | 66.8997 | 50.7246 | 25.246 | 0 | 0.8102 | 22.68 | 2.6556 | 177.7856 | 0 | 0 | 0 | 47.9963 | 0
690 | 29 | 29 | 1 | Wednesday | 17 | 37.939 | 1.388 | 34.2665 | 59.7898 | 43.0931 | 31.558 | 0 | 0.773 | 28.8 | 0.4353 | 168.2232 | 0 | 0 | 0 | 56.1309 | 0
691 | 29 | 29 | 1 | Wednesday | 18 | 31.665 | 1.218 | 34.1096 | 65.4399 | 51.7393 | 44.181 | 0 | 0.7627 | 30.96 | 0 | 184.3283 | 0 | 0 | 0 | 58.7257 | 0
692 | 29 | 29 | 1 | Wednesday | 19 | 24.594 | 1.112 | 33.7854 | 70.7204 | 57.1787 | 44.181 | 0 | 0.7472 | 25.2 | 0 | 188.8343 | 0 | 0 | 0 | 53.3334 | 0
693 | 29 | 29 | 1 | Wednesday | 20 | 21.197 | 1.054 | 33.837 | 75.2516 | 60.483 | 31.558 | 0 | 0.7308 | 25.2 | 0 | 196.6423 | 0 | 0 | 0 | 42.6369 | 0
694 | 29 | 29 | 1 | Wednesday | 21 | 24.885 | 0.501 | 33.7657 | 69.495 | 55.4564 | 18.935 | 0 | 0.7007 | 25.2 | 0 | 185.159 | 0 | 0 | 0 | 38.091 | 0
695 | 29 | 29 | 1 | Wednesday | 22 | 39.252 | 0.029 | 33.7948 | 49.7368 | 40.0199 | 12.623 | 0 | 0.6894 | 16.2 | 0 | 140.4722 | 0 | 0 | 0 | 48.2277 | 0
696 | 29 | 29 | 1 | Wednesday | 23 | 60.743 | 0 | 34.0067 | 26.9226 | 24.6242 | 12.623 | 0 | 0.7113 | 16.2 | 0 | 102.4648 | 0 | 0 | 0 | 69.8659 | 0
697 | 30 | 30 | 1 | Thursday | 0 | 75.279 | 0 | 34.4124 | 17.5343 | 18.3373 | 6.312 | 0 | 0.7253 | 14.4 | 0 | 85.4092 | 0 | 0 | 0 | 79.8873 | 0
698 | 30 | 30 | 1 | Thursday | 1 | 84.034 | 0 | 34.8128 | 14.6472 | 16.4006 | 6.312 | 0 | 0.734 | 11.88 | 0 | 78.4747 | 0 | 0 | 0 | 88.6738 | 0
699 | 30 | 30 | 1 | Thursday | 2 | 92.007 | 0 | 34.8751 | 11.7686 | 14.464 | 6.312 | 0 | 0.7439 | 11.88 | 0 | 73.7316 | 0 | 0 | 0 | 96.6765 | 0
700 | 30 | 30 | 1 | Thursday | 3 | 96.795 | 0 | 34.844 | 11.7686 | 14.464 | 6.312 | 0 | 0.7499 | 11.88 | 0 | 73.7066 | 0 | 0 | 0 | 101.4933 | 0
701 | 30 | 30 | 1 | Thursday | 4 | 101.507 | 0 | 34.6844 | 13.0128 | 14.464 | 6.312 | 0 | 0.7563 | 11.88 | 0 | 74.7975 | 0 | 0 | 0 | 106.2336 | 0
702 | 30 | 30 | 1 | Thursday | 5 | 97.366 | 0 | 34.5589 | 22.6634 | 20.5805 | 6.312 | 0 | 0.7514 | 11.88 | 0 | 90.4342 | 0 | 0 | 0 | 102.118 | 0
703 | 30 | 30 | 1 | Thursday | 6 | 85.188 | 0 | 34.3414 | 44.2813 | 35.484 | 31.558 | 0 | 0.745 | 15.12 | 0 | 129.9717 | 0 | 0 | 0 | 109.3406 | 0
704 | 30 | 30 | 1 | Thursday | 7 | 75.071 | 0 | 34.2149 | 61.1578 | 46.6998 | 44.181 | 0 | 0.7433 | 15.12 | 0 | 157.9358 | 0 | 0 | 0 | 109.8933 | 0
705 | 30 | 30 | 1 | Thursday | 8 | 68.104 | 0 | 34.1911 | 69.461 | 52.1343 | 50.492 | 0 | 0.7428 | 18.72 | 0.3501 | 175.2493 | 0 | 0 | 0 | 109.2269 | 0
706 | 30 | 30 | 1 | Thursday | 9 | 66.794 | 0 | 34.2208 | 69.374 | 52.8606 | 31.558 | 0 | 0.7282 | 18.72 | 3.1505 | 175.9035 | 0 | 0 | 0 | 93.1369 | 0
707 | 30 | 30 | 1 | Thursday | 10 | 65.062 | 0 | 34.2525 | 59.873 | 51.878 | 12.623 | 0 | 0.7219 | 14.4 | 7.3001 | 161.1254 | 0 | 0 | 0 | 75.7179 | 0
708 | 30 | 30 | 1 | Thursday | 11 | 57.033 | 0 | 34.2587 | 56.3691 | 51.878 | 12.623 | 0 | 0.7168 | 18.36 | 10.5832 | 161.5826 | 0 | 0 | 0 | 67.7479 | 0
709 | 30 | 30 | 1 | Thursday | 12 | 49.642 | 0.202 | 34.3203 | 53.9533 | 51.1854 | 18.935 | 0 | 0.736 | 18.36 | 13.2776 | 158.7735 | 0 | 0 | 0 | 65.6525 | 0
710 | 30 | 30 | 1 | Thursday | 13 | 43.914 | 1.054 | 34.2973 | 55.1881 | 51.878 | 18.935 | 0 | 0.7916 | 18.36 | 15.3667 | 161.6547 | 0 | 0 | 0 | 59.4588 | 0
711 | 30 | 30 | 1 | Thursday | 14 | 42.159 | 2.521 | 34.2362 | 55.701 | 51.878 | 6.312 | 0 | 0.86 | 18.36 | 14.2466 | 163.7619 | 0 | 0 | 0 | 47.0891 | 0
712 | 30 | 30 | 1 | Thursday | 15 | 40.861 | 2.433 | 34.2016 | 58.1384 | 51.878 | 6.312 | 0 | 0.829 | 18.36 | 9.2898 | 166.0383 | 0 | 0 | 0 | 45.6563 | 0
713 | 30 | 30 | 1 | Thursday | 16 | 37.796 | 2.114 | 34.164 | 65.8757 | 50.7246 | 25.246 | 0 | 0.8077 | 22.68 | 3.2326 | 176.5386 | 0 | 0 | 0 | 57.234 | 0
714 | 30 | 30 | 1 | Thursday | 17 | 40.704 | 1.318 | 34.1718 | 59.7898 | 43.0931 | 31.558 | 0 | 0.7726 | 28.8 | 0.589 | 168.0526 | 0 | 0 | 0 | 65.5632 | 0
715 | 30 | 30 | 1 | Thursday | 18 | 35.292 | 1.157 | 34.0479 | 65.4399 | 51.7393 | 44.181 | 0 | 0.763 | 30.96 | 0 | 184.2008 | 0 | 0 | 0 | 71.049 | 0
716 | 30 | 30 | 1 | Thursday | 19 | 26.133 | 0.868 | 33.782 | 70.7204 | 57.1787 | 44.181 | 0 | 0.7362 | 25.2 | 0 | 188.5565 | 0 | 0 | 0 | 62.8564 | 0
717 | 30 | 30 | 1 | Thursday | 20 | 21.087 | 1.051 | 33.747 | 75.2516 | 60.483 | 31.558 | 0 | 0.7306 | 25.2 | 0 | 196.5485 | 0 | 0 | 0 | 47.8115 | 0
718 | 30 | 30 | 1 | Thursday | 21 | 23.348 | 0.496 | 33.7608 | 69.495 | 55.4564 | 18.935 | 0 | 0.6997 | 25.2 | 0 | 185.1489 | 0 | 0 | 0 | 39.5544 | 0
719 | 30 | 30 | 1 | Thursday | 22 | 32.469 | 0.028 | 33.7954 | 49.7368 | 40.0199 | 12.623 | 0 | 0.6844 | 16.2 | 0 | 140.4671 | 0 | 0 | 0 | 43.3697 | 0
720 | 30 | 30 | 1 | Thursday | 23 | 47.876 | 0 | 33.9088 | 26.9226 | 24.6242 | 12.623 | 0 | 0.7013 | 16.2 | 0 | 102.3568 | 0 | 0 | 0 | 58.8797 | 0
721 | 31 | 31 | 1 | Friday | 0 | 59.12 | 0 | 34.3416 | 17.5343 | 18.3373 | 6.312 | 0 | 0.7124 | 14.4 | 0 | 85.3255 | 0 | 0 | 0 | 64.6512 | 0
722 | 31 | 31 | 1 | Friday | 1 | 64.82 | 0 | 34.7669 | 14.6472 | 16.4006 | 6.312 | 0 | 0.7183 | 11.88 | 0 | 78.4131 | 0 | 0 | 0 | 70.3703 | 0
723 | 31 | 31 | 1 | Friday | 2 | 72.103 | 0 | 34.8586 | 11.7686 | 14.464 | 6.312 | 0 | 0.727 | 11.88 | 0 | 73.6982 | 0 | 0 | 0 | 77.6733 | 0
724 | 31 | 31 | 1 | Friday | 3 | 75.485 | 0 | 34.8735 | 11.7686 | 14.464 | 6.312 | 0 | 0.7304 | 11.88 | 0 | 73.7165 | 0 | 0 | 0 | 81.073 | 0
725 | 31 | 31 | 1 | Friday | 4 | 77.983 | 0 | 34.8513 | 13.0128 | 14.464 | 6.312 | 0 | 0.7332 | 11.88 | 0 | 74.9413 | 0 | 0 | 0 | 83.5876 | 0
726 | 31 | 31 | 1 | Friday | 5 | 73.502 | 0 | 34.7969 | 22.6634 | 20.5805 | 6.312 | 0 | 0.7279 | 11.88 | 0 | 90.6487 | 0 | 0 | 0 | 79.1197 | 0
727 | 31 | 31 | 1 | Friday | 6 | 62.941 | 0 | 34.5659 | 44.2813 | 35.484 | 31.558 | 0 | 0.7237 | 15.12 | 0 | 130.1748 | 0 | 0 | 0 | 91.2817 | 0
728 | 31 | 31 | 1 | Friday | 7 | 56.694 | 0 | 34.4246 | 61.1578 | 46.6998 | 44.181 | 0 | 0.7254 | 15.12 | 0 | 158.1276 | 0 | 0 | 0 | 96.9788 | 0
729 | 31 | 31 | 1 | Friday | 8 | 52.967 | 0 | 34.4333 | 69.4625 | 52.1343 | 50.492 | 0 | 0.7275 | 18.72 | 0.3277 | 175.4777 | 0 | 0 | 0 | 99.7957 | 0
730 | 31 | 31 | 1 | Friday | 9 | 50.595 | 0 | 34.4744 | 69.8844 | 52.8606 | 31.558 | 0 | 0.7119 | 18.72 | 2.9415 | 176.6512 | 0 | 0 | 0 | 80.2132 | 0
731 | 31 | 31 | 1 | Friday | 10 | 49.85 | 0 | 34.5043 | 60.9885 | 51.878 | 12.623 | 0 | 0.7076 | 14.4 | 7.2405 | 162.4783 | 0 | 0 | 0 | 61.7454 | 0
732 | 31 | 31 | 1 | Friday | 11 | 43.578 | 0 | 34.4934 | 58.2204 | 51.878 | 12.623 | 0 | 0.7234 | 18.36 | 11.3422 | 163.6752 | 0 | 0 | 0 | 55.3479 | 0
733 | 31 | 31 | 1 | Friday | 12 | 37.322 | 0.219 | 34.5569 | 56.232 | 51.1854 | 18.935 | 0 | 0.7722 | 18.36 | 16.8266 | 161.3431 | 0 | 0 | 0 | 54.0231 | 0
734 | 31 | 31 | 1 | Friday | 13 | 35.745 | 2.039 | 34.4997 | 58.2731 | 51.878 | 18.935 | 0 | 0.8889 | 18.36 | 20.579 | 166.1049 | 0 | 0 | 0 | 50.6182 | 0
735 | 31 | 31 | 1 | Friday | 14 | 34.907 | 2.22 | 34.4569 | 57.9275 | 51.878 | 6.312 | 0 | 0.8605 | 18.36 | 16.7498 | 165.8833 | 0 | 0 | 0 | 39.2706 | 0
736 | 31 | 31 | 1 | Friday | 15 | 32.879 | 2.587 | 34.4068 | 59.3423 | 51.878 | 6.312 | 0 | 0.8277 | 18.36 | 9.3017 | 167.6125 | 0 | 0 | 0 | 37.0243 | 0
737 | 31 | 31 | 1 | Friday | 16 | 29.982 | 2.304 | 34.3353 | 66.3178 | 50.7246 | 25.246 | 0 | 0.8074 | 22.68 | 2.8804 | 177.3565 | 0 | 0 | 0 | 46.9038 | 0
738 | 31 | 31 | 1 | Friday | 17 | 34.312 | 1.425 | 34.3715 | 59.7898 | 43.0931 | 31.558 | 0 | 0.7698 | 28.8 | 0.494 | 168.3658 | 0 | 0 | 0 | 56.2016 | 0
739 | 31 | 31 | 1 | Friday | 18 | 35.958 | 1.177 | 34.2565 | 65.4399 | 51.7393 | 44.181 | 0 | 0.7625 | 30.96 | 0 | 184.4313 | 0 | 0 | 0 | 67.8766 | 0
740 | 31 | 31 | 1 | Friday | 19 | 31.471 | 1.166 | 33.8012 | 70.7204 | 57.1787 | 44.181 | 0 | 0.7544 | 25.2 | 0 | 188.9159 | 0 | 0 | 0 | 64.6921 | 0
741 | 31 | 31 | 1 | Friday | 20 | 28.001 | 1.025 | 33.7488 | 75.2516 | 60.483 | 31.558 | 0 | 0.7341 | 25.2 | 0 | 196.5258 | 0 | 0 | 0 | 52.4265 | 0
742 | 31 | 31 | 1 | Friday | 21 | 32.78 | 0.499 | 33.7703 | 69.495 | 55.4564 | 18.935 | 0 | 0.7066 | 25.2 | 0 | 185.1676 | 0 | 0 | 0 | 47.6975 | 0
743 | 31 | 31 | 1 | Friday | 22 | 47.272 | 0.029 | 33.8286 | 49.7368 | 40.0199 | 12.623 | 0 | 0.6957 | 16.2 | 0 | 140.5124 | 0 | 0 | 0 | 57.3481 | 0
744 | 31 | 31 | 1 | Friday | 23 | 69.153 | 0 | 34.0914 | 26.9226 | 24.6242 | 12.623 | 0 | 0.7181 | 16.2 | 0 | 102.5563 | 0 | 0 | 0 | 79.3444 | 0
745 | 32 | 1 | 2 | Saturday | 0 | 82.739 | 0 | 34.406 | 18.3332 | 19.1419 | 6.435 | 0 | 0.731 | 15.84 | 0 | 88.4522 | 0 | 0 | 0 | 87.8715 | 0
746 | 32 | 1 | 2 | Saturday | 1 | 88.826 | 0 | 34.7244 | 17.5283 | 18.3373 | 6.435 | 0 | 0.7371 | 12.6 | 0 | 83.9271 | 0 | 0 | 0 | 93.9836 | 0
747 | 32 | 1 | 2 | Saturday | 2 | 99.797 | 0 | 34.8856 | 11.771 | 14.464 | 6.435 | 0 | 0.7508 | 12.6 | 0 | 74.4714 | 0 | 0 | 0 | 104.9796 | 0
748 | 32 | 1 | 2 | Saturday | 3 | 107.268 | 0 | 34.7601 | 11.771 | 14.464 | 6.435 | 0 | 0.7608 | 12.6 | 0 | 74.356 | 0 | 0 | 0 | 112.4754 | 0
749 | 32 | 1 | 2 | Saturday | 4 | 105.981 | 0 | 34.6525 | 11.771 | 14.464 | 6.435 | 0 | 0.7606 | 12.6 | 0 | 74.2481 | 0 | 0 | 0 | 111.2102 | 0
750 | 32 | 1 | 2 | Saturday | 5 | 102.896 | 0 | 34.6189 | 13.0152 | 14.464 | 6.435 | 0 | 0.7582 | 12.6 | 0 | 75.4563 | 0 | 0 | 0 | 108.1463 | 0
751 | 32 | 1 | 2 | Saturday | 6 | 94.42 | 0 | 34.52 | 30.2702 | 24.9086 | 32.176 | 0 | 0.756 | 14.4 | 0 | 104.8548 | 0 | 0 | 0 | 121.0022 | 0
752 | 32 | 1 | 2 | Saturday | 7 | 91.479 | 0 | 34.4423 | 33.0666 | 26.405 | 45.047 | 0 | 0.7617 | 11.52 | 0 | 106.1955 | 0 | 0 | 0 | 129.5407 | 0
753 | 32 | 1 | 2 | Saturday | 8 | 79.043 | 0 | 34.2532 | 46.1551 | 37.4339 | 51.482 | 0 | 0.7536 | 16.2 | 0.2362 | 134.7957 | 0 | 0 | 0 | 123.6363 | 0
754 | 32 | 1 | 2 | Saturday | 9 | 73.386 | 0 | 34.2348 | 46.6101 | 37.9057 | 32.176 | 0 | 0.7348 | 16.2 | 1.9461 | 135.6854 | 0 | 0 | 0 | 101.7806 | 0
755 | 32 | 1 | 2 | Saturday | 10 | 66.878 | 0 | 34.2437 | 42.0659 | 37.2508 | 12.871 | 0 | 0.7239 | 15.12 | 4.0151 | 129.4042 | 0 | 0 | 0 | 78.3269 | 0
756 | 32 | 1 | 2 | Saturday | 11 | 62.752 | 0 | 34.2553 | 36.6583 | 35.3135 | 12.871 | 0 | 0.7212 | 21.6 | 7.0058 | 128.5483 | 0 | 0 | 0 | 74.2565 | 0
757 | 32 | 1 | 2 | Saturday | 12 | 65.557 | 0 | 34.3137 | 31.1061 | 34.2247 | 19.306 | 0 | 0.7341 | 23.4 | 9.981 | 123.7786 | 0 | 0 | 0 | 82.8499 | 0
758 | 32 | 1 | 2 | Saturday | 13 | 67.888 | 0.807 | 34.2591 | 29.8978 | 33.0722 | 19.306 | 0 | 0.7767 | 23.4 | 10.1972 | 122.2783 | 0 | 0 | 0 | 85.0789 | 0
759 | 32 | 1 | 2 | Saturday | 14 | 66.761 | 0.894 | 34.223 | 30.1219 | 33.0722 | 6.435 | 0 | 0.7696 | 23.4 | 7.9548 | 122.5533 | 0 | 0 | 0 | 72.4869 | 0
760 | 32 | 1 | 2 | Saturday | 15 | 67.104 | 0.873 | 34.196 | 33.1772 | 33.0722 | 6.435 | 0 | 0.7696 | 23.4 | 5.9041 | 125.5596 | 0 | 0 | 0 | 72.8449 | 0
761 | 32 | 1 | 2 | Saturday | 16 | 67.79 | 0.877 | 34.1548 | 36.7098 | 33.0722 | 25.741 | 0 | 0.7767 | 23.4 | 2.4823 | 129.0623 | 0 | 0 | 0 | 90.9438 | 0
762 | 32 | 1 | 2 | Saturday | 17 | 64.945 | 0.744 | 34.1296 | 35.423 | 32.9581 | 32.176 | 0 | 0.7695 | 27 | 0.4703 | 131.0846 | 0 | 0 | 0 | 94.2171 | 0
763 | 32 | 1 | 2 | Saturday | 18 | 47.378 | 0.184 | 33.9732 | 55.5841 | 46.5147 | 45.047 | 0 | 0.7279 | 28.8 | 0 | 165.7988 | 0 | 0 | 0 | 88.914 | 0
764 | 32 | 1 | 2 | Saturday | 19 | 38.744 | 0.04 | 33.8159 | 61.3403 | 50.3878 | 45.047 | 0 | 0.7097 | 28.8 | 0 | 175.0965 | 0 | 0 | 0 | 80.8694 | 0
765 | 32 | 1 | 2 | Saturday | 20 | 38.192 | 0.023 | 33.7906 | 61.3343 | 50.3878 | 32.176 | 0 | 0.6994 | 27 | 0 | 173.2366 | 0 | 0 | 0 | 68.5906 | 0
766 | 32 | 1 | 2 | Saturday | 21 | 35.508 | 0.001 | 33.7932 | 61.3343 | 50.3878 | 19.306 | 0 | 0.6901 | 27 | 0 | 173.2061 | 0 | 0 | 0 | 53.8337 | 0
767 | 32 | 1 | 2 | Saturday | 22 | 43.325 | 0 | 33.7864 | 49.2003 | 40.077 | 12.871 | 0 | 0.6965 | 19.8 | 0 | 143.5603 | 0 | 0 | 0 | 55.5959 | 0
768 | 32 | 1 | 2 | Saturday | 23 | 62.427 | 0 | 34.0142 | 28.1779 | 24.6242 | 12.871 | 0 | 0.7185 | 19.8 | 0 | 107.3348 | 0 | 0 | 0 | 74.7693 | 0
769 | 33 | 2 | 2 | Sunday | 0 | 72.871 | 0 | 34.0746 | 24.1043 | 23.0149 | 6.435 | 0 | 0.7288 | 19.8 | 0 | 101.7226 | 0 | 0 | 0 | 79.058 | 0
770 | 33 | 2 | 2 | Sunday | 1 | 77.277 | 0 | 34.3428 | 23.3102 | 22.2101 | 6.435 | 0 | 0.7327 | 19.8 | 0 | 100.396 | 0 | 0 | 0 | 83.4761 | 0
771 | 33 | 2 | 2 | Sunday | 2 | 86.645 | 0 | 34.4498 | 17.5379 | 18.3373 | 6.435 | 0 | 0.7444 | 15.48 | 0 | 86.5493 | 0 | 0 | 0 | 92.8577 | 0
772 | 33 | 2 | 2 | Sunday | 3 | 89.583 | 0 | 34.4577 | 17.5379 | 18.3373 | 6.435 | 0 | 0.748 | 15.48 | 0 | 86.5609 | 0 | 0 | 0 | 95.8055 | 0
773 | 33 | 2 | 2 | Sunday | 4 | 92.286 | 0 | 34.4108 | 17.5379 | 18.3373 | 6.435 | 0 | 0.751 | 15.48 | 0 | 86.517 | 0 | 0 | 0 | 98.5182 | 0
774 | 33 | 2 | 2 | Sunday | 5 | 92.425 | 0 | 34.4158 | 18.7817 | 18.3373 | 6.435 | 0 | 0.7513 | 15.48 | 0 | 87.7661 | 0 | 0 | 0 | 98.6662 | 0
775 | 33 | 2 | 2 | Sunday | 6 | 85.004 | 0 | 34.3478 | 26.931 | 24.6242 | 32.176 | 0 | 0.7506 | 18.72 | 0 | 105.3736 | 0 | 0 | 0 | 116.376 | 0
776 | 33 | 2 | 2 | Sunday | 7 | 76.336 | 0 | 34.291 | 34.2491 | 29.9942 | 45.047 | 0 | 0.7487 | 18.72 | 0 | 118.003 | 0 | 0 | 0 | 120.6293 | 0
777 | 33 | 2 | 2 | Sunday | 8 | 74.435 | 0 | 34.1045 | 37.4169 | 33.2132 | 51.482 | 0 | 0.7525 | 23.4 | 0.4054 | 128.887 | 0 | 0 | 0 | 125.5462 | 0
778 | 33 | 2 | 2 | Sunday | 9 | 76.606 | 0 | 34.0836 | 28.6258 | 29.3396 | 32.176 | 0 | 0.7484 | 23.4 | 4.6245 | 116.1974 | 0 | 0 | 0 | 108.722 | 0
779 | 33 | 2 | 2 | Sunday | 10 | 72.928 | 0 | 34.0764 | 27.1568 | 32.5586 | 12.871 | 0 | 0.7798 | 19.08 | 11.7759 | 113.6516 | 0 | 0 | 0 | 85.355 | 0
780 | 33 | 2 | 2 | Sunday | 11 | 70.482 | 0 | 34.071 | 26.0247 | 32.5586 | 12.871 | 0 | 0.7834 | 21.6 | 14.7456 | 115.0377 | 0 | 0 | 0 | 82.07 | 0
781 | 33 | 2 | 2 | Sunday | 12 | 65.637 | 0 | 34.0453 | 24.309 | 33.0367 | 19.306 | 0 | 0.778 | 19.08 | 15.84 | 111.2491 | 0 | 0 | 0 | 81.8718 | 0
782 | 33 | 2 | 2 | Sunday | 13 | 65.555 | 0 | 34.0402 | 20.5453 | 29.1634 | 19.306 | 0 | 0.7754 | 18.36 | 15.8614 | 102.8842 | 0 | 0 | 0 | 80.7614 | 0
783 | 33 | 2 | 2 | Sunday | 14 | 66.674 | 0 | 33.9773 | 21.2579 | 29.1634 | 6.435 | 0 | 0.74 | 18 | 11.4911 | 103.1386 | 0 | 0 | 0 | 71.5478 | 0
784 | 33 | 2 | 2 | Sunday | 15 | 71.582 | 0 | 33.9586 | 24.3634 | 29.1634 | 6.435 | 0 | 0.7339 | 15.84 | 6.2432 | 104.0593 | 0 | 0 | 0 | 76.4631 | 0
785 | 33 | 2 | 2 | Sunday | 16 | 75.485 | 0 | 33.9525 | 26.9055 | 27.5539 | 25.741 | 0 | 0.7422 | 23.04 | 2.5363 | 112.1942 | 0 | 0 | 0 | 95.2968 | 0
786 | 33 | 2 | 2 | Sunday | 17 | 80.346 | 0 | 33.9615 | 26.7085 | 26.399 | 32.176 | 0 | 0.7486 | 22.32 | 0.4963 | 110.1376 | 0 | 0 | 0 | 105.6739 | 0
787 | 33 | 2 | 2 | Sunday | 18 | 70.223 | 0 | 33.915 | 43.9889 | 38.0184 | 45.047 | 0 | 0.7421 | 23.4 | 0 | 140.0644 | 0 | 0 | 0 | 106.6419 | 0
788 | 33 | 2 | 2 | Sunday | 19 | 55.659 | 0 | 33.8055 | 55.5005 | 45.7644 | 45.047 | 0 | 0.7228 | 22.68 | 0 | 158.4733 | 0 | 0 | 0 | 93.0862 | 0
789 | 33 | 2 | 2 | Sunday | 20 | 44.202 | 0 | 33.7594 | 60.0165 | 49.6381 | 32.176 | 0 | 0.7019 | 22.68 | 0 | 166.7959 | 0 | 0 | 0 | 71.4726 | 0
790 | 33 | 2 | 2 | Sunday | 21 | 44.787 | 0 | 33.766 | 48.5011 | 41.8913 | 19.306 | 0 | 0.6994 | 22.68 | 0 | 147.5378 | 0 | 0 | 0 | 61.3461 | 0
791 | 33 | 2 | 2 | Sunday | 22 | 53.745 | 0 | 33.7889 | 40.3665 | 35.5897 | 12.871 | 0 | 0.7084 | 14.4 | 0 | 124.8535 | 0 | 0 | 0 | 64.8765 | 0
792 | 33 | 2 | 2 | Sunday | 23 | 67.044 | 0 | 33.8837 | 25.6748 | 24.6242 | 12.871 | 0 | 0.7244 | 14.4 | 0 | 99.3072 | 0 | 0 | 0 | 78.2601 | 0
793 | 34 | 3 | 2 | Monday | 0 | 76.655 | 0 | 34.245 | 17.5343 | 18.3373 | 6.435 | 0 | 0.7343 | 14.4 | 0 | 85.2509 | 0 | 0 | 0 | 82.2895 | 0
794 | 34 | 3 | 2 | Monday | 1 | 87.565 | 0 | 34.2548 | 14.6472 | 16.4006 | 6.435 | 0 | 0.7465 | 11.88 | 0 | 77.9291 | 0 | 0 | 0 | 93.2206 | 0
795 | 34 | 3 | 2 | Monday | 2 | 96.143 | 0 | 34.2754 | 11.7686 | 14.464 | 6.435 | 0 | 0.7557 | 11.88 | 0 | 73.1438 | 0 | 0 | 0 | 101.8174 | 0
796 | 34 | 3 | 2 | Monday | 3 | 98.411 | 0 | 34.3009 | 11.7686 | 14.464 | 6.435 | 0 | 0.7586 | 11.88 | 0 | 73.1721 | 0 | 0 | 0 | 104.102 | 0
797 | 34 | 3 | 2 | Monday | 4 | 99.028 | 0 | 34.306 | 13.0128 | 14.464 | 6.435 | 0 | 0.7594 | 11.88 | 0 | 74.4222 | 0 | 0 | 0 | 104.7357 | 0
798 | 34 | 3 | 2 | Monday | 5 | 92.644 | 0 | 34.2621 | 22.6634 | 20.5805 | 6.435 | 0 | 0.7514 | 11.88 | 0 | 90.1374 | 0 | 0 | 0 | 98.365 | 0
799 | 34 | 3 | 2 | Monday | 6 | 79.253 | 0 | 34.1359 | 44.2813 | 35.484 | 32.176 | 0 | 0.7433 | 15.12 | 0 | 129.7645 | 0 | 0 | 0 | 108.1065 | 0
800 | 34 | 3 | 2 | Monday | 7 | 71.791 | 0 | 33.9866 | 61.1578 | 46.6998 | 45.047 | 0 | 0.7436 | 15.12 | 0 | 157.7078 | 0 | 0 | 0 | 112.8058 | 0
801 | 34 | 3 | 2 | Monday | 8 | 68.539 | 0 | 33.9235 | 69.455 | 52.1343 | 51.482 | 0 | 0.7463 | 18.72 | 0.4447 | 174.9792 | 0 | 0 | 0 | 116.225 | 0
802 | 34 | 3 | 2 | Monday | 9 | 67.369 | 0 | 33.9181 | 68.4585 | 52.8606 | 32.176 | 0 | 0.732 | 18.72 | 4.0685 | 174.6892 | 0 | 0 | 0 | 97.5478 | 0
803 | 34 | 3 | 2 | Monday | 10 | 68.581 | 0 | 33.9397 | 59.2062 | 51.878 | 12.871 | 0 | 0.7328 | 14.4 | 8.6129 | 160.1567 | 0 | 0 | 0 | 80.6918 | 0
804 | 34 | 3 | 2 | Monday | 11 | 64.843 | 0 | 33.9381 | 56.9062 | 51.878 | 12.871 | 0 | 0.7343 | 18.36 | 10.6195 | 161.8166 | 0 | 0 | 0 | 76.8664 | 0
805 | 34 | 3 | 2 | Monday | 12 | 64.703 | 0 | 34.0019 | 54.7859 | 51.1854 | 19.306 | 0 | 0.7444 | 18.36 | 12.5862 | 159.0776 | 0 | 0 | 0 | 82.4768 | 0
806 | 34 | 3 | 2 | Monday | 13 | 62.981 | 0.667 | 34.0026 | 56.0648 | 51.878 | 19.306 | 0 | 0.7822 | 18.36 | 13.8098 | 161.8087 | 0 | 0 | 0 | 80.3029 | 0
807 | 34 | 3 | 2 | Monday | 14 | 59.398 | 0.911 | 33.9771 | 56.5375 | 51.878 | 6.435 | 0 | 0.7784 | 18.36 | 12.1554 | 162.516 | 0 | 0 | 0 | 65.0132 | 0
808 | 34 | 3 | 2 | Monday | 15 | 59.777 | 2.369 | 33.9404 | 58.5419 | 51.878 | 6.435 | 0 | 0.8385 | 18.36 | 7.7165 | 166.1212 | 0 | 0 | 0 | 65.3573 | 0
809 | 34 | 3 | 2 | Monday | 16 | 57.515 | 1.893 | 33.9169 | 64.3777 | 50.7246 | 25.741 | 0 | 0.8154 | 22.68 | 3.0337 | 174.5614 | 0 | 0 | 0 | 80.0434 | 0
810 | 34 | 3 | 2 | Monday | 17 | 59.096 | 1.08 | 33.9288 | 59.7068 | 43.0931 | 32.176 | 0 | 0.7778 | 28.8 | 0.6012 | 167.4746 | 0 | 0 | 0 | 87.6389 | 0
811 | 34 | 3 | 2 | Monday | 18 | 51.734 | 0.939 | 33.8361 | 65.4399 | 51.7393 | 45.047 | 0 | 0.7665 | 30.96 | 0 | 183.7571 | 0 | 0 | 0 | 92.3472 | 0
812 | 34 | 3 | 2 | Monday | 19 | 41.457 | 0.257 | 33.792 | 70.7204 | 57.1787 | 45.047 | 0 | 0.7172 | 25.2 | 0 | 187.8858 | 0 | 0 | 0 | 82.7337 | 0
813 | 34 | 3 | 2 | Monday | 20 | 38.603 | 0.169 | 33.7833 | 75.2516 | 60.483 | 32.176 | 0 | 0.6998 | 25.2 | 0 | 195.6003 | 0 | 0 | 0 | 68.4348 | 0
814 | 34 | 3 | 2 | Monday | 21 | 40.499 | 0.006 | 33.8071 | 69.495 | 55.4564 | 19.306 | 0 | 0.6888 | 25.2 | 0 | 184.6534 | 0 | 0 | 0 | 58.5177 | 0
815 | 34 | 3 | 2 | Monday | 22 | 46.884 | 0 | 33.8388 | 49.7368 | 40.0199 | 12.871 | 0 | 0.695 | 16.2 | 0 | 140.4904 | 0 | 0 | 0 | 58.9532 | 0
816 | 34 | 3 | 2 | Monday | 23 | 64.819 | 0 | 33.8607 | 26.9226 | 24.6242 | 12.871 | 0 | 0.7159 | 16.2 | 0 | 102.3234 | 0 | 0 | 0 | 76.9597 | 0
817 | 35 | 4 | 2 | Tuesday | 0 | 75.528 | 0 | 34.4622 | 17.5343 | 18.3373 | 6.435 | 0 | 0.7266 | 14.4 | 0 | 85.4603 | 0 | 0 | 0 | 81.6168 | 0
818 | 35 | 4 | 2 | Tuesday | 1 | 83.515 | 0 | 34.8003 | 14.6472 | 16.4006 | 6.435 | 0 | 0.7362 | 11.88 | 0 | 78.4643 | 0 | 0 | 0 | 89.618 | 0
819 | 35 | 4 | 2 | Tuesday | 2 | 92.033 | 0 | 34.8538 | 11.7686 | 14.464 | 6.435 | 0 | 0.7452 | 11.88 | 0 | 73.7117 | 0 | 0 | 0 | 98.1492 | 0
820 | 35 | 4 | 2 | Tuesday | 3 | 98.569 | 0 | 34.8445 | 11.7686 | 14.464 | 6.435 | 0 | 0.752 | 11.88 | 0 | 73.7092 | 0 | 0 | 0 | 104.6985 | 0
821 | 35 | 4 | 2 | Tuesday | 4 | 102.683 | 0 | 34.8632 | 13.0128 | 14.464 | 6.435 | 0 | 0.7559 | 11.88 | 0 | 74.9759 | 0 | 0 | 0 | 108.8235 | 0
822 | 35 | 4 | 2 | Tuesday | 5 | 101.499 | 0 | 34.8257 | 22.6634 | 20.5805 | 6.435 | 0 | 0.7532 | 11.88 | 0 | 90.7029 | 0 | 0 | 0 | 107.6488 | 0
823 | 35 | 4 | 2 | Tuesday | 6 | 93.492 | 0 | 34.6546 | 44.2813 | 35.484 | 32.176 | 0 | 0.7507 | 15.12 | 0 | 130.2905 | 0 | 0 | 0 | 124.4211 | 0
824 | 35 | 4 | 2 | Tuesday | 7 | 90.31 | 0 | 34.5493 | 61.1578 | 46.6998 | 45.047 | 0 | 0.755 | 15.12 | 0 | 158.2819 | 0 | 0 | 0 | 134.0338 | 0
825 | 35 | 4 | 2 | Tuesday | 8 | 89.758 | 0 | 34.4966 | 69.3969 | 52.1343 | 51.482 | 0 | 0.7598 | 18.72 | 0.6886 | 175.5076 | 0 | 0 | 0 | 140.2778 | 0
826 | 35 | 4 | 2 | Tuesday | 9 | 87.31 | 0 | 34.4845 | 67.6333 | 52.8606 | 32.176 | 0 | 0.7653 | 18.72 | 8.0161 | 174.4636 | 0 | 0 | 0 | 118.8882 | 0
827 | 35 | 4 | 2 | Tuesday | 10 | 87.558 | 0 | 34.3811 | 60.7284 | 51.878 | 12.871 | 0 | 0.8135 | 14.4 | 16.7439 | 162.201 | 0 | 0 | 0 | 99.4325 | 0
828 | 35 | 4 | 2 | Tuesday | 11 | 79.226 | 0 | 34.2109 | 57.0516 | 51.878 | 12.871 | 0 | 0.8334 | 18.36 | 22.9612 | 162.3339 | 0 | 0 | 0 | 89.6982 | 0
829 | 35 | 4 | 2 | Tuesday | 12 | 65.794 | 0.087 | 34.2628 | 53.5273 | 51.1854 | 19.306 | 0 | 0.825 | 18.36 | 24.7218 | 158.255 | 0 | 0 | 0 | 79.1857 | 0
830 | 35 | 4 | 2 | Tuesday | 13 | 56.967 | 0.881 | 34.2293 | 55.0008 | 51.878 | 19.306 | 0 | 0.8093 | 18.36 | 19.8664 | 161.2301 | 0 | 0 | 0 | 68.7941 | 0
831 | 35 | 4 | 2 | Tuesday | 14 | 57.874 | 0.923 | 34.2185 | 55.6428 | 51.878 | 6.435 | 0 | 0.7631 | 18.36 | 12.1875 | 161.8602 | 0 | 0 | 0 | 61.7225 | 0
832 | 35 | 4 | 2 | Tuesday | 15 | 58.426 | 2.709 | 34.1662 | 58.082 | 51.878 | 6.435 | 0 | 0.8531 | 18.36 | 6.7641 | 166.2688 | 0 | 0 | 0 | 62.3131 | 0
833 | 35 | 4 | 2 | Tuesday | 16 | 54.782 | 1.97 | 34.1445 | 65.4315 | 50.7246 | 25.741 | 0 | 0.8156 | 22.68 | 2.7426 | 175.9264 | 0 | 0 | 0 | 70.7242 | 0
834 | 35 | 4 | 2 | Tuesday | 17 | 59.654 | 1.165 | 34.1588 | 59.7846 | 43.0931 | 32.176 | 0 | 0.7808 | 28.8 | 0.4986 | 167.8771 | 0 | 0 | 0 | 80.404 | 0
835 | 35 | 4 | 2 | Tuesday | 18 | 54.144 | 1.022 | 34.0372 | 65.4399 | 51.7393 | 45.047 | 0 | 0.7719 | 30.96 | 0 | 184.053 | 0 | 0 | 0 | 84.6082 | 0
836 | 35 | 4 | 2 | Tuesday | 19 | 41.952 | 0.31 | 33.8011 | 70.7204 | 57.1787 | 45.047 | 0 | 0.7205 | 25.2 | 0 | 187.9555 | 0 | 0 | 0 | 73.9028 | 0
837 | 35 | 4 | 2 | Tuesday | 20 | 35.572 | 0.197 | 33.7831 | 75.2516 | 60.483 | 32.176 | 0 | 0.6991 | 25.2 | 0 | 195.6298 | 0 | 0 | 0 | 59.2095 | 0
838 | 35 | 4 | 2 | Tuesday | 21 | 36.973 | 0.007 | 33.8036 | 69.495 | 55.4564 | 19.306 | 0 | 0.6861 | 25.2 | 0 | 184.6488 | 0 | 0 | 0 | 51.4564 | 0
839 | 35 | 4 | 2 | Tuesday | 22 | 47.126 | 0 | 33.8404 | 49.7368 | 40.0199 | 12.871 | 0 | 0.6955 | 16.2 | 0 | 140.4925 | 0 | 0 | 0 | 56.9206 | 0
840 | 35 | 4 | 2 | Tuesday | 23 | 66.301 | 0 | 33.91 | 26.9226 | 24.6242 | 12.871 | 0 | 0.718 | 16.2 | 0 | 102.3749 | 0 | 0 | 0 | 76.221 | 0
841 | 36 | 5 | 2 | Wednesday | 0 | 77.595 | 0 | 34.4022 | 17.5343 | 18.3373 | 6.435 | 0 | 0.7295 | 14.4 | 0 | 85.4033 | 0 | 0 | 0 | 82.5946 | 0
842 | 36 | 5 | 2 | Wednesday | 1 | 85.419 | 0 | 34.677 | 14.6472 | 16.4006 | 6.435 | 0 | 0.7388 | 11.88 | 0 | 78.3437 | 0 | 0 | 0 | 90.4463 | 0
843 | 36 | 5 | 2 | Wednesday | 2 | 90.85 | 0 | 34.7252 | 11.7686 | 14.464 | 6.435 | 0 | 0.7455 | 11.88 | 0 | 73.5833 | 0 | 0 | 0 | 95.9032 | 0
844 | 36 | 5 | 2 | Wednesday | 3 | 97.604 | 0 | 34.7261 | 11.7686 | 14.464 | 6.435 | 0 | 0.7525 | 11.88 | 0 | 73.5913 | 0 | 0 | 0 | 102.6832 | 0
845 | 36 | 5 | 2 | Wednesday | 4 | 102.009 | 0 | 34.7198 | 13.0128 | 14.464 | 6.435 | 0 | 0.7567 | 11.88 | 0 | 74.8334 | 0 | 0 | 0 | 107.1126 | 0
846 | 36 | 5 | 2 | Wednesday | 5 | 96.995 | 0 | 34.6611 | 22.6634 | 20.5805 | 6.435 | 0 | 0.7505 | 11.88 | 0 | 90.5355 | 0 | 0 | 0 | 102.1212 | 0
847 | 36 | 5 | 2 | Wednesday | 6 | 88.785 | 0 | 34.4825 | 44.2813 | 35.484 | 32.176 | 0 | 0.7476 | 15.12 | 0 | 130.1154 | 0 | 0 | 0 | 114.7717 | 0
848 | 36 | 5 | 2 | Wednesday | 7 | 85.367 | 0 | 34.3946 | 61.1578 | 46.6998 | 45.047 | 0 | 0.7516 | 15.12 | 0 | 158.1238 | 0 | 0 | 0 | 122.6534 | 0
849 | 36 | 5 | 2 | Wednesday | 8 | 81.796 | 0 | 34.336 | 69.4545 | 52.1343 | 51.482 | 0 | 0.7538 | 18.72 | 0.4655 | 175.3986 | 0 | 0 | 0 | 125.5914 | 0
850 | 36 | 5 | 2 | Wednesday | 9 | 73.301 | 0 | 34.3213 | 68.7875 | 52.8606 | 32.176 | 0 | 0.7331 | 18.72 | 4.9151 | 175.4224 | 0 | 0 | 0 | 101.233 | 0
851 | 36 | 5 | 2 | Wednesday | 10 | 67.093 | 0 | 34.3362 | 60.1686 | 51.878 | 12.871 | 0 | 0.7529 | 14.4 | 12.4369 | 161.5357 | 0 | 0 | 0 | 78.1771 | 0
852 | 36 | 5 | 2 | Wednesday | 11 | 60.065 | 0 | 34.3168 | 58.3054 | 51.878 | 12.871 | 0 | 0.7871 | 18.36 | 19.1931 | 163.6472 | 0 | 0 | 0 | 70.35 | 0
853 | 36 | 5 | 2 | Wednesday | 12 | 50.96 | 0.155 | 34.3661 | 55.5633 | 51.1854 | 19.306 | 0 | 0.7926 | 18.36 | 21.1098 | 160.4355 | 0 | 0 | 0 | 64.7117 | 0
854 | 36 | 5 | 2 | Wednesday | 13 | 47.581 | 0.966 | 34.3248 | 55.6743 | 51.878 | 19.306 | 0 | 0.8138 | 18.36 | 19.7762 | 162.0951 | 0 | 0 | 0 | 59.9883 | 0
855 | 36 | 5 | 2 | Wednesday | 14 | 47.865 | 2.095 | 34.2792 | 55.4508 | 51.878 | 6.435 | 0 | 0.8526 | 18.36 | 17.3843 | 163.0867 | 0 | 0 | 0 | 51.6596 | 0
856 | 36 | 5 | 2 | Wednesday | 15 | 47.519 | 2.362 | 34.2525 | 58.3734 | 51.878 | 6.435 | 0 | 0.8312 | 18.36 | 11.5038 | 166.2497 | 0 | 0 | 0 | 51.1688 | 0
857 | 36 | 5 | 2 | Wednesday | 16 | 44.256 | 1.997 | 34.2303 | 64.7377 | 50.7246 | 25.741 | 0 | 0.8073 | 22.68 | 4.7781 | 175.3395 | 0 | 0 | 0 | 59.2478 | 0
858 | 36 | 5 | 2 | Wednesday | 17 | 48.398 | 1.221 | 34.2313 | 59.6961 | 43.0931 | 32.176 | 0 | 0.7734 | 28.8 | 0.7017 | 167.9147 | 0 | 0 | 0 | 68.0253 | 0
859 | 36 | 5 | 2 | Wednesday | 18 | 40.208 | 1.09 | 34.114 | 65.4399 | 51.7393 | 45.047 | 0 | 0.7636 | 30.96 | 0 | 184.1957 | 0 | 0 | 0 | 69.1997 | 0
860 | 36 | 5 | 2 | Wednesday | 19 | 26.938 | 0.385 | 33.7879 | 70.7204 | 57.1787 | 45.047 | 0 | 0.7124 | 25.2 | 0 | 188.016 | 0 | 0 | 0 | 57.5108 | 0
861 | 36 | 5 | 2 | Wednesday | 20 | 24.132 | 0.252 | 33.7719 | 75.2516 | 60.483 | 32.176 | 0 | 0.6928 | 25.2 | 0 | 195.6714 | 0 | 0 | 0 | 46.8433 | 0
862 | 36 | 5 | 2 | Wednesday | 21 | 28.991 | 0.009 | 33.7994 | 69.495 | 55.4564 | 19.306 | 0 | 0.6798 | 25.2 | 0 | 184.64 | 0 | 0 | 0 | 42.9488 | 0
863 | 36 | 5 | 2 | Wednesday | 22 | 41.537 | 0 | 33.8279 | 49.7368 | 40.0199 | 12.871 | 0 | 0.6903 | 16.2 | 0 | 140.4748 | 0 | 0 | 0 | 50.9987 | 0
864 | 36 | 5 | 2 | Wednesday | 23 | 62.277 | 0 | 33.9388 | 26.9226 | 24.6242 | 12.871 | 0 | 0.713 | 16.2 | 0 | 102.3986 | 0 | 0 | 0 | 71.8793 | 0
865 | 37 | 6 | 2 | Thursday | 0 | 76.059 | 0 | 34.5658 | 17.5343 | 18.3373 | 6.435 | 0 | 0.7259 | 14.4 | 0 | 85.5633 | 0 | 0 | 0 | 80.9047 | 0
866 | 37 | 6 | 2 | Thursday | 1 | 86.531 | 0 | 34.8916 | 14.6472 | 16.4006 | 6.435 | 0 | 0.737 | 11.88 | 0 | 78.5565 | 0 | 0 | 0 | 91.4065 | 0
867 | 37 | 6 | 2 | Thursday | 2 | 98.446 | 0 | 34.9569 | 11.7686 | 14.464 | 6.435 | 0 | 0.7493 | 11.88 | 0 | 73.8189 | 0 | 0 | 0 | 103.3514 | 0
868 | 37 | 6 | 2 | Thursday | 3 | 109.818 | 0 | 34.8767 | 11.7686 | 14.464 | 6.435 | 0 | 0.7628 | 11.88 | 0 | 73.7522 | 0 | 0 | 0 | 114.7518 | 0
869 | 37 | 6 | 2 | Thursday | 4 | 110.583 | 0 | 34.7235 | 13.0128 | 14.464 | 6.435 | 0 | 0.7653 | 11.88 | 0 | 74.8456 | 0 | 0 | 0 | 115.5426 | 0
870 | 37 | 6 | 2 | Thursday | 5 | 112.182 | 0 | 34.6315 | 22.6634 | 20.5805 | 6.435 | 0 | 0.7653 | 11.88 | 0 | 90.5208 | 0 | 0 | 0 | 117.1672 | 0
871 | 37 | 6 | 2 | Thursday | 6 | 106.83 | 0 | 34.45 | 44.2813 | 35.484 | 32.176 | 0 | 0.765 | 15.12 | 0 | 130.1003 | 0 | 0 | 0 | 132.1364 | 0
872 | 37 | 6 | 2 | Thursday | 7 | 99.918 | 0 | 34.3559 | 61.1578 | 46.6998 | 45.047 | 0 | 0.7657 | 15.12 | 0 | 158.0991 | 0 | 0 | 0 | 136.3151 | 0
873 | 37 | 6 | 2 | Thursday | 8 | 99.538 | 0 | 34.304 | 69.4052 | 52.1343 | 51.482 | 0 | 0.7707 | 18.72 | 0.6895 | 175.3342 | 0 | 0 | 0 | 142.4103 | 0
874 | 37 | 6 | 2 | Thursday | 9 | 90.448 | 0 | 34.2777 | 67.5582 | 52.8606 | 32.176 | 0 | 0.7577 | 18.72 | 7.8251 | 174.1742 | 0 | 0 | 0 | 117.7894 | 0
875 | 37 | 6 | 2 | Thursday | 10 | 74.56 | 0 | 34.2683 | 60.6973 | 51.878 | 12.871 | 0 | 0.8001 | 14.4 | 17.7905 | 162.0437 | 0 | 0 | 0 | 84.9781 | 0
876 | 37 | 6 | 2 | Thursday | 11 | 57.792 | 0 | 34.2587 | 57.4595 | 51.878 | 12.871 | 0 | 0.8373 | 18.36 | 26.3072 | 162.7936 | 0 | 0 | 0 | 66.6614 | 0
877 | 37 | 6 | 2 | Thursday | 12 | 48.94 | 0.156 | 34.3236 | 53.5988 | 51.1854 | 19.306 | 0 | 0.8549 | 18.36 | 30.6127 | 158.4916 | 0 | 0 | 0 | 59.2303 | 0
878 | 37 | 6 | 2 | Thursday | 13 | 44.708 | 1.516 | 34.3024 | 55.0761 | 51.878 | 19.306 | 0 | 0.9016 | 18.36 | 29.9096 | 162.1577 | 0 | 0 | 0 | 52.2274 | 0
879 | 37 | 6 | 2 | Thursday | 14 | 47.012 | 2.159 | 34.234 | 55.5347 | 51.878 | 6.435 | 0 | 0.8842 | 18.36 | 24.6142 | 163.2263 | 0 | 0 | 0 | 48.841 | 0
880 | 37 | 6 | 2 | Thursday | 15 | 51.583 | 2.311 | 34.3121 | 59.3754 | 51.878 | 6.435 | 0 | 0.8361 | 18.36 | 15.7203 | 167.2604 | 0 | 0 | 0 | 53.1633 | 0
881 | 37 | 6 | 2 | Thursday | 16 | 52.109 | 1.982 | 34.2589 | 65.081 | 50.7246 | 25.741 | 0 | 0.8122 | 22.68 | 5.4798 | 175.7001 | 0 | 0 | 0 | 59.0174 | 0
882 | 37 | 6 | 2 | Thursday | 17 | 62.948 | 1.201 | 34.2363 | 59.7076 | 43.0931 | 32.176 | 0 | 0.7838 | 28.8 | 0.5941 | 167.9196 | 0 | 0 | 0 | 73.0056 | 0
883 | 37 | 6 | 2 | Thursday | 18 | 58.577 | 1.061 | 34.1279 | 65.4399 | 51.7393 | 45.047 | 0 | 0.7766 | 30.96 | 0 | 184.1908 | 0 | 0 | 0 | 75.1133 | 0
884 | 37 | 6 | 2 | Thursday | 19 | 50.442 | 0.341 | 33.8234 | 70.7204 | 57.1787 | 45.047 | 0 | 0.7284 | 25.2 | 0 | 188.0191 | 0 | 0 | 0 | 69.6163 | 0
885 | 37 | 6 | 2 | Thursday | 20 | 47.773 | 0.21 | 33.7946 | 75.2516 | 60.483 | 32.176 | 0 | 0.7091 | 25.2 | 0 | 195.6657 | 0 | 0 | 0 | 62.9594 | 0
886 | 37 | 6 | 2 | Thursday | 21 | 49.22 | 0.008 | 33.8148 | 69.495 | 55.4564 | 19.306 | 0 | 0.6956 | 25.2 | 0 | 184.67 | 0 | 0 | 0 | 58.893 | 0
887 | 37 | 6 | 2 | Thursday | 22 | 59.657 | 0 | 33.8606 | 49.7368 | 40.0199 | 12.871 | 0 | 0.7054 | 16.2 | 0 | 140.5226 | 0 | 0 | 0 | 66.3402 | 0
888 | 37 | 6 | 2 | Thursday | 23 | 83.075 | 0 | 33.9912 | 26.9226 | 24.6242 | 12.871 | 0 | 0.7323 | 16.2 | 0 | 102.4703 | 0 | 0 | 0 | 89.9518 | 0
889 | 38 | 7 | 2 | Friday | 0 | 98.374 | 0 | 34.4259 | 17.5343 | 18.3373 | 6.435 | 0 | 0.7479 | 14.4 | 0 | 85.4453 | 0 | 0 | 0 | 101.8806 | 0
890 | 38 | 7 | 2 | Friday | 1 | 107.187 | 0 | 34.6492 | 14.6472 | 16.4006 | 6.435 | 0 | 0.7588 | 11.88 | 0 | 78.3359 | 0 | 0 | 0 | 110.7395 | 0
891 | 38 | 7 | 2 | Friday | 2 | 109.228 | 0 | 34.7003 | 11.7686 | 14.464 | 6.435 | 0 | 0.7625 | 11.88 | 0 | 73.5755 | 0 | 0 | 0 | 112.824 | 0
892 | 38 | 7 | 2 | Friday | 3 | 106.268 | 0 | 34.6637 | 11.7686 | 14.464 | 6.435 | 0 | 0.7612 | 11.88 | 0 | 73.5376 | 0 | 0 | 0 | 109.907 | 0
893 | 38 | 7 | 2 | Friday | 4 | 103.743 | 0 | 34.63 | 13.0128 | 14.464 | 6.435 | 0 | 0.7593 | 11.88 | 0 | 74.7461 | 0 | 0 | 0 | 107.4237 | 0
894 | 38 | 7 | 2 | Friday | 5 | 98.662 | 0 | 34.5661 | 22.6634 | 20.5805 | 6.435 | 0 | 0.753 | 11.88 | 0 | 90.443 | 0 | 0 | 0 | 102.3831 | 0
895 | 38 | 7 | 2 | Friday | 6 | 83.239 | 0 | 34.3588 | 44.2813 | 35.484 | 32.176 | 0 | 0.7438 | 15.12 | 0 | 129.9879 | 0 | 0 | 0 | 102.4376 | 0
896 | 38 | 7 | 2 | Friday | 7 | 69.467 | 0 | 34.2391 | 61.1578 | 46.6998 | 45.047 | 0 | 0.7392 | 15.12 | 0 | 157.9559 | 0 | 0 | 0 | 97.897 | 0
897 | 38 | 7 | 2 | Friday | 8 | 59.302 | 0 | 34.1822 | 69.4626 | 52.1343 | 51.482 | 0 | 0.7364 | 18.72 | 0.19 | 175.2356 | 0 | 0 | 0 | 93.8365 | 0
898 | 38 | 7 | 2 | Friday | 9 | 56.49 | 0 | 34.2044 | 71.3786 | 52.8606 | 32.176 | 0 | 0.7207 | 18.72 | 1.5949 | 177.8842 | 0 | 0 | 0 | 79.0772 | 0
899 | 38 | 7 | 2 | Friday | 10 | 56.96 | 0 | 34.2362 | 64.6717 | 51.878 | 12.871 | 0 | 0.716 | 14.4 | 3.5499 | 165.9019 | 0 | 0 | 0 | 66.1889 | 0
900 | 38 | 7 | 2 | Friday | 11 | 48.498 | 0 | 34.2483 | 61.8376 | 51.878 | 12.871 | 0 | 0.7093 | 18.36 | 5.3009 | 167.0332 | 0 | 0 | 0 | 57.83 | 0
901 | 38 | 7 | 2 | Friday | 12 | 43.24 | 0.424 | 34.3048 | 57.5961 | 51.1854 | 19.306 | 0 | 0.7268 | 18.36 | 7.5448 | 162.6315 | 0 | 0 | 0 | 57.4481 | 0
902 | 38 | 7 | 2 | Friday | 13 | 38.978 | 2.433 | 34.225 | 58.1134 | 51.878 | 19.306 | 0 | 0.8239 | 18.36 | 9.352 | 166.032 | 0 | 0 | 0 | 53.418 | 0
903 | 38 | 7 | 2 | Friday | 14 | 35.204 | 2.472 | 34.1725 | 60.2092 | 51.878 | 6.435 | 0 | 0.8175 | 18.36 | 7.1713 | 168.1103 | 0 | 0 | 0 | 40.0513 | 0
904 | 38 | 7 | 2 | Friday | 15 | 31.713 | 2.927 | 34.1038 | 64.1578 | 51.878 | 6.435 | 0 | 0.8362 | 18.36 | 3.9803 | 172.5009 | 0 | 0 | 0 | 36.5801 | 0
905 | 38 | 7 | 2 | Friday | 16 | 28.534 | 2.678 | 34.0331 | 67.2484 | 50.7246 | 25.741 | 0 | 0.8247 | 22.68 | 2.0089 | 178.4067 | 0 | 0 | 0 | 48.3312 | 0
906 | 38 | 7 | 2 | Friday | 17 | 30.42 | 1.909 | 34.0196 | 59.7897 | 43.0931 | 32.176 | 0 | 0.7899 | 28.8 | 0.4227 | 168.5571 | 0 | 0 | 0 | 55.7441 | 0
907 | 38 | 7 | 2 | Friday | 18 | 21.567 | 2.602 | 33.8796 | 65.4399 | 51.7393 | 45.047 | 0 | 0.8204 | 30.96 | 0 | 185.6531 | 0 | 0 | 0 | 57.9813 | 0
908 | 38 | 7 | 2 | Friday | 19 | 13.935 | 2.027 | 33.9983 | 70.7204 | 57.1787 | 45.047 | 0 | 0.7808 | 25.2 | 0 | 190.0705 | 0 | 0 | 0 | 51.3237 | 0
909 | 38 | 7 | 2 | Friday | 20 | 12.609 | 1.852 | 34.0168 | 75.2516 | 60.483 | 32.176 | 0 | 0.7622 | 25.2 | 0 | 197.7166 | 0 | 0 | 0 | 39.8057 | 0
910 | 38 | 7 | 2 | Friday | 21 | 12.88 | 0.75 | 33.9834 | 69.495 | 55.4564 | 19.306 | 0 | 0.5899 | 25.2 | 0 | 185.5355 | 0 | 0 | 0 | 29.3838 | 0
911 | 38 | 7 | 2 | Friday | 22 | 15.701 | 0.072 | 33.7869 | 49.7368 | 40.0199 | 12.871 | 0 | 0.5594 | 16.2 | 0 | 140.3804 | 0 | 0 | 0 | 26.7894 | 0
912 | 38 | 7 | 2 | Friday | 23 | 21.082 | 0 | 33.88 | 26.9226 | 24.6242 | 12.871 | 0 | 0.611 | 16.2 | 0 | 102.2378 | 0 | 0 | 0 | 32.2363 | 0
913 | 39 | 8 | 2 | Saturday | 0 | 25.571 | 0 | 33.9593 | 18.3332 | 19.1419 | 6.435 | 0 | 0.5962 | 15.84 | 0 | 87.8707 | 0 | 0 | 0 | 31.1708 | 0
914 | 39 | 8 | 2 | Saturday | 1 | 31.662 | 0 | 34.4985 | 17.5283 | 18.3373 | 6.435 | 0 | 0.6771 | 12.6 | 0 | 83.6411 | 0 | 0 | 0 | 37.2825 | 0
915 | 39 | 8 | 2 | Saturday | 2 | 36.657 | 0 | 35.3847 | 11.771 | 14.464 | 6.435 | 0 | 0.6892 | 12.6 | 0 | 74.909 | 0 | 0 | 0 | 42.3028 | 0
916 | 39 | 8 | 2 | Saturday | 3 | 44.901 | 0 | 35.5428 | 11.771 | 14.464 | 6.435 | 0 | 0.6973 | 12.6 | 0 | 75.0752 | 0 | 0 | 0 | 50.5746 | 0
917 | 39 | 8 | 2 | Saturday | 4 | 50.954 | 0 | 35.5241 | 11.771 | 14.464 | 6.435 | 0 | 0.703 | 12.6 | 0 | 75.0621 | 0 | 0 | 0 | 56.6503 | 0
918 | 39 | 8 | 2 | Saturday | 5 | 55.467 | 0 | 35.4608 | 13.0152 | 14.464 | 6.435 | 0 | 0.7078 | 12.6 | 0 | 76.2478 | 0 | 0 | 0 | 61.1831 | 0
919 | 39 | 8 | 2 | Saturday | 6 | 54.551 | 0 | 35.2905 | 30.2702 | 24.9086 | 32.176 | 0 | 0.7135 | 14.4 | 0 | 105.5828 | 0 | 0 | 0 | 83.4349 | 0
920 | 39 | 8 | 2 | Saturday | 7 | 55.636 | 0 | 35.2036 | 33.0666 | 26.405 | 45.047 | 0 | 0.7218 | 11.52 | 0 | 106.9169 | 0 | 0 | 0 | 96.7147 | 0
921 | 39 | 8 | 2 | Saturday | 8 | 51.386 | 0 | 35.0563 | 45.858 | 37.4339 | 51.482 | 0 | 0.7217 | 16.2 | 0.8864 | 135.27 | 0 | 0 | 0 | 99.136 | 0
922 | 39 | 8 | 2 | Saturday | 9 | 49.521 | 0 | 35.0547 | 38.976 | 37.9057 | 32.176 | 0 | 0.7516 | 16.2 | 10.3159 | 128.8879 | 0 | 0 | 0 | 79.0992 | 0
923 | 39 | 8 | 2 | Saturday | 10 | 53.797 | 0 | 34.8696 | 32.5406 | 37.2508 | 12.871 | 0 | 0.8221 | 15.12 | 21.5458 | 120.6031 | 0 | 0 | 0 | 64.3549 | 0
924 | 39 | 8 | 2 | Saturday | 11 | 48.665 | 0 | 34.6323 | 30.0467 | 35.3135 | 12.871 | 0 | 0.8601 | 21.6 | 29.8431 | 122.4526 | 0 | 0 | 0 | 57.0742 | 0
925 | 39 | 8 | 2 | Saturday | 12 | 41.779 | 0.204 | 34.6665 | 27.6398 | 34.2247 | 19.306 | 0 | 0.8702 | 23.4 | 33.5593 | 121.0224 | 0 | 0 | 0 | 50.7687 | 0
926 | 39 | 8 | 2 | Saturday | 13 | 39.686 | 1.898 | 34.6068 | 27.2851 | 33.0722 | 19.306 | 0 | 0.9288 | 23.4 | 32.4562 | 121.3454 | 0 | 0 | 0 | 45.5118 | 0
927 | 39 | 8 | 2 | Saturday | 14 | 38.756 | 2.205 | 34.5589 | 26.2136 | 33.0722 | 6.435 | 0 | 0.8891 | 23.4 | 26.7426 | 120.5186 | 0 | 0 | 0 | 39.9196 | 0
928 | 39 | 8 | 2 | Saturday | 15 | 38.3 | 2.173 | 34.5595 | 28.1618 | 33.0722 | 6.435 | 0 | 0.8224 | 23.4 | 17.1627 | 122.3662 | 0 | 0 | 0 | 39.1283 | 0
929 | 39 | 8 | 2 | Saturday | 16 | 37.938 | 2.196 | 34.5664 | 32.8961 | 33.0722 | 25.741 | 0 | 0.8101 | 23.4 | 6.0181 | 127.12 | 0 | 0 | 0 | 41.8514 | 0
930 | 39 | 8 | 2 | Saturday | 17 | 39.365 | 1.672 | 34.5719 | 35.1885 | 32.9581 | 32.176 | 0 | 0.7873 | 27 | 0.6264 | 132.314 | 0 | 0 | 0 | 45.8606 | 0
931 | 39 | 8 | 2 | Saturday | 18 | 31.708 | 0.206 | 34.3817 | 55.5841 | 46.5147 | 45.047 | 0 | 0.7112 | 28.8 | 0 | 166.214 | 0 | 0 | 0 | 43.5792 | 0
932 | 39 | 8 | 2 | Saturday | 19 | 27.724 | 0.032 | 33.9554 | 61.3403 | 50.3878 | 45.047 | 0 | 0.6973 | 28.8 | 0 | 175.2154 | 0 | 0 | 0 | 42.5978 | 0
933 | 39 | 8 | 2 | Saturday | 20 | 26.357 | 0.036 | 33.7935 | 61.3343 | 50.3878 | 32.176 | 0 | 0.6877 | 27 | 0 | 173.2418 | 0 | 0 | 0 | 38.6722 | 0
934 | 39 | 8 | 2 | Saturday | 21 | 23.378 | 0.002 | 33.76 | 61.3343 | 50.3878 | 19.306 | 0 | 0.6015 | 27 | 0 | 173.0858 | 0 | 0 | 0 | 31.4005 | 0
935 | 39 | 8 | 2 | Saturday | 22 | 24.868 | 0 | 33.7614 | 49.2003 | 40.077 | 12.871 | 0 | 0.5838 | 19.8 | 0 | 143.4225 | 0 | 0 | 0 | 30.4759 | 0
936 | 39 | 8 | 2 | Saturday | 23 | 32.752 | 0 | 34.0041 | 28.1779 | 24.6242 | 12.871 | 0 | 0.6841 | 19.8 | 0 | 107.2903 | 0 | 0 | 0 | 38.5693 | 0
937 | 40 | 9 | 2 | Sunday | 0 | 35.264 | 0 | 34.2962 | 24.1043 | 23.0149 | 6.435 | 0 | 0.6893 | 19.8 | 0 | 101.9047 | 0 | 0 | 0 | 38.2463 | 0
938 | 40 | 9 | 2 | Sunday | 1 | 39.36 | 0 | 34.3532 | 23.3102 | 22.2101 | 6.435 | 0 | 0.6946 | 19.8 | 0 | 100.3682 | 0 | 0 | 0 | 42.3966 | 0
939 | 40 | 9 | 2 | Sunday | 2 | 42.797 | 0 | 34.6755 | 17.5379 | 18.3373 | 6.435 | 0 | 0.699 | 15.48 | 0 | 86.7296 | 0 | 0 | 0 | 45.8861 | 0
940 | 40 | 9 | 2 | Sunday | 3 | 44.212 | 0 | 34.8553 | 17.5379 | 18.3373 | 6.435 | 0 | 0.7008 | 15.48 | 0 | 86.9113 | 0 | 0 | 0 | 47.3508 | 0
941 | 40 | 9 | 2 | Sunday | 4 | 47.671 | 0 | 34.8545 | 17.5379 | 18.3373 | 6.435 | 0 | 0.7052 | 15.48 | 0 | 86.9149 | 0 | 0 | 0 | 50.8608 | 0
942 | 40 | 9 | 2 | Sunday | 5 | 47.393 | 0 | 34.8569 | 18.7817 | 18.3373 | 6.435 | 0 | 0.7049 | 15.48 | 0 | 88.1608 | 0 | 0 | 0 | 50.6307 | 0
943 | 40 | 9 | 2 | Sunday | 6 | 43.382 | 0 | 34.6619 | 26.931 | 24.6242 | 32.176 | 0 | 0.7078 | 18.72 | 0 | 105.6449 | 0 | 0 | 0 | 60.2745 | 0
944 | 40 | 9 | 2 | Sunday | 7 | 37.186 | 0 | 34.3991 | 34.2491 | 29.9942 | 45.047 | 0 | 0.708 | 18.72 | 0 | 118.0705 | 0 | 0 | 0 | 62.6184 | 0
945 | 40 | 9 | 2 | Sunday | 8 | 34.308 | 0 | 34.2774 | 37.4418 | 33.2132 | 51.482 | 0 | 0.71 | 23.4 | 0.2289 | 129.0424 | 0 | 0 | 0 | 65.7227 | 0
946 | 40 | 9 | 2 | Sunday | 9 | 36.255 | 0 | 34.3773 | 31.1142 | 29.3396 | 32.176 | 0 | 0.6987 | 23.4 | 1.8476 | 118.9298 | 0 | 0 | 0 | 57.0316 | 0
947 | 40 | 9 | 2 | Sunday | 10 | 36.292 | 0 | 34.4346 | 31.2462 | 32.5586 | 12.871 | 0 | 0.6922 | 19.08 | 3.7443 | 118.0116 | 0 | 0 | 0 | 44.816 | 0
948 | 40 | 9 | 2 | Sunday | 11 | 36.544 | 0 | 34.4891 | 28.1701 | 32.5586 | 12.871 | 0 | 0.6927 | 21.6 | 5.5534 | 117.5105 | 0 | 0 | 0 | 45.2002 | 0
949 | 40 | 9 | 2 | Sunday | 12 | 34.063 | 0 | 34.469 | 26.5615 | 33.0367 | 19.306 | 0 | 0.6913 | 19.08 | 6.9184 | 113.8385 | 0 | 0 | 0 | 47.2935 | 0
950 | 40 | 9 | 2 | Sunday | 13 | 35.281 | 0 | 34.5335 | 21.8689 | 29.1634 | 19.306 | 0 | 0.6929 | 18.36 | 9.2836 | 104.6187 | 0 | 0 | 0 | 48.7932 | 0
951 | 40 | 9 | 2 | Sunday | 14 | 35.534 | 0 | 34.5444 | 22.3303 | 29.1634 | 6.435 | 0 | 0.69 | 18 | 8.8322 | 104.7281 | 0 | 0 | 0 | 40.0861 | 0
952 | 40 | 9 | 2 | Sunday | 15 | 35.82 | 0 | 34.5511 | 24.9991 | 29.1634 | 6.435 | 0 | 0.6903 | 15.84 | 5.5264 | 105.2439 | 0 | 0 | 0 | 40.4017 | 0
953 | 40 | 9 | 2 | Sunday | 16 | 35.926 | 0 | 34.5442 | 26.8044 | 27.5539 | 25.741 | 0 | 0.6958 | 23.04 | 2.6457 | 112.6383 | 0 | 0 | 0 | 54.6112 | 0
954 | 40 | 9 | 2 | Sunday | 17 | 36.063 | 0 | 34.5466 | 26.7035 | 26.399 | 32.176 | 0 | 0.6985 | 22.32 | 0.5304 | 110.6676 | 0 | 0 | 0 | 60.0574 | 0
955 | 40 | 9 | 2 | Sunday | 18 | 28.299 | 0 | 34.3968 | 43.9889 | 38.0184 | 45.047 | 0 | 0.6965 | 23.4 | 0 | 140.5006 | 0 | 0 | 0 | 62.983 | 0
956 | 40 | 9 | 2 | Sunday | 19 | 18.62 | 0 | 33.8323 | 55.5005 | 45.7644 | 45.047 | 0 | 0.684 | 22.68 | 0 | 158.4613 | 0 | 0 | 0 | 54.4195 | 0
957 | 40 | 9 | 2 | Sunday | 20 | 15.019 | 0 | 33.744 | 60.0165 | 49.6381 | 32.176 | 0 | 0.6712 | 22.68 | 0 | 166.7499 | 0 | 0 | 0 | 41.1617 | 0
958 | 40 | 9 | 2 | Sunday | 21 | 15.817 | 0 | 33.744 | 48.5011 | 41.8913 | 19.306 | 0 | 0.5985 | 22.68 | 0 | 147.4149 | 0 | 0 | 0 | 31.7128 | 0
959 | 40 | 9 | 2 | Sunday | 22 | 18.981 | 0 | 33.7446 | 40.3665 | 35.5897 | 12.871 | 0 | 0.5621 | 14.4 | 0 | 124.6628 | 0 | 0 | 0 | 29.6761 | 0
960 | 40 | 9 | 2 | Sunday | 23 | 23.087 | 0 | 33.8469 | 25.6748 | 24.6242 | 12.871 | 0 | 0.6452 | 14.4 | 0 | 99.1912 | 0 | 0 | 0 | 33.8578 | 0
961 | 41 | 10 | 2 | Monday | 0 | 27.498 | 0 | 34.0409 | 17.5343 | 18.3373 | 6.435 | 0 | 0.6245 | 14.4 | 0 | 84.9369 | 0 | 0 | 0 | 32.9113 | 0
962 | 41 | 10 | 2 | Monday | 1 | 30.796 | 0 | 34.8575 | 14.6472 | 16.4006 | 6.435 | 0 | 0.6806 | 11.88 | 0 | 78.4659 | 0 | 0 | 0 | 36.2288 | 0
963 | 41 | 10 | 2 | Monday | 2 | 33.703 | 0 | 35.3283 | 11.7686 | 14.464 | 6.435 | 0 | 0.6871 | 11.88 | 0 | 74.128 | 0 | 0 | 0 | 39.1596 | 0
964 | 41 | 10 | 2 | Monday | 3 | 36.498 | 0 | 35.3486 | 11.7686 | 14.464 | 6.435 | 0 | 0.6908 | 11.88 | 0 | 74.152 | 0 | 0 | 0 | 41.9779 | 0
965 | 41 | 10 | 2 | Monday | 4 | 35.903 | 0 | 35.3406 | 13.0128 | 14.464 | 6.435 | 0 | 0.6901 | 11.88 | 0 | 75.3875 | 0 | 0 | 0 | 41.3991 | 0
966 | 41 | 10 | 2 | Monday | 5 | 33.685 | 0 | 35.2879 | 22.6634 | 20.5805 | 6.435 | 0 | 0.6874 | 11.88 | 0 | 91.0993 | 0 | 0 | 0 | 39.1952 | 0
967 | 41 | 10 | 2 | Monday | 6 | 25.932 | 0 | 34.8654 | 44.2813 | 35.484 | 32.176 | 0 | 0.6862 | 15.12 | 0 | 130.4369 | 0 | 0 | 0 | 53.8576 | 0
968 | 41 | 10 | 2 | Monday | 7 | 21.024 | 0 | 34.4296 | 61.1578 | 46.6998 | 45.047 | 0 | 0.689 | 15.12 | 0 | 158.0961 | 0 | 0 | 0 | 60.8549 | 0
969 | 41 | 10 | 2 | Monday | 8 | 17.828 | 0 | 34.5304 | 69.4626 | 52.1343 | 51.482 | 0 | 0.691 | 18.72 | 0.2944 | 175.5384 | 0 | 0 | 0 | 64.2765 | 0
970 | 41 | 10 | 2 | Monday | 9 | 16.279 | 0 | 34.7115 | 70.0726 | 52.8606 | 32.176 | 0 | 0.6756 | 18.72 | 2.6743 | 177.0402 | 0 | 0 | 0 | 45.6553 | 0
971 | 41 | 10 | 2 | Monday | 10 | 15.955 | 0 | 34.8427 | 60.9184 | 51.878 | 12.871 | 0 | 0.5284 | 14.4 | 6.4645 | 162.5675 | 0 | 0 | 0 | 27.7392 | 0
972 | 41 | 10 | 2 | Monday | 11 | 14.186 | 0.349 | 34.9147 | 57.8766 | 51.878 | 12.871 | 0 | 0.5226 | 18.36 | 9.414 | 163.9296 | 0 | 0 | 0 | 25.8517 | 0
973 | 41 | 10 | 2 | Monday | 12 | 13.406 | 2.983 | 34.8735 | 55.0927 | 51.1854 | 19.306 | 0 | 0.7556 | 18.36 | 11.8217 | 163.4934 | 0 | 0 | 0 | 30.4438 | 0
974 | 41 | 10 | 2 | Monday | 13 | 12.473 | 3.045 | 34.9588 | 56.1028 | 51.878 | 19.306 | 0 | 0.7384 | 18.36 | 13.9389 | 165.331 | 0 | 0 | 0 | 28.7831 | 0
975 | 41 | 10 | 2 | Monday | 14 | 11.933 | 3.337 | 34.8667 | 57.0538 | 51.878 | 6.435 | 0 | 0.5251 | 18.36 | 13.1453 | 166.2928 | 0 | 0 | 0 | 17.0833 | 0
976 | 41 | 10 | 2 | Monday | 15 | 11.483 | 3.527 | 34.6824 | 59.632 | 51.878 | 6.435 | 0 | 0.5039 | 18.36 | 9.8902 | 168.8703 | 0 | 0 | 0 | 16.4406 | 0
977 | 41 | 10 | 2 | Monday | 16 | 10.811 | 3.247 | 34.3066 | 64.1738 | 50.7246 | 25.741 | 0 | 0.7435 | 22.68 | 4.6603 | 176.14 | 0 | 0 | 0 | 30.6682 | 0
978 | 41 | 10 | 2 | Monday | 17 | 12.145 | 2.685 | 34.2974 | 59.6565 | 43.0931 | 32.176 | 0 | 0.8064 | 28.8 | 0.7542 | 169.5572 | 0 | 0 | 0 | 37.5137 | 0
979 | 41 | 10 | 2 | Monday | 18 | 10.242 | 2.78 | 33.9679 | 65.4399 | 51.7393 | 45.047 | 0 | 0.816 | 30.96 | 0 | 185.9298 | 0 | 0 | 0 | 46.7889 | 0
980 | 41 | 10 | 2 | Monday | 19 | 9.165 | 7.374 | 33.8092 | 70.7204 | 57.1787 | 45.047 | 0 | 1.0535 | 25.2 | 0 | 195.9364 | 0 | 0 | 0 | 46.7116 | 0
981 | 41 | 10 | 2 | Monday | 20 | 9.596 | 5.766 | 33.7257 | 75.2516 | 60.483 | 32.176 | 0 | 0.9601 | 25.2 | 0 | 201.8566 | 0 | 0 | 0 | 36.8922 | 0
982 | 41 | 10 | 2 | Monday | 21 | 9.833 | 3.352 | 33.7188 | 69.495 | 55.4564 | 19.306 | 0 | 0.6644 | 25.2 | 0 | 188.16 | 0 | 0 | 0 | 26.4121 | 0
983 | 41 | 10 | 2 | Monday | 22 | 11.714 | 0.24 | 33.7703 | 49.7368 | 40.0199 | 12.871 | 0 | 0.491 | 16.2 | 0 | 140.478 | 0 | 0 | 0 | 22.851 | 0
984 | 41 | 10 | 2 | Monday | 23 | 16.417 | 0 | 33.8203 | 26.9226 | 24.6242 | 12.871 | 0 | 0.521 | 16.2 | 0 | 102.0881 | 0 | 0 | 0 | 27.619 | 0
985 | 42 | 11 | 2 | Tuesday | 0 | 22.553 | 0 | 34.0794 | 17.5343 | 18.3373 | 6.435 | 0 | 0.5325 | 14.4 | 0 | 84.8834 | 0 | 0 | 0 | 28.177 | 0
986 | 42 | 11 | 2 | Tuesday | 1 | 28.527 | 0 | 35.0605 | 14.6472 | 16.4006 | 6.435 | 0 | 0.6506 | 11.88 | 0 | 78.639 | 0 | 0 | 0 | 34.1658 | 0
987 | 42 | 11 | 2 | Tuesday | 2 | 30.005 | 0 | 35.4667 | 11.7686 | 14.464 | 6.435 | 0 | 0.6696 | 11.88 | 0 | 74.2489 | 0 | 0 | 0 | 35.6603 | 0
988 | 42 | 11 | 2 | Tuesday | 3 | 34.461 | 0 | 35.5073 | 11.7686 | 14.464 | 6.435 | 0 | 0.6846 | 11.88 | 0 | 74.3046 | 0 | 0 | 0 | 40.1407 | 0
989 | 42 | 11 | 2 | Tuesday | 4 | 37.242 | 0 | 35.5111 | 13.0128 | 14.464 | 6.435 | 0 | 0.6895 | 11.88 | 0 | 75.5574 | 0 | 0 | 0 | 42.9419 | 0
990 | 42 | 11 | 2 | Tuesday | 5 | 34.765 | 0 | 35.4381 | 22.6634 | 20.5805 | 6.435 | 0 | 0.6869 | 11.88 | 0 | 91.2489 | 0 | 0 | 0 | 40.4752 | 0
991 | 42 | 11 | 2 | Tuesday | 6 | 28.312 | 0 | 35.1438 | 44.2813 | 35.484 | 32.176 | 0 | 0.6878 | 15.12 | 0 | 130.717 | 0 | 0 | 0 | 57.2118 | 0
992 | 42 | 11 | 2 | Tuesday | 7 | 23.478 | 0 | 34.9926 | 61.1578 | 46.6998 | 45.047 | 0 | 0.6913 | 15.12 | 0 | 158.6615 | 0 | 0 | 0 | 64.5768 | 0
993 | 42 | 11 | 2 | Tuesday | 8 | 19.321 | 0 | 35.0145 | 69.459 | 52.1343 | 51.482 | 0 | 0.6928 | 18.72 | 0.4417 | 176.0206 | 0 | 0 | 0 | 67.0872 | 0
994 | 42 | 11 | 2 | Tuesday | 9 | 17.21 | 0 | 35.0423 | 69.3196 | 52.8606 | 32.176 | 0 | 0.6766 | 18.72 | 3.851 | 176.619 | 0 | 0 | 0 | 47.3477 | 0
995 | 42 | 11 | 2 | Tuesday | 10 | 16.421 | 0 | 35.1222 | 61.437 | 51.878 | 12.871 | 0 | 0.5403 | 14.4 | 7.0154 | 163.3775 | 0 | 0 | 0 | 28.5012 | 0
996 | 42 | 11 | 2 | Tuesday | 11 | 14.127 | 0 | 35.1562 | 58.9812 | 51.878 | 12.871 | 0 | 0.501 | 18.36 | 8.9346 | 164.8764 | 0 | 0 | 0 | 26.1898 | 0
997 | 42 | 11 | 2 | Tuesday | 12 | 12.681 | 1.528 | 35.147 | 56.5822 | 51.1854 | 19.306 | 0 | 0.6676 | 18.36 | 9.9829 | 163.5943 | 0 | 0 | 0 | 30.6203 | 0
998 | 42 | 11 | 2 | Tuesday | 13 | 11.68 | 2.489 | 35.1592 | 57.7914 | 51.878 | 19.306 | 0 | 0.6967 | 18.36 | 10.895 | 166.5772 | 0 | 0 | 0 | 29.3302 | 0
999 | 42 | 11 | 2 | Tuesday | 14 | 11.803 | 2.437 | 35.0832 | 58.2727 | 51.878 | 6.435 | 0 | 0.4651 | 18.36 | 9.6935 | 166.6947 | 0 | 0 | 0 | 17.577 | 0
1000 | 42 | 11 | 2 | Tuesday | 15 | 12.132 | 2.782 | 35.0383 | 61.3147 | 51.878 | 6.435 | 0 | 0.4768 | 18.36 | 6.277 | 170.0767 | 0 | 0 | 0 | 17.8782 | 0
1001 | 42 | 11 | 2 | Tuesday | 16 | 12.353 | 2.436 | 35.0063 | 65.8945 | 50.7246 | 25.741 | 0 | 0.788 | 22.68 | 3.0153 | 177.728 | 0 | 0 | 0 | 35.4818 | 0
1002 | 42 | 11 | 2 | Tuesday | 17 | 14.551 | 1.573 | 35.0375 | 59.7461 | 43.0931 | 32.176 | 0 | 0.7524 | 28.8 | 0.6887 | 169.1299 | 0 | 0 | 0 | 43.8553 | 0
1003 | 42 | 11 | 2 | Tuesday | 18 | 13.366 | 2.306 | 34.7038 | 65.4399 | 51.7393 | 45.047 | 0 | 0.7953 | 30.96 | 0 | 186.132 | 0 | 0 | 0 | 55.0454 | 0
1004 | 42 | 11 | 2 | Tuesday | 19 | 12.088 | 1.867 | 33.9976 | 70.7204 | 57.1787 | 45.047 | 0 | 0.7705 | 25.2 | 0 | 189.8864 | 0 | 0 | 0 | 54.3492 | 0
1005 | 42 | 11 | 2 | Tuesday | 20 | 11.502 | 1.743 | 33.9706 | 75.2516 | 60.483 | 32.176 | 0 | 0.7554 | 25.2 | 0 | 197.5456 | 0 | 0 | 0 | 41.9273 | 0
1006 | 42 | 11 | 2 | Tuesday | 21 | 11.983 | 0.729 | 33.9573 | 69.495 | 55.4564 | 19.306 | 0 | 0.6053 | 25.2 | 0 | 185.5027 | 0 | 0 | 0 | 30.3151 | 0
1007 | 42 | 11 | 2 | Tuesday | 22 | 14.936 | 0.078 | 33.7918 | 49.7368 | 40.0199 | 12.871 | 0 | 0.5668 | 16.2 | 0 | 140.3995 | 0 | 0 | 0 | 27.2048 | 0
1008 | 42 | 11 | 2 | Tuesday | 23 | 22.63 | 0 | 34.0273 | 26.9226 | 24.6242 | 12.871 | 0 | 0.648 | 16.2 | 0 | 102.4221 | 0 | 0 | 0 | 34.9398 | 0
1009 | 43 | 12 | 2 | Wednesday | 0 | 29.984 | 0 | 34.7291 | 17.5343 | 18.3373 | 6.435 | 0 | 0.6703 | 14.4 | 0 | 85.6709 | 0 | 0 | 0 | 36.1518 | 0
1010 | 43 | 12 | 2 | Wednesday | 1 | 33.811 | 0 | 35.1601 | 14.6472 | 16.4006 | 6.435 | 0 | 0.6843 | 11.88 | 0 | 78.7723 | 0 | 0 | 0 | 39.9952 | 0
1011 | 43 | 12 | 2 | Wednesday | 2 | 42.176 | 0 | 35.4114 | 11.7686 | 14.464 | 6.435 | 0 | 0.6925 | 11.88 | 0 | 74.2165 | 0 | 0 | 0 | 48.3841 | 0
1012 | 43 | 12 | 2 | Wednesday | 3 | 62.37 | 0 | 35.1997 | 11.7686 | 14.464 | 6.435 | 0 | 0.716 | 11.88 | 0 | 74.0284 | 0 | 0 | 0 | 68.6082 | 0
1013 | 43 | 12 | 2 | Wednesday | 4 | 69.755 | 0 | 34.9804 | 13.0128 | 14.464 | 6.435 | 0 | 0.724 | 11.88 | 0 | 75.0612 | 0 | 0 | 0 | 76.0069 | 0
1014 | 43 | 12 | 2 | Wednesday | 5 | 66.771 | 0 | 34.9093 | 22.6634 | 20.5805 | 6.435 | 0 | 0.7198 | 11.88 | 0 | 90.753 | 0 | 0 | 0 | 73.0294 | 0
1015 | 43 | 12 | 2 | Wednesday | 6 | 58.912 | 0 | 34.615 | 44.2813 | 35.484 | 32.176 | 0 | 0.7181 | 15.12 | 0 | 130.2185 | 0 | 0 | 0 | 90.387 | 0
1016 | 43 | 12 | 2 | Wednesday | 7 | 53.556 | 0 | 34.4676 | 61.1578 | 46.6998 | 45.047 | 0 | 0.7208 | 15.12 | 0 | 158.166 | 0 | 0 | 0 | 97.9924 | 0
1017 | 43 | 12 | 2 | Wednesday | 8 | 50.069 | 0 | 34.4828 | 69.4334 | 52.1343 | 51.482 | 0 | 0.7232 | 18.72 | 0.5649 | 175.4937 | 0 | 0 | 0 | 101.3262 | 0
1018 | 43 | 12 | 2 | Wednesday | 9 | 46.22 | 0 | 34.521 | 68.2717 | 52.8606 | 32.176 | 0 | 0.7093 | 18.72 | 5.2885 | 175.0826 | 0 | 0 | 0 | 78.4108 | 0
1019 | 43 | 12 | 2 | Wednesday | 10 | 44.414 | 0 | 34.5936 | 60.24 | 51.878 | 12.871 | 0 | 0.7214 | 14.4 | 10.1798 | 161.8329 | 0 | 0 | 0 | 57.1022 | 0
1020 | 43 | 12 | 2 | Wednesday | 11 | 41.613 | 0 | 34.5806 | 57.3853 | 51.878 | 12.871 | 0 | 0.7389 | 18.36 | 14.7637 | 162.9427 | 0 | 0 | 0 | 53.787 | 0
1021 | 43 | 12 | 2 | Wednesday | 12 | 37.062 | 0.307 | 34.6149 | 54.8183 | 51.1854 | 19.306 | 0 | 0.7579 | 18.36 | 16.8577 | 160.068 | 0 | 0 | 0 | 54.2858 | 0
1022 | 43 | 12 | 2 | Wednesday | 13 | 34.646 | 1.992 | 34.5504 | 56.2714 | 51.878 | 19.306 | 0 | 0.8378 | 18.36 | 16.4905 | 164.0522 | 0 | 0 | 0 | 50.8438 | 0
1023 | 43 | 12 | 2 | Wednesday | 14 | 35.74 | 2.134 | 34.516 | 56.7703 | 51.878 | 6.435 | 0 | 0.8174 | 18.36 | 13.0794 | 164.6493 | 0 | 0 | 0 | 40.8971 | 0
1024 | 43 | 12 | 2 | Wednesday | 15 | 35.408 | 2.391 | 34.4749 | 58.8807 | 51.878 | 6.435 | 0 | 0.8114 | 18.36 | 8.4773 | 166.9903 | 0 | 0 | 0 | 40.5335 | 0
1025 | 43 | 12 | 2 | Wednesday | 16 | 33.516 | 2.084 | 34.423 | 63.8598 | 50.7246 | 25.741 | 0 | 0.7988 | 22.68 | 4.3831 | 174.7404 | 0 | 0 | 0 | 54.3152 | 0
1026 | 43 | 12 | 2 | Wednesday | 17 | 36.198 | 1.32 | 34.4438 | 59.5623 | 43.0931 | 32.176 | 0 | 0.7651 | 28.8 | 0.9234 | 168.0914 | 0 | 0 | 0 | 62.7075 | 0
1027 | 43 | 12 | 2 | Wednesday | 18 | 29.065 | 1.446 | 34.3378 | 65.4399 | 51.7393 | 45.047 | 0 | 0.7701 | 30.96 | 0 | 184.8112 | 0 | 0 | 0 | 67.0322 | 0
1028 | 43 | 12 | 2 | Wednesday | 19 | 19.823 | 1.327 | 33.9189 | 70.7204 | 57.1787 | 45.047 | 0 | 0.7527 | 25.2 | 0 | 189.2056 | 0 | 0 | 0 | 58.6432 | 0
1029 | 43 | 12 | 2 | Wednesday | 20 | 15.863 | 1.124 | 33.905 | 75.2516 | 60.483 | 32.176 | 0 | 0.7292 | 25.2 | 0 | 196.7847 | 0 | 0 | 0 | 44.0101 | 0
1030 | 43 | 12 | 2 | Wednesday | 21 | 16.884 | 0.54 | 33.8143 | 69.495 | 55.4564 | 19.306 | 0 | 0.6681 | 25.2 | 0 | 185.2173 | 0 | 0 | 0 | 33.9073 | 0
1031 | 43 | 12 | 2 | Wednesday | 22 | 24.657 | 0.036 | 33.7704 | 49.7368 | 40.0199 | 12.871 | 0 | 0.6633 | 16.2 | 0 | 140.4297 | 0 | 0 | 0 | 36.0862 | 0
1032 | 43 | 12 | 2 | Wednesday | 23 | 40.658 | 0 | 33.9752 | 26.9226 | 24.6242 | 12.871 | 0 | 0.6941 | 16.2 | 0 | 102.416 | 0 | 0 | 0 | 52.1963 | 0
1033 | 44 | 13 | 2 | Thursday | 0 | 53.528 | 0 | 34.3646 | 17.5343 | 18.3373 | 6.435 | 0 | 0.7066 | 14.4 | 0 | 85.3427 | 0 | 0 | 0 | 59.3258 | 0
1034 | 44 | 13 | 2 | Thursday | 1 | 59.502 | 0 | 34.6728 | 14.6472 | 16.4006 | 6.435 | 0 | 0.7127 | 11.88 | 0 | 78.3133 | 0 | 0 | 0 | 65.3187 | 0
1035 | 44 | 13 | 2 | Thursday | 2 | 65.96 | 0 | 34.868 | 11.7686 | 14.464 | 6.435 | 0 | 0.7198 | 11.88 | 0 | 73.7005 | 0 | 0 | 0 | 71.7959 | 0
1036 | 44 | 13 | 2 | Thursday | 3 | 71.935 | 0 | 34.8666 | 11.7686 | 14.464 | 6.435 | 0 | 0.7262 | 11.88 | 0 | 73.7055 | 0 | 0 | 0 | 77.788 | 0
1037 | 44 | 13 | 2 | Thursday | 4 | 76.984 | 0 | 34.8213 | 13.0128 | 14.464 | 6.435 | 0 | 0.7319 | 11.88 | 0 | 74.91 | 0 | 0 | 0 | 82.8533 | 0
1038 | 44 | 13 | 2 | Thursday | 5 | 74.216 | 0 | 34.6996 | 22.6634 | 20.5805 | 6.435 | 0 | 0.7286 | 11.88 | 0 | 90.5521 | 0 | 0 | 0 | 80.0963 | 0
1039 | 44 | 13 | 2 | Thursday | 6 | 60.986 | 0 | 34.4056 | 44.2813 | 35.484 | 32.176 | 0 | 0.7222 | 15.12 | 0 | 130.0131 | 0 | 0 | 0 | 90.6182 | 0
1040 | 44 | 13 | 2 | Thursday | 7 | 51.587 | 0 | 34.2811 | 61.1578 | 46.6998 | 45.047 | 0 | 0.7214 | 15.12 | 0 | 157.9802 | 0 | 0 | 0 | 93.6123 | 0
1041 | 44 | 13 | 2 | Thursday | 8 | 47.781 | 0 | 34.3031 | 69.2966 | 52.1343 | 51.482 | 0 | 0.7235 | 18.72 | 0.854 | 175.1776 | 0 | 0 | 0 | 96.5193 | 0
1042 | 44 | 13 | 2 | Thursday | 9 | 45.31 | 0 | 34.3298 | 66.265 | 52.8606 | 32.176 | 0 | 0.7393 | 18.72 | 9.224 | 172.9147 | 0 | 0 | 0 | 75.6638 | 0
1043 | 44 | 13 | 2 | Thursday | 10 | 45.414 | 0 | 34.4121 | 60.7211 | 51.878 | 12.871 | 0 | 0.7934 | 14.4 | 19.3809 | 162.2046 | 0 | 0 | 0 | 56.5802 | 0
1044 | 44 | 13 | 2 | Thursday | 11 | 44.045 | 0 | 34.4266 | 60.0104 | 51.878 | 12.871 | 0 | 0.8406 | 18.36 | 28.9339 | 165.5156 | 0 | 0 | 0 | 53.3573 | 0
1045 | 44 | 13 | 2 | Thursday | 12 | 42.77 | 0.385 | 34.4642 | 56.8344 | 51.1854 | 19.306 | 0 | 0.8747 | 18.36 | 33.9139 | 162.1353 | 0 | 0 | 0 | 53.3017 | 0
1046 | 44 | 13 | 2 | Thursday | 13 | 37.287 | 2.031 | 34.3904 | 58.0516 | 51.878 | 19.306 | 0 | 0.9301 | 18.36 | 32.7324 | 165.8067 | 0 | 0 | 0 | 44.6921 | 0
1047 | 44 | 13 | 2 | Thursday | 14 | 35.232 | 2.208 | 34.3395 | 58.6614 | 51.878 | 6.435 | 0 | 0.8857 | 18.36 | 27.3055 | 166.5128 | 0 | 0 | 0 | 36.9332 | 0
1048 | 44 | 13 | 2 | Thursday | 15 | 33.647 | 2.517 | 34.2968 | 60.4193 | 51.878 | 6.435 | 0 | 0.8275 | 18.36 | 18.1059 | 168.5038 | 0 | 0 | 0 | 35.0026 | 0
1049 | 44 | 13 | 2 | Thursday | 16 | 30.685 | 2.278 | 34.2235 | 63.4916 | 50.7246 | 25.741 | 0 | 0.8074 | 22.68 | 6.8949 | 174.3905 | 0 | 0 | 0 | 36.6228 | 0
1050 | 44 | 13 | 2 | Thursday | 17 | 32.604 | 1.505 | 34.2413 | 59.5002 | 43.0931 | 32.176 | 0 | 0.7725 | 28.8 | 0.8917 | 168.0341 | 0 | 0 | 0 | 41.5008 | 0
1051 | 44 | 13 | 2 | Thursday | 18 | 26.58 | 1.716 | 34.1131 | 65.4399 | 51.7393 | 45.047 | 0 | 0.782 | 30.96 | 0 | 184.8898 | 0 | 0 | 0 | 41.5815 | 0
1052 | 44 | 13 | 2 | Thursday | 19 | 19.587 | 1.307 | 33.9133 | 70.7204 | 57.1787 | 45.047 | 0 | 0.7513 | 25.2 | 0 | 189.1772 | 0 | 0 | 0 | 37.3112 | 0
1053 | 44 | 13 | 2 | Thursday | 20 | 17.861 | 1.085 | 33.9055 | 75.2516 | 60.483 | 32.176 | 0 | 0.6662 | 25.2 | 0 | 196.6794 | 0 | 0 | 0 | 32.0702 | 0
1054 | 44 | 13 | 2 | Thursday | 21 | 21.692 | 0.524 | 33.8113 | 69.495 | 55.4564 | 19.306 | 0 | 0.6119 | 25.2 | 0 | 185.1415 | 0 | 0 | 0 | 30.8061 | 0
1055 | 44 | 13 | 2 | Thursday | 22 | 29.639 | 0.033 | 33.7786 | 49.7368 | 40.0199 | 12.871 | 0 | 0.6742 | 16.2 | 0 | 140.4449 | 0 | 0 | 0 | 35.953 | 0
1056 | 44 | 13 | 2 | Thursday | 23 | 40.727 | 0 | 33.9464 | 26.9226 | 24.6242 | 12.871 | 0 | 0.6926 | 16.2 | 0 | 102.3858 | 0 | 0 | 0 | 47.2491 | 0
1057 | 45 | 14 | 2 | Friday | 0 | 55.061 | 0 | 34.5227 | 17.5343 | 18.3373 | 6.435 | 0 | 0.7061 | 14.4 | 0 | 85.5003 | 0 | 0 | 0 | 58.3979 | 0
1058 | 45 | 14 | 2 | Friday | 1 | 62.917 | 0 | 34.8856 | 14.6472 | 16.4006 | 6.435 | 0 | 0.7133 | 11.88 | 0 | 78.5268 | 0 | 0 | 0 | 66.3045 | 0
1059 | 45 | 14 | 2 | Friday | 2 | 68.938 | 0 | 35.0416 | 11.7686 | 14.464 | 6.435 | 0 | 0.7204 | 11.88 | 0 | 73.8747 | 0 | 0 | 0 | 72.3723 | 0
1060 | 45 | 14 | 2 | Friday | 3 | 75.535 | 0 | 35.064 | 11.7686 | 14.464 | 6.435 | 0 | 0.727 | 11.88 | 0 | 73.9036 | 0 | 0 | 0 | 79.017 | 0
1061 | 45 | 14 | 2 | Friday | 4 | 86.038 | 0 | 34.9288 | 13.0128 | 14.464 | 6.435 | 0 | 0.7391 | 11.88 | 0 | 75.0247 | 0 | 0 | 0 | 89.5669 | 0
1062 | 45 | 14 | 2 | Friday | 5 | 82.81 | 0 | 34.764 | 22.6634 | 20.5805 | 6.435 | 0 | 0.7355 | 11.88 | 0 | 90.6234 | 0 | 0 | 0 | 86.3816 | 0
1063 | 45 | 14 | 2 | Friday | 6 | 71.727 | 0 | 34.5079 | 44.2813 | 35.484 | 32.176 | 0 | 0.7307 | 15.12 | 0 | 130.1239 | 0 | 0 | 0 | 90.2094 | 0
1064 | 45 | 14 | 2 | Friday | 7 | 64.89 | 0 | 34.3736 | 61.157 | 46.6998 | 45.047 | 0 | 0.7318 | 15.12 | 0.1293 | 158.0822 | 0 | 0 | 0 | 92.397 | 0
1065 | 45 | 14 | 2 | Friday | 8 | 57.081 | 0 | 34.3718 | 67.3726 | 52.1343 | 51.482 | 0 | 0.7304 | 18.72 | 2.5382 | 173.329 | 0 | 0 | 0 | 90.6557 | 0
1066 | 45 | 14 | 2 | Friday | 9 | 47.388 | 0 | 34.3838 | 61.1037 | 52.8606 | 32.176 | 0 | 0.732 | 18.72 | 11.3626 | 167.8001 | 0 | 0 | 0 | 69.1816 | 0
1067 | 45 | 14 | 2 | Friday | 10 | 43.509 | 0 | 34.444 | 55.7886 | 51.878 | 12.871 | 0 | 0.7869 | 14.4 | 22.143 | 157.2975 | 0 | 0 | 0 | 51.5234 | 0
1068 | 45 | 14 | 2 | Friday | 11 | 38.633 | 0 | 34.4586 | 55.4229 | 51.878 | 12.871 | 0 | 0.8141 | 18.36 | 29.4472 | 160.9337 | 0 | 0 | 0 | 45.0898 | 0
1069 | 45 | 14 | 2 | Friday | 12 | 30.295 | 1.478 | 34.4288 | 54.2866 | 51.1854 | 19.306 | 0 | 0.8828 | 18.36 | 32.41 | 160.742 | 0 | 0 | 0 | 37.3275 | 0
1070 | 45 | 14 | 2 | Friday | 13 | 25.426 | 2.702 | 34.3646 | 55.0778 | 51.878 | 19.306 | 0 | 0.8266 | 18.36 | 31.2628 | 163.4288 | 0 | 0 | 0 | 30.11 | 0
1071 | 45 | 14 | 2 | Friday | 14 | 23.188 | 2.794 | 34.2789 | 55.5277 | 51.878 | 6.435 | 0 | 0.6721 | 18.36 | 26.0868 | 163.7385 | 0 | 0 | 0 | 24.1564 | 0
1072 | 45 | 14 | 2 | Friday | 15 | 21.378 | 3.357 | 34.1725 | 58.0201 | 51.878 | 6.435 | 0 | 0.6086 | 18.36 | 17.7127 | 166.6694 | 0 | 0 | 0 | 22.0774 | 0
1073 | 45 | 14 | 2 | Friday | 16 | 18.994 | 3.125 | 34.0203 | 61.6895 | 50.7246 | 25.741 | 0 | 0.59 | 22.68 | 6.8926 | 173.0836 | 0 | 0 | 0 | 22.416 | 0
1074 | 45 | 14 | 2 | Friday | 17 | 20.111 | 2.185 | 33.9814 | 59.2043 | 43.0931 | 32.176 | 0 | 0.6136 | 28.8 | 0.9374 | 168.0558 | 0 | 0 | 0 | 26.0136 | 0
1075 | 45 | 14 | 2 | Friday | 18 | 14.339 | 3.12 | 33.946 | 65.4399 | 51.7393 | 45.047 | 0 | 0.6524 | 30.96 | 0 | 186.1112 | 0 | 0 | 0 | 25.4358 | 0
1076 | 45 | 14 | 2 | Friday | 19 | 11.358 | 6.069 | 33.8611 | 70.7204 | 57.1787 | 45.047 | 0 | 0.8054 | 25.2 | 0 | 194.3293 | 0 | 0 | 0 | 25.5154 | 0
1077 | 45 | 14 | 2 | Friday | 20 | 12.348 | 4.746 | 33.774 | 75.2516 | 60.483 | 32.176 | 0 | 0.7022 | 25.2 | 0 | 200.5437 | 0 | 0 | 0 | 24.1983 | 0
1078 | 45 | 14 | 2 | Friday | 21 | 13.903 | 2.008 | 33.7848 | 69.495 | 55.4564 | 19.306 | 0 | 0.511 | 25.2 | 0 | 186.6189 | 0 | 0 | 0 | 21.67 | 0
1079 | 45 | 14 | 2 | Friday | 22 | 20.575 | 0.066 | 33.7956 | 49.7368 | 40.0199 | 12.871 | 0 | 0.4974 | 16.2 | 0 | 140.3209 | 0 | 0 | 0 | 26.017 | 0
1080 | 45 | 14 | 2 | Friday | 23 | 34.294 | 0 | 33.9651 | 26.9226 | 24.6242 | 12.871 | 0 | 0.6772 | 16.2 | 0 | 102.3891 | 0 | 0 | 0 | 39.9513 | 0
1081 | 46 | 15 | 2 | Saturday | 0 | 44.816 | 0 | 34.8237 | 18.3332 | 19.1419 | 6.435 | 0 | 0.6919 | 15.84 | 0 | 88.8307 | 0 | 0 | 0 | 47.7274 | 0
1082 | 46 | 15 | 2 | Saturday | 1 | 49.817 | 0 | 35.1447 | 17.5283 | 18.3373 | 6.435 | 0 | 0.6965 | 12.6 | 0 | 84.3068 | 0 | 0 | 0 | 52.7831 | 0
1083 | 46 | 15 | 2 | Saturday | 2 | 54.966 | 0 | 35.4574 | 11.771 | 14.464 | 6.435 | 0 | 0.7021 | 12.6 | 0 | 74.9946 | 0 | 0 | 0 | 57.985 | 0
1084 | 46 | 15 | 2 | Saturday | 3 | 63.308 | 0 | 35.4265 | 11.771 | 14.464 | 6.435 | 0 | 0.7125 | 12.6 | 0 | 74.9741 | 0 | 0 | 0 | 66.381 | 0
1085 | 46 | 15 | 2 | Saturday | 4 | 64.443 | 0 | 35.3221 | 11.771 | 14.464 | 6.435 | 0 | 0.7155 | 12.6 | 0 | 74.8726 | 0 | 0 | 0 | 67.5659 | 0
1086 | 46 | 15 | 2 | Saturday | 5 | 67.395 | 0 | 35.1808 | 13.0152 | 14.464 | 6.435 | 0 | 0.7201 | 12.6 | 0 | 75.9801 | 0 | 0 | 0 | 70.5673 | 0
1087 | 46 | 15 | 2 | Saturday | 6 | 62.401 | 0 | 34.978 | 30.2702 | 24.9086 | 32.176 | 0 | 0.7223 | 14.4 | 0 | 105.2791 | 0 | 0 | 0 | 78.9675 | 0
1088 | 46 | 15 | 2 | Saturday | 7 | 58.255 | 0 | 34.8936 | 33.0666 | 26.405 | 45.047 | 0 | 0.7267 | 11.52 | 0 | 106.6118 | 0 | 0 | 0 | 83.2698 | 0
1089 | 46 | 15 | 2 | Saturday | 8 | 49.619 | 0 | 34.7589 | 46.069 | 37.4339 | 51.482 | 0 | 0.7228 | 16.2 | 0.6614 | 135.1846 | 0 | 0 | 0 | 80.5884 | 0
1090 | 46 | 15 | 2 | Saturday | 9 | 46.14 | 0 | 34.762 | 42.1624 | 37.9057 | 32.176 | 0 | 0.7057 | 16.2 | 6.678 | 131.7357 | 0 | 0 | 0 | 66.6615 | 0
1091 | 46 | 15 | 2 | Saturday | 10 | 45.047 | 0 | 34.8096 | 35.6143 | 37.2508 | 12.871 | 0 | 0.7185 | 15.12 | 14.3245 | 123.5132 | 0 | 0 | 0 | 53.3716 | 0
1092 | 46 | 15 | 2 | Saturday | 11 | 39.047 | 0 | 34.8037 | 32.0826 | 35.3135 | 12.871 | 0 | 0.7477 | 21.6 | 20.0177 | 124.5476 | 0 | 0 | 0 | 46.8716 | 0
1093 | 46 | 15 | 2 | Saturday | 12 | 34.474 | 0.2 | 34.835 | 28.1987 | 34.2247 | 19.306 | 0 | 0.7661 | 23.4 | 22.6505 | 121.6411 | 0 | 0 | 0 | 45.0045 | 0
1094 | 46 | 15 | 2 | Saturday | 13 | 33.692 | 1.974 | 34.739 | 27.7967 | 33.0722 | 19.306 | 0 | 0.8456 | 23.4 | 22.0903 | 121.9885 | 0 | 0 | 0 | 43.1497 | 0
1095 | 46 | 15 | 2 | Saturday | 14 | 32.459 | 2.217 | 34.6921 | 27.2568 | 33.0722 | 6.435 | 0 | 0.8243 | 23.4 | 19.0632 | 121.6435 | 0 | 0 | 0 | 35.3233 | 0
1096 | 46 | 15 | 2 | Saturday | 15 | 33.587 | 2.128 | 34.6997 | 27.6975 | 33.0722 | 6.435 | 0 | 0.7949 | 23.4 | 11.0329 | 121.9653 | 0 | 0 | 0 | 36.4022 | 0
1097 | 46 | 15 | 2 | Saturday | 16 | 35.102 | 2.105 | 34.7168 | 30.8243 | 33.0722 | 25.741 | 0 | 0.8017 | 23.4 | 4.6737 | 125.0918 | 0 | 0 | 0 | 46.9049 | 0
1098 | 46 | 15 | 2 | Saturday | 17 | 34.159 | 1.763 | 34.7086 | 34.7276 | 32.9581 | 32.176 | 0 | 0.7854 | 27 | 0.9565 | 132.0864 | 0 | 0 | 0 | 49.9971 | 0
1099 | 46 | 15 | 2 | Saturday | 18 | 26.206 | 0.335 | 34.4753 | 55.5841 | 46.5147 | 45.047 | 0 | 0.7108 | 28.8 | 0 | 166.4468 | 0 | 0 | 0 | 50.2534 | 0
1100 | 46 | 15 | 2 | Saturday | 19 | 22.979 | 0.108 | 33.964 | 61.3403 | 50.3878 | 45.047 | 0 | 0.6951 | 28.8 | 0 | 175.3039 | 0 | 0 | 0 | 49.0412 | 0
1101 | 46 | 15 | 2 | Saturday | 20 | 22.8 | 0.972 | 33.8643 | 61.3343 | 50.3878 | 32.176 | 0 | 0.7305 | 27 | 0 | 174.3683 | 0 | 0 | 0 | 42.528 | 0
1102 | 46 | 15 | 2 | Saturday | 21 | 22.715 | 0.542 | 33.7601 | 61.3343 | 50.3878 | 19.306 | 0 | 0.6951 | 27 | 0 | 173.7635 | 0 | 0 | 0 | 34.9496 | 0
1103 | 46 | 15 | 2 | Saturday | 22 | 26.111 | 0.048 | 33.7915 | 49.2003 | 40.077 | 12.871 | 0 | 0.6592 | 19.8 | 0 | 143.5795 | 0 | 0 | 0 | 34.4406 | 0
1104 | 46 | 15 | 2 | Saturday | 23 | 40.088 | 0 | 34.5228 | 28.1779 | 24.6242 | 12.871 | 0 | 0.6939 | 19.8 | 0 | 107.8188 | 0 | 0 | 0 | 48.587 | 0
1105 | 47 | 16 | 2 | Sunday | 0 | 48.504 | 0 | 34.6347 | 24.1043 | 23.0149 | 6.435 | 0 | 0.7013 | 19.8 | 0 | 102.2552 | 0 | 0 | 0 | 52.8079 | 0
1106 | 47 | 16 | 2 | Sunday | 1 | 50.789 | 0 | 34.7891 | 23.3102 | 22.2101 | 6.435 | 0 | 0.7038 | 19.8 | 0 | 100.8133 | 0 | 0 | 0 | 55.128 | 0
1107 | 47 | 16 | 2 | Sunday | 2 | 56.795 | 0 | 35.0793 | 17.5379 | 18.3373 | 6.435 | 0 | 0.7105 | 15.48 | 0 | 87.145 | 0 | 0 | 0 | 61.1711 | 0
1108 | 47 | 16 | 2 | Sunday | 3 | 62.801 | 0 | 35.0643 | 17.5379 | 18.3373 | 6.435 | 0 | 0.7175 | 15.48 | 0 | 87.1369 | 0 | 0 | 0 | 67.2134 | 0
1109 | 47 | 16 | 2 | Sunday | 4 | 72.204 | 0 | 34.9324 | 17.5379 | 18.3373 | 6.435 | 0 | 0.7282 | 15.48 | 0 | 87.0159 | 0 | 0 | 0 | 76.6526 | 0
1110 | 47 | 16 | 2 | Sunday | 5 | 79.301 | 0 | 34.717 | 18.7817 | 18.3373 | 6.435 | 0 | 0.7367 | 15.48 | 0 | 88.0527 | 0 | 0 | 0 | 83.7849 | 0
1111 | 47 | 16 | 2 | Sunday | 6 | 74.271 | 0 | 34.5838 | 26.931 | 24.6242 | 32.176 | 0 | 0.7384 | 18.72 | 0 | 105.5974 | 0 | 0 | 0 | 97.164 | 0
1112 | 47 | 16 | 2 | Sunday | 7 | 68.613 | 0 | 34.4607 | 34.2491 | 29.9942 | 45.047 | 0 | 0.7391 | 18.72 | 0.1372 | 118.1631 | 0 | 0 | 0 | 101.8685 | 0
1113 | 47 | 16 | 2 | Sunday | 8 | 66.604 | 0 | 34.3459 | 36.6945 | 33.2132 | 51.482 | 0 | 0.7422 | 23.4 | 2.2138 | 128.3958 | 0 | 0 | 0 | 106.1926 | 0
1114 | 47 | 16 | 2 | Sunday | 9 | 66.569 | 0 | 34.3575 | 27.043 | 29.3396 | 32.176 | 0 | 0.7352 | 23.4 | 8.2749 | 114.8754 | 0 | 0 | 0 | 92.0384 | 0
1115 | 47 | 16 | 2 | Sunday | 10 | 62.575 | 0 | 34.3563 | 26.8042 | 32.5586 | 12.871 | 0 | 0.7727 | 19.08 | 16.8928 | 113.5719 | 0 | 0 | 0 | 72.4618 | 0
1116 | 47 | 16 | 2 | Sunday | 11 | 61.743 | 0 | 34.3428 | 26.0676 | 32.5586 | 12.871 | 0 | 0.8413 | 21.6 | 28.1026 | 115.4102 | 0 | 0 | 0 | 70.2722 | 0
1117 | 47 | 16 | 2 | Sunday | 12 | 57.169 | 0 | 34.3119 | 26.114 | 33.0367 | 19.306 | 0 | 0.8716 | 19.08 | 35.0211 | 113.4142 | 0 | 0 | 0 | 66.7208 | 0
1118 | 47 | 16 | 2 | Sunday | 13 | 62.871 | 0 | 34.1475 | 22.6098 | 29.1634 | 19.306 | 0 | 0.863 | 18.36 | 34.5259 | 105.1437 | 0 | 0 | 0 | 69.2225 | 0
1119 | 47 | 16 | 2 | Sunday | 14 | 62.07 | 0 | 34.0139 | 22.6758 | 29.1634 | 6.435 | 0 | 0.8111 | 18 | 29.006 | 104.6642 | 0 | 0 | 0 | 63.3774 | 0
1120 | 47 | 16 | 2 | Sunday | 15 | 61.314 | 0 | 34.0045 | 22.4809 | 29.1634 | 6.435 | 0 | 0.7475 | 15.84 | 19.7421 | 102.2363 | 0 | 0 | 0 | 62.2349 | 0
1121 | 47 | 16 | 2 | Sunday | 16 | 59.06 | 0 | 33.9992 | 22.7637 | 27.5539 | 25.741 | 0 | 0.7258 | 23.04 | 7.7679 | 108.0826 | 0 | 0 | 0 | 63.2573 | 0
1122 | 47 | 16 | 2 | Sunday | 17 | 59.742 | 0 | 34.0056 | 26.1204 | 26.399 | 32.176 | 0 | 0.729 | 22.32 | 0.904 | 109.574 | 0 | 0 | 0 | 66.5773 | 0
1123 | 47 | 16 | 2 | Sunday | 18 | 51.952 | 0 | 34.003 | 43.9889 | 38.0184 | 45.047 | 0 | 0.7262 | 23.4 | 0 | 140.1365 | 0 | 0 | 0 | 64.2822 | 0
1124 | 47 | 16 | 2 | Sunday | 19 | 39.528 | 0 | 33.8237 | 55.5005 | 45.7644 | 45.047 | 0 | 0.7092 | 22.68 | 0 | 158.478 | 0 | 0 | 0 | 54.8216 | 0
1125 | 47 | 16 | 2 | Sunday | 20 | 34.37 | 0 | 33.769 | 60.0165 | 49.6381 | 32.176 | 0 | 0.6932 | 22.68 | 0 | 166.7968 | 0 | 0 | 0 | 46.9672 | 0
1126 | 47 | 16 | 2 | Sunday | 21 | 42.034 | 0 | 33.783 | 48.5011 | 41.8913 | 19.306 | 0 | 0.6961 | 22.68 | 0 | 147.5515 | 0 | 0 | 0 | 50.2365 | 0
1127 | 47 | 16 | 2 | Sunday | 22 | 53.08 | 0 | 33.7874 | 40.3665 | 35.5897 | 12.871 | 0 | 0.707 | 14.4 | 0 | 124.8506 | 0 | 0 | 0 | 58.8147 | 0
1128 | 47 | 16 | 2 | Sunday | 23 | 69.657 | 0 | 33.8966 | 25.6748 | 24.6242 | 12.871 | 0 | 0.7254 | 14.4 | 0 | 99.321 | 0 | 0 | 0 | 75.6058 | 0
1129 | 48 | 17 | 2 | Monday | 0 | 83.838 | 0 | 34.298 | 17.5343 | 18.3373 | 6.435 | 0 | 0.7386 | 14.4 | 0 | 85.3082 | 0 | 0 | 0 | 86.8903 | 0
1130 | 48 | 17 | 2 | Monday | 1 | 95.503 | 0 | 34.3438 | 14.6472 | 16.4006 | 6.435 | 0 | 0.7518 | 11.88 | 0 | 78.0234 | 0 | 0 | 0 | 98.6078 | 0
1131 | 48 | 17 | 2 | Monday | 2 | 100.528 | 0 | 34.3558 | 11.7686 | 14.464 | 6.435 | 0 | 0.7582 | 11.88 | 0 | 73.2267 | 0 | 0 | 0 | 103.6826 | 0
1132 | 48 | 17 | 2 | Monday | 3 | 102.93 | 0 | 34.3752 | 11.7686 | 14.464 | 6.435 | 0 | 0.7612 | 11.88 | 0 | 73.249 | 0 | 0 | 0 | 106.1336 | 0
1133 | 48 | 17 | 2 | Monday | 4 | 107.221 | 0 | 34.3929 | 13.0128 | 14.464 | 6.435 | 0 | 0.7653 | 11.88 | 0 | 74.515 | 0 | 0 | 0 | 110.4732 | 0
1134 | 48 | 17 | 2 | Monday | 5 | 105.093 | 0 | 34.3513 | 22.6634 | 20.5805 | 6.435 | 0 | 0.7613 | 11.88 | 0 | 90.2365 | 0 | 0 | 0 | 108.3924 | 0
1135 | 48 | 17 | 2 | Monday | 6 | 92.062 | 0 | 34.2134 | 44.2813 | 35.484 | 32.176 | 0 | 0.7535 | 15.12 | 0 | 129.8523 | 0 | 0 | 0 | 109.2269 | 0
1136 | 48 | 17 | 2 | Monday | 7 | 84.731 | 0 | 34.0713 | 61.1526 | 46.6998 | 45.047 | 0 | 0.7539 | 15.12 | 0.1557 | 157.7977 | 0 | 0 | 0 | 110.5236 | 0
1137 | 48 | 17 | 2 | Monday | 8 | 80.268 | 0 | 34.007 | 66.9373 | 52.1343 | 51.482 | 0 | 0.7551 | 18.72 | 3.0468 | 172.5537 | 0 | 0 | 0 | 112.0642 | 0
1138 | 48 | 17 | 2 | Monday | 9 | 77.481 | 0 | 34.0075 | 62.6887 | 52.8606 | 32.176 | 0 | 0.7593 | 18.72 | 12.6679 | 169.0361 | 0 | 0 | 0 | 98.3094 | 0
1139 | 48 | 17 | 2 | Monday | 10 | 69.264 | 0 | 34.0085 | 59.4683 | 51.878 | 12.871 | 0 | 0.8065 | 14.4 | 23.0295 | 160.5613 | 0 | 0 | 0 | 76.9985 | 0
1140 | 48 | 17 | 2 | Monday | 11 | 59.463 | 0 | 34.0029 | 57.1337 | 51.878 | 12.871 | 0 | 0.8268 | 18.36 | 29.4681 | 162.2015 | 0 | 0 | 0 | 65.7672 | 0
1141 | 48 | 17 | 2 | Monday | 12 | 52.184 | 0 | 34.0708 | 53.5742 | 51.1854 | 19.306 | 0 | 0.8224 | 18.36 | 31.6627 | 158.0128 | 0 | 0 | 0 | 59.3 | 0
1142 | 48 | 17 | 2 | Monday | 13 | 46.608 | 0.78 | 34.0539 | 55.6056 | 51.878 | 19.306 | 0 | 0.8218 | 18.36 | 28.2243 | 161.5628 | 0 | 0 | 0 | 51.9453 | 0
1143 | 48 | 17 | 2 | Monday | 14 | 43.64 | 1.944 | 34.0007 | 57.6809 | 51.878 | 6.435 | 0 | 0.8099 | 18.36 | 18.187 | 164.8315 | 0 | 0 | 0 | 45.2347 | 0
1144 | 48 | 17 | 2 | Monday | 15 | 40.885 | 2.49 | 33.9616 | 60.6365 | 51.878 | 6.435 | 0 | 0.8257 | 18.36 | 8.6358 | 168.3542 | 0 | 0 | 0 | 42.5369 | 0
1145 | 48 | 17 | 2 | Monday | 16 | 37.936 | 2.107 | 33.9304 | 65.5023 | 50.7246 | 25.741 | 0 | 0.8078 | 22.68 | 3.4466 | 175.9238 | 0 | 0 | 0 | 45.1927 | 0
1146 | 48 | 17 | 2 | Monday | 17 | 39.129 | 1.391 | 33.9033 | 59.7395 | 43.0931 | 32.176 | 0 | 0.7748 | 28.8 | 0.6716 | 167.8144 | 0 | 0 | 0 | 49.5863 | 0
1147 | 48 | 17 | 2 | Monday | 18 | 29.034 | 1.259 | 33.8482 | 65.4399 | 51.7393 | 45.047 | 0 | 0.7615 | 30.96 | 0 | 184.1102 | 0 | 0 | 0 | 46.059 | 0
1148 | 48 | 17 | 2 | Monday | 19 | 18.157 | 0.556 | 33.8343 | 70.7204 | 57.1787 | 45.047 | 0 | 0.7115 | 25.2 | 0 | 188.2459 | 0 | 0 | 0 | 37.7206 | 0
1149 | 48 | 17 | 2 | Monday | 20 | 14.755 | 0.479 | 33.931 | 75.2516 | 60.483 | 32.176 | 0 | 0.5979 | 25.2 | 0 | 195.9819 | 0 | 0 | 0 | 30.1832 | 0
1150 | 48 | 17 | 2 | Monday | 21 | 15.306 | 0.021 | 33.8387 | 69.495 | 55.4564 | 19.306 | 0 | 0.5267 | 25.2 | 0 | 184.5398 | 0 | 0 | 0 | 25.1163 | 0
1151 | 48 | 17 | 2 | Monday | 22 | 20.401 | 0 | 33.8021 | 49.7368 | 40.0199 | 12.871 | 0 | 0.5162 | 16.2 | 0 | 140.275 | 0 | 0 | 0 | 27.1627 | 0
1152 | 48 | 17 | 2 | Monday | 23 | 36.4 | 0 | 33.9661 | 26.9226 | 24.6242 | 12.871 | 0 | 0.6823 | 16.2 | 0 | 102.3951 | 0 | 0 | 0 | 43.3542 | 0
1153 | 49 | 18 | 2 | Tuesday | 0 | 50.659 | 0 | 34.7548 | 17.5343 | 18.3373 | 6.435 | 0 | 0.6994 | 14.4 | 0 | 85.7258 | 0 | 0 | 0 | 54.2095 | 0
1154 | 49 | 18 | 2 | Tuesday | 1 | 53.813 | 0 | 35.4292 | 14.6472 | 16.4006 | 6.435 | 0 | 0.7023 | 11.88 | 0 | 79.0594 | 0 | 0 | 0 | 57.4092 | 0
1155 | 49 | 18 | 2 | Tuesday | 2 | 59.743 | 0 | 35.4814 | 11.7686 | 14.464 | 6.435 | 0 | 0.7096 | 11.88 | 0 | 74.3037 | 0 | 0 | 0 | 63.3852 | 0
1156 | 49 | 18 | 2 | Tuesday | 3 | 69.512 | 0 | 35.3245 | 11.7686 | 14.464 | 6.435 | 0 | 0.7221 | 11.88 | 0 | 74.1593 | 0 | 0 | 0 | 73.2004 | 0
1157 | 49 | 18 | 2 | Tuesday | 4 | 74.157 | 0 | 35.0841 | 13.0128 | 14.464 | 6.435 | 0 | 0.7282 | 11.88 | 0 | 75.1691 | 0 | 0 | 0 | 77.8882 | 0
1158 | 49 | 18 | 2 | Tuesday | 5 | 69.907 | 0 | 35.004 | 22.6634 | 20.5805 | 6.435 | 0 | 0.7232 | 11.88 | 0 | 90.8512 | 0 | 0 | 0 | 73.678 | 0
1159 | 49 | 18 | 2 | Tuesday | 6 | 59.675 | 0 | 34.807 | 44.2813 | 35.484 | 32.176 | 0 | 0.7194 | 15.12 | 0 | 130.4117 | 0 | 0 | 0 | 79.1206 | 0
1160 | 49 | 18 | 2 | Tuesday | 7 | 52.98 | 0 | 34.684 | 61.1578 | 46.6998 | 45.047 | 0 | 0.7208 | 15.12 | 0.1458 | 158.3824 | 0 | 0 | 0 | 81.7404 | 0
1161 | 49 | 18 | 2 | Tuesday | 8 | 47.756 | 0 | 34.6656 | 69.1302 | 52.1343 | 51.482 | 0 | 0.7212 | 18.72 | 1.5256 | 175.3713 | 0 | 0 | 0 | 82.6423 | 0
1162 | 49 | 18 | 2 | Tuesday | 9 | 45.834 | 0 | 34.6906 | 67.2364 | 52.8606 | 32.176 | 0 | 0.706 | 18.72 | 4.69 | 174.2136 | 0 | 0 | 0 | 68.6158 | 0
1163 | 49 | 18 | 2 | Tuesday | 10 | 43.882 | 0 | 34.7052 | 59.4061 | 51.878 | 12.871 | 0 | 0.6985 | 14.4 | 8.8388 | 161.0877 | 0 | 0 | 0 | 53.1758 | 0
1164 | 49 | 18 | 2 | Tuesday | 11 | 35.461 | 0 | 34.692 | 56.3771 | 51.878 | 12.871 | 0 | 0.6961 | 18.36 | 13.2766 | 162.0031 | 0 | 0 | 0 | 44.8327 | 0
1165 | 49 | 18 | 2 | Tuesday | 12 | 27.84 | 0.243 | 34.7418 | 53.7679 | 51.1854 | 19.306 | 0 | 0.7327 | 18.36 | 18.0229 | 159.0506 | 0 | 0 | 0 | 41.6508 | 0
1166 | 49 | 18 | 2 | Tuesday | 13 | 24.75 | 2.543 | 34.6669 | 54.7773 | 51.878 | 19.306 | 0 | 0.8872 | 18.36 | 23.3447 | 163.3192 | 0 | 0 | 0 | 37.4474 | 0
1167 | 49 | 18 | 2 | Tuesday | 14 | 23.233 | 2.461 | 34.624 | 54.953 | 51.878 | 6.435 | 0 | 0.7296 | 18.36 | 24.8035 | 163.2065 | 0 | 0 | 0 | 26.8088 | 0
1168 | 49 | 18 | 2 | Tuesday | 15 | 20.895 | 2.967 | 34.5243 | 57.509 | 51.878 | 6.435 | 0 | 0.6508 | 18.36 | 17.6565 | 166.1307 | 0 | 0 | 0 | 23.9249 | 0
1169 | 49 | 18 | 2 | Tuesday | 16 | 17.775 | 2.818 | 34.3683 | 61.3393 | 50.7246 | 25.741 | 0 | 0.7136 | 22.68 | 7.1808 | 172.8739 | 0 | 0 | 0 | 29.8411 | 0
1170 | 49 | 18 | 2 | Tuesday | 17 | 19.52 | 2.029 | 34.328 | 58.779 | 43.0931 | 32.176 | 0 | 0.7724 | 28.8 | 1.2597 | 167.9669 | 0 | 0 | 0 | 35.6538 | 0
1171 | 49 | 18 | 2 | Tuesday | 18 | 16.913 | 2.554 | 33.9283 | 65.4399 | 51.7393 | 45.047 | 0 | 0.8124 | 30.96 | 0 | 185.6417 | 0 | 0 | 0 | 41.3779 | 0
1172 | 49 | 18 | 2 | Tuesday | 19 | 13.326 | 1.797 | 33.984 | 70.7204 | 57.1787 | 45.047 | 0 | 0.7684 | 25.2 | 0 | 189.7944 | 0 | 0 | 0 | 39.755 | 0
1173 | 49 | 18 | 2 | Tuesday | 20 | 11.984 | 1.69 | 34.0055 | 75.2516 | 60.483 | 32.176 | 0 | 0.6892 | 25.2 | 0 | 197.4566 | 0 | 0 | 0 | 31.9506 | 0
1174 | 49 | 18 | 2 | Tuesday | 21 | 12.729 | 0.656 | 33.9556 | 69.495 | 55.4564 | 19.306 | 0 | 0.5058 | 25.2 | 0 | 185.3219 | 0 | 0 | 0 | 25.1313 | 0
1175 | 49 | 18 | 2 | Tuesday | 22 | 16.757 | 0.044 | 33.7885 | 49.7368 | 40.0199 | 12.871 | 0 | 0.478 | 16.2 | 0 | 140.2702 | 0 | 0 | 0 | 25.194 | 0
1176 | 49 | 18 | 2 | Tuesday | 23 | 25.006 | 0 | 33.9144 | 26.9226 | 24.6242 | 12.871 | 0 | 0.6323 | 16.2 | 0 | 102.2935 | 0 | 0 | 0 | 33.5757 | 0
1177 | 50 | 19 | 2 | Wednesday | 0 | 36.31 | 0 | 34.6664 | 17.5343 | 18.3373 | 6.435 | 0 | 0.6851 | 14.4 | 0 | 85.6231 | 0 | 0 | 0 | 40.6512 | 0
1178 | 50 | 19 | 2 | Wednesday | 1 | 39.729 | 0 | 35.3332 | 14.6472 | 16.4006 | 6.435 | 0 | 0.6898 | 11.88 | 0 | 78.9508 | 0 | 0 | 0 | 44.1071 | 0
1179 | 50 | 19 | 2 | Wednesday | 2 | 45.476 | 0 | 35.5495 | 11.7686 | 14.464 | 6.435 | 0 | 0.6955 | 11.88 | 0 | 74.3576 | 0 | 0 | 0 | 49.8928 | 0
1180 | 50 | 19 | 2 | Wednesday | 3 | 53.329 | 0 | 35.542 | 11.7686 | 14.464 | 6.435 | 0 | 0.7034 | 11.88 | 0 | 74.3581 | 0 | 0 | 0 | 57.785 | 0
1181 | 50 | 19 | 2 | Wednesday | 4 | 62.268 | 0 | 35.3823 | 13.0128 | 14.464 | 6.435 | 0 | 0.714 | 11.88 | 0 | 75.453 | 0 | 0 | 0 | 66.761 | 0
1182 | 50 | 19 | 2 | Wednesday | 5 | 62.251 | 0 | 35.1722 | 22.6634 | 20.5805 | 6.435 | 0 | 0.7142 | 11.88 | 0 | 91.0103 | 0 | 0 | 0 | 66.7747 | 0
1183 | 50 | 19 | 2 | Wednesday | 6 | 53.434 | 0 | 34.92 | 44.2813 | 35.484 | 32.176 | 0 | 0.7119 | 15.12 | 0 | 130.5171 | 0 | 0 | 0 | 76.5242 | 0
1184 | 50 | 19 | 2 | Wednesday | 7 | 47.323 | 0 | 34.7805 | 61.1464 | 46.6998 | 45.047 | 0 | 0.7138 | 15.12 | 0.1629 | 158.4606 | 0 | 0 | 0 | 80.8339 | 0
1185 | 50 | 19 | 2 | Wednesday | 8 | 43.07 | 0 | 34.7974 | 66.1289 | 52.1343 | 51.482 | 0 | 0.7154 | 18.72 | 3.5338 | 172.496 | 0 | 0 | 0 | 82.9169 | 0
1186 | 50 | 19 | 2 | Wednesday | 9 | 40.802 | 0 | 34.8329 | 60.2773 | 52.8606 | 32.176 | 0 | 0.7519 | 18.72 | 14.5061 | 167.4427 | 0 | 0 | 0 | 65.6469 | 0
1187 | 50 | 19 | 2 | Wednesday | 10 | 38.316 | 0 | 34.7296 | 55.6845 | 51.878 | 12.871 | 0 | 0.8132 | 14.4 | 25.7388 | 157.5052 | 0 | 0 | 0 | 46.9797 | 0
1188 | 50 | 19 | 2 | Wednesday | 11 | 29.174 | 0 | 34.6803 | 55.1601 | 51.878 | 12.871 | 0 | 0.8239 | 18.36 | 33.8774 | 160.9022 | 0 | 0 | 0 | 35.6858 | 0
1189 | 50 | 19 | 2 | Wednesday | 12 | 23.841 | 2.185 | 34.6118 | 53.4441 | 51.1854 | 19.306 | 0 | 0.8469 | 18.36 | 36.8734 | 160.8109 | 0 | 0 | 0 | 30.1358 | 0
1190 | 50 | 19 | 2 | Wednesday | 13 | 20.253 | 2.95 | 34.6195 | 54.9536 | 51.878 | 19.306 | 0 | 0.7308 | 18.36 | 35.2468 | 163.7325 | 0 | 0 | 0 | 23.6163 | 0
1191 | 50 | 19 | 2 | Wednesday | 14 | 19.274 | 3.507 | 34.5156 | 56.8901 | 51.878 | 6.435 | 0 | 0.6378 | 18.36 | 30.3861 | 166.0737 | 0 | 0 | 0 | 19.6598 | 0
1192 | 50 | 19 | 2 | Wednesday | 15 | 17.816 | 3.603 | 34.363 | 59.3079 | 51.878 | 6.435 | 0 | 0.4973 | 18.36 | 21.0928 | 168.3025 | 0 | 0 | 0 | 17.8389 | 0
1193 | 50 | 19 | 2 | Wednesday | 16 | 17.524 | 3.565 | 34.2416 | 61.153 | 50.7246 | 25.741 | 0 | 0.5328 | 22.68 | 8.5721 | 173.1878 | 0 | 0 | 0 | 18.2464 | 0
1194 | 50 | 19 | 2 | Wednesday | 17 | 20.42 | 2.544 | 34.307 | 59.0018 | 43.0931 | 32.176 | 0 | 0.5775 | 28.8 | 0.9759 | 168.5305 | 0 | 0 | 0 | 23.1287 | 0
1195 | 50 | 19 | 2 | Wednesday | 18 | 17.6 | 2.42 | 33.9753 | 65.4399 | 51.7393 | 45.047 | 0 | 0.6024 | 30.96 | 0 | 185.3341 | 0 | 0 | 0 | 24.5383 | 0
1196 | 50 | 19 | 2 | Wednesday | 19 | 13.766 | 1.655 | 33.9951 | 70.7204 | 57.1787 | 45.047 | 0 | 0.5513 | 25.2 | 0 | 189.4353 | 0 | 0 | 0 | 24.1028 | 0
1197 | 50 | 19 | 2 | Wednesday | 20 | 12.599 | 1.472 | 34.0244 | 75.2516 | 60.483 | 32.176 | 0 | 0.4922 | 25.2 | 0 | 197.0431 | 0 | 0 | 0 | 21.9139 | 0
1198 | 50 | 19 | 2 | Wednesday | 21 | 13.876 | 0.565 | 33.9055 | 69.495 | 55.4564 | 19.306 | 0 | 0.4102 | 25.2 | 0 | 185.0785 | 0 | 0 | 0 | 20.1943 | 0
1199 | 50 | 19 | 2 | Wednesday | 22 | 18.3 | 0.037 | 33.7919 | 49.7368 | 40.0199 | 12.871 | 0 | 0.4342 | 16.2 | 0 | 140.2224 | 0 | 0 | 0 | 22.8058 | 0
1200 | 50 | 19 | 2 | Wednesday | 23 | 29.568 | 0 | 33.9715 | 26.9226 | 24.6242 | 12.871 | 0 | 0.6382 | 16.2 | 0 | 102.3565 | 0 | 0 | 0 | 34.3041 | 0
1201 | 51 | 20 | 2 | Thursday | 0 | 40.841 | 0 | 34.7364 | 17.5343 | 18.3373 | 6.435 | 0 | 0.6897 | 14.4 | 0 | 85.6976 | 0 | 0 | 0 | 43.2998 | 0
1202 | 51 | 20 | 2 | Thursday | 1 | 46.148 | 0 | 35.202 | 14.6472 | 16.4006 | 6.435 | 0 | 0.6952 | 11.88 | 0 | 78.8251 | 0 | 0 | 0 | 48.6675 | 0
1203 | 51 | 20 | 2 | Thursday | 2 | 51.149 | 0 | 35.4282 | 11.7686 | 14.464 | 6.435 | 0 | 0.7003 | 11.88 | 0 | 74.2411 | 0 | 0 | 0 | 53.7277 | 0
1204 | 51 | 20 | 2 | Thursday | 3 | 58.174 | 0 | 35.3788 | 11.7686 | 14.464 | 6.435 | 0 | 0.7091 | 11.88 | 0 | 74.2006 | 0 | 0 | 0 | 60.8114 | 0
1205 | 51 | 20 | 2 | Thursday | 4 | 63.958 | 0 | 35.2052 | 13.0128 | 14.464 | 6.435 | 0 | 0.717 | 11.88 | 0 | 75.279 | 0 | 0 | 0 | 66.6527 | 0
1206 | 51 | 20 | 2 | Thursday | 5 | 60.524 | 0 | 35.084 | 22.6634 | 20.5805 | 6.435 | 0 | 0.7132 | 11.88 | 0 | 90.9212 | 0 | 0 | 0 | 63.2718 | 0
1207 | 51 | 20 | 2 | Thursday | 6 | 50.408 | 0 | 34.7836 | 44.2813 | 35.484 | 32.176 | 0 | 0.7102 | 15.12 | 0 | 130.379 | 0 | 0 | 0 | 64.9131 | 0
1208 | 51 | 20 | 2 | Thursday | 7 | 42.936 | 0 | 34.6082 | 61.1578 | 46.6998 | 45.047 | 0 | 0.7113 | 15.12 | 0.154 | 158.2971 | 0 | 0 | 0 | 65.2543 | 0
1209 | 51 | 20 | 2 | Thursday | 8 | 37.402 | 0 | 34.6187 | 69.1455 | 52.1343 | 51.482 | 0 | 0.7118 | 18.72 | 1.4632 | 175.3303 | 0 | 0 | 0 | 65.5559 | 0
1210 | 51 | 20 | 2 | Thursday | 9 | 34.022 | 0 | 34.6592 | 67.201 | 52.8606 | 32.176 | 0 | 0.6957 | 18.72 | 4.3484 | 174.1365 | 0 | 0 | 0 | 52.9047 | 0
1211 | 51 | 20 | 2 | Thursday | 10 | 31.881 | 0 | 34.7439 | 59.8437 | 51.878 | 12.871 | 0 | 0.6884 | 14.4 | 7.2868 | 161.554 | 0 | 0 | 0 | 39.6737 | 0
1212 | 51 | 20 | 2 | Thursday | 11 | 27.296 | 0 | 34.7688 | 58.4902 | 51.878 | 12.871 | 0 | 0.6702 | 18.36 | 8.1324 | 164.1672 | 0 | 0 | 0 | 35.2253 | 0
1213 | 51 | 20 | 2 | Thursday | 12 | 23.871 | 1.722 | 34.7295 | 55.7286 | 51.1854 | 19.306 | 0 | 0.7676 | 18.36 | 8.8411 | 162.6334 | 0 | 0 | 0 | 36.0375 | 0
1214 | 51 | 20 | 2 | Thursday | 13 | 21.286 | 2.618 | 34.6779 | 58.3926 | 51.878 | 19.306 | 0 | 0.7793 | 18.36 | 7.4892 | 166.9186 | 0 | 0 | 0 | 33.7618 | 0
1215 | 51 | 20 | 2 | Thursday | 14 | 19.454 | 3.63 | 34.6112 | 62.5934 | 51.878 | 6.435 | 0 | 0.6348 | 18.36 | 4.662 | 172.0028 | 0 | 0 | 0 | 23.68 | 0
1216 | 51 | 20 | 2 | Thursday | 15 | 18.552 | 3.607 | 34.4879 | 65.4413 | 51.878 | 6.435 | 0 | 0.6163 | 18.36 | 3.1213 | 174.684 | 0 | 0 | 0 | 22.812 | 0
1217 | 51 | 20 | 2 | Thursday | 16 | 16.945 | 3.483 | 34.4244 | 67.6723 | 50.7246 | 25.741 | 0 | 0.8308 | 22.68 | 1.6307 | 180.0986 | 0 | 0 | 0 | 34.3109 | 0
1218 | 51 | 20 | 2 | Thursday | 17 | 18.605 | 2.773 | 34.4196 | 59.7898 | 43.0931 | 32.176 | 0 | 0.8192 | 28.8 | 0.4214 | 169.9208 | 0 | 0 | 0 | 41.054 | 0
1219 | 51 | 20 | 2 | Thursday | 18 | 14.021 | 2.819 | 34.017 | 65.4399 | 51.7393 | 45.047 | 0 | 0.8227 | 30.96 | 0 | 186.0278 | 0 | 0 | 0 | 46.7194 | 0
1220 | 51 | 20 | 2 | Thursday | 19 | 9.985 | 7.226 | 33.8247 | 70.7204 | 57.1787 | 45.047 | 0 | 1.0471 | 25.2 | 0 | 195.7864 | 0 | 0 | 0 | 43.9729 | 0
1221 | 51 | 20 | 2 | Thursday | 20 | 9.805 | 5.971 | 33.7245 | 75.2516 | 60.483 | 32.176 | 0 | 0.9571 | 25.2 | 0 | 202.0741 | 0 | 0 | 0 | 34.7498 | 0
1222 | 51 | 20 | 2 | Thursday | 21 | 9.986 | 3.512 | 33.7197 | 69.495 | 55.4564 | 19.306 | 0 | 0.651 | 25.2 | 0 | 188.3199 | 0 | 0 | 0 | 25.2311 | 0
1223 | 51 | 20 | 2 | Thursday | 22 | 12.258 | 0.253 | 33.7579 | 49.7368 | 40.0199 | 12.871 | 0 | 0.4863 | 16.2 | 0 | 140.4748 | 0 | 0 | 0 | 22.533 | 0
1224 | 51 | 20 | 2 | Thursday | 23 | 16.431 | 0 | 33.7919 | 26.9226 | 24.6242 | 12.871 | 0 | 0.5057 | 16.2 | 0 | 102.0443 | 0 | 0 | 0 | 26.7922 | 0
1225 | 52 | 21 | 2 | Friday | 0 | 19.158 | 0 | 33.9015 | 17.5343 | 18.3373 | 6.435 | 0 | 0.4611 | 14.4 | 0 | 84.6342 | 0 | 0 | 0 | 24.37 | 0
1226 | 52 | 21 | 2 | Friday | 1 | 20.905 | 0 | 34.1916 | 14.6472 | 16.4006 | 6.435 | 0 | 0.496 | 11.88 | 0 | 77.6155 | 0 | 0 | 0 | 26.1379 | 0
1227 | 52 | 21 | 2 | Friday | 2 | 24.573 | 0 | 34.8034 | 11.7686 | 14.464 | 6.435 | 0 | 0.5675 | 11.88 | 0 | 73.4835 | 0 | 0 | 0 | 29.8261 | 0
1228 | 52 | 21 | 2 | Friday | 3 | 25.28 | 0 | 35.1342 | 11.7686 | 14.464 | 6.435 | 0 | 0.5844 | 11.88 | 0 | 73.8312 | 0 | 0 | 0 | 30.5533 | 0
1229 | 52 | 21 | 2 | Friday | 4 | 25.26 | 0 | 35.3215 | 13.0128 | 14.464 | 6.435 | 0 | 0.5844 | 11.88 | 0 | 75.2627 | 0 | 0 | 0 | 30.5536 | 0
1230 | 52 | 21 | 2 | Friday | 5 | 23.563 | 0 | 35.2173 | 22.6634 | 20.5805 | 6.435 | 0 | 0.5508 | 11.88 | 0 | 90.8921 | 0 | 0 | 0 | 28.8766 | 0
1231 | 52 | 21 | 2 | Friday | 6 | 18.801 | 0 | 34.4545 | 44.2813 | 35.484 | 32.176 | 0 | 0.6774 | 15.12 | 0 | 130.0172 | 0 | 0 | 0 | 45.7622 | 0
1232 | 52 | 21 | 2 | Friday | 7 | 15.436 | 0 | 33.9674 | 61.1578 | 46.6998 | 45.047 | 0 | 0.682 | 15.12 | 0.0758 | 157.627 | 0 | 0 | 0 | 54.0293 | 0
1233 | 52 | 21 | 2 | Friday | 8 | 12.806 | 0 | 34.0486 | 69.4588 | 52.1343 | 51.482 | 0 | 0.6848 | 18.72 | 0.7433 | 175.0465 | 0 | 0 | 0 | 57.9676 | 0
1234 | 52 | 21 | 2 | Friday | 9 | 11.517 | 0 | 34.3031 | 70.2481 | 52.8606 | 32.176 | 0 | 0.6697 | 18.72 | 2.3837 | 176.8015 | 0 | 0 | 0 | 40.1291 | 0
1235 | 52 | 21 | 2 | Friday | 10 | 11.149 | 0 | 34.7468 | 62.3809 | 51.878 | 12.871 | 0 | 0.4256 | 14.4 | 4.7754 | 163.8313 | 0 | 0 | 0 | 22.6736 | 0
1236 | 52 | 21 | 2 | Friday | 11 | 9.965 | 1.898 | 34.8791 | 59.0799 | 51.878 | 12.871 | 0 | 0.5015 | 18.36 | 6.9294 | 166.7509 | 0 | 0 | 0 | 21.5454 | 0
1237 | 52 | 21 | 2 | Friday | 12 | 9.821 | 3.314 | 34.9564 | 55.7414 | 51.1854 | 19.306 | 0 | 0.6886 | 18.36 | 9.2014 | 164.5156 | 0 | 0 | 0 | 27.1695 | 0
1238 | 52 | 21 | 2 | Friday | 13 | 10.116 | 3.51 | 35.0782 | 56.556 | 51.878 | 19.306 | 0 | 0.7069 | 18.36 | 10.9958 | 166.3755 | 0 | 0 | 0 | 27.236 | 0
1239 | 52 | 21 | 2 | Friday | 14 | 11.204 | 3.112 | 35.0368 | 57.6177 | 51.878 | 6.435 | 0 | 0.4804 | 18.36 | 9.6607 | 166.7388 | 0 | 0 | 0 | 16.8311 | 0
1240 | 52 | 21 | 2 | Friday | 15 | 12.66 | 3.072 | 34.999 | 61.1029 | 51.878 | 6.435 | 0 | 0.4993 | 18.36 | 6.5087 | 170.1613 | 0 | 0 | 0 | 18.2853 | 0
1241 | 52 | 21 | 2 | Friday | 16 | 12.823 | 2.693 | 34.9708 | 64.1737 | 50.7246 | 25.741 | 0 | 0.804 | 22.68 | 4.2749 | 176.2654 | 0 | 0 | 0 | 35.4815 | 0
1242 | 52 | 21 | 2 | Friday | 17 | 13.668 | 2.177 | 34.9588 | 59.1486 | 43.0931 | 32.176 | 0 | 0.7822 | 28.8 | 2.0706 | 169.1373 | 0 | 0 | 0 | 42.4028 | 0
1243 | 52 | 21 | 2 | Friday | 18 | 12.28 | 2.407 | 34.4736 | 65.4399 | 51.7393 | 45.047 | 0 | 0.7993 | 30.96 | 0.357 | 186.0149 | 0 | 0 | 0 | 53.2176 | 0
1244 | 52 | 21 | 2 | Friday | 19 | 12.398 | 1.77 | 34.0305 | 70.7204 | 57.1787 | 45.047 | 0 | 0.766 | 25.2 | 0 | 189.8097 | 0 | 0 | 0 | 53.9882 | 0
1245 | 52 | 21 | 2 | Friday | 20 | 11.559 | 1.702 | 34.0228 | 75.2516 | 60.483 | 32.176 | 0 | 0.7536 | 25.2 | 0 | 197.5522 | 0 | 0 | 0 | 41.5384 | 0
1246 | 52 | 21 | 2 | Friday | 21 | 11.74 | 0.732 | 33.9926 | 69.495 | 55.4564 | 19.306 | 0 | 0.5962 | 25.2 | 0 | 185.5318 | 0 | 0 | 0 | 29.8206 | 0
1247 | 52 | 21 | 2 | Friday | 22 | 14.974 | 0.072 | 33.7921 | 49.7368 | 40.0199 | 12.871 | 0 | 0.5643 | 16.2 | 0 | 140.3904 | 0 | 0 | 0 | 27.0801 | 0
1248 | 52 | 21 | 2 | Friday | 23 | 21.781 | 0 | 33.9655 | 26.9226 | 24.6242 | 12.871 | 0 | 0.6359 | 16.2 | 0 | 102.3481 | 0 | 0 | 0 | 33.9303 | 0
1249 | 53 | 22 | 2 | Saturday | 0 | 29.35 | 0 | 34.6544 | 18.3332 | 19.1419 | 6.435 | 0 | 0.6631 | 15.84 | 0 | 88.6326 | 0 | 0 | 0 | 35.4394 | 0
1250 | 53 | 22 | 2 | Saturday | 1 | 34.738 | 0 | 34.978 | 17.5283 | 18.3373 | 6.435 | 0 | 0.6846 | 12.6 | 0 | 84.1281 | 0 | 0 | 0 | 40.8468 | 0
1251 | 53 | 22 | 2 | Saturday | 2 | 39.679 | 0 | 35.2951 | 11.771 | 14.464 | 6.435 | 0 | 0.6894 | 12.6 | 0 | 74.8195 | 0 | 0 | 0 | 45.8076 | 0
1252 | 53 | 22 | 2 | Saturday | 3 | 46.317 | 0 | 35.365 | 11.771 | 14.464 | 6.435 | 0 | 0.6973 | 12.6 | 0 | 74.8973 | 0 | 0 | 0 | 52.464 | 0
1253 | 53 | 22 | 2 | Saturday | 4 | 55.956 | 0 | 35.2025 | 11.771 | 14.464 | 6.435 | 0 | 0.7091 | 12.6 | 0 | 74.7466 | 0 | 0 | 0 | 62.1225 | 0
1254 | 53 | 22 | 2 | Saturday | 5 | 62.851 | 0 | 35.0516 | 13.0152 | 14.464 | 6.435 | 0 | 0.7167 | 12.6 | 0 | 75.8476 | 0 | 0 | 0 | 69.0325 | 0
1255 | 53 | 22 | 2 | Saturday | 6 | 58.969 | 0 | 34.8133 | 30.2702 | 24.9086 | 32.176 | 0 | 0.7199 | 14.4 | 0 | 105.112 | 0 | 0 | 0 | 90.0879 | 0
1256 | 53 | 22 | 2 | Saturday | 7 | 57.808 | 0 | 34.7774 | 33.0654 | 26.405 | 45.047 | 0 | 0.7267 | 11.52 | 0.2054 | 106.4945 | 0 | 0 | 0 | 101.7916 | 0
1257 | 53 | 22 | 2 | Saturday | 8 | 49.544 | 0 | 34.5831 | 44.0868 | 37.4339 | 51.482 | 0 | 0.7253 | 16.2 | 3.4113 | 133.0291 | 0 | 0 | 0 | 100.2982 | 0
1258 | 53 | 22 | 2 | Saturday | 9 | 46.426 | 0 | 34.5814 | 37.8037 | 37.9057 | 32.176 | 0 | 0.7536 | 16.2 | 12.3392 | 127.2444 | 0 | 0 | 0 | 77.4793 | 0
1259 | 53 | 22 | 2 | Saturday | 10 | 41.678 | 0 | 34.6271 | 33.375 | 37.2508 | 12.871 | 0 | 0.7879 | 15.12 | 21.1684 | 121.1608 | 0 | 0 | 0 | 52.9593 | 0
1260 | 53 | 22 | 2 | Saturday | 11 | 34.737 | 0 | 34.6844 | 30.3732 | 35.3135 | 12.871 | 0 | 0.8043 | 21.6 | 27.0568 | 122.7754 | 0 | 0 | 0 | 44.3476 | 0
1261 | 53 | 22 | 2 | Saturday | 12 | 30.097 | 1.135 | 34.6787 | 26.8442 | 34.2247 | 19.306 | 0 | 0.8517 | 23.4 | 28.1833 | 121.227 | 0 | 0 | 0 | 41.9801 | 0
1262 | 53 | 22 | 2 | Saturday | 13 | 26.111 | 2.629 | 34.536 | 26.4235 | 33.0722 | 19.306 | 0 | 0.8932 | 23.4 | 26.1366 | 121.1684 | 0 | 0 | 0 | 35.963 | 0
1263 | 53 | 22 | 2 | Saturday | 14 | 24.599 | 2.602 | 34.4863 | 25.4794 | 33.0722 | 6.435 | 0 | 0.706 | 23.4 | 21.9417 | 119.9575 | 0 | 0 | 0 | 27.4193 | 0
1264 | 53 | 22 | 2 | Saturday | 15 | 25.277 | 2.606 | 34.4721 | 26.4159 | 33.0722 | 6.435 | 0 | 0.6744 | 23.4 | 15.059 | 120.8532 | 0 | 0 | 0 | 27.9276 | 0
1265 | 53 | 22 | 2 | Saturday | 16 | 26.556 | 2.614 | 34.4744 | 29.6041 | 33.0722 | 25.741 | 0 | 0.8171 | 23.4 | 7.8236 | 124.1949 | 0 | 0 | 0 | 37.6428 | 0
1266 | 53 | 22 | 2 | Saturday | 17 | 27.156 | 2.195 | 34.461 | 34.1751 | 32.9581 | 32.176 | 0 | 0.7987 | 27 | 2.2593 | 131.767 | 0 | 0 | 0 | 42.1539 | 0
1267 | 53 | 22 | 2 | Saturday | 18 | 21.296 | 0.632 | 34.0194 | 55.5841 | 46.5147 | 45.047 | 0 | 0.7197 | 28.8 | 0.3467 | 166.3216 | 0 | 0 | 0 | 44.2545 | 0
1268 | 53 | 22 | 2 | Saturday | 19 | 18.474 | 1.25 | 33.9456 | 61.3403 | 50.3878 | 45.047 | 0 | 0.7474 | 28.8 | 0 | 176.5728 | 0 | 0 | 0 | 43.5324 | 0
1269 | 53 | 22 | 2 | Saturday | 20 | 18.312 | 1.039 | 33.9633 | 61.3343 | 50.3878 | 32.176 | 0 | 0.7283 | 27 | 0 | 174.5372 | 0 | 0 | 0 | 37.3646 | 0
1270 | 53 | 22 | 2 | Saturday | 21 | 18.125 | 0.704 | 33.9158 | 61.3343 | 50.3878 | 19.306 | 0 | 0.6046 | 27 | 0 | 174.0043 | 0 | 0 | 0 | 29.9961 | 0
1271 | 53 | 22 | 2 | Saturday | 22 | 21.313 | 0.102 | 33.7629 | 49.2003 | 40.077 | 12.871 | 0 | 0.5649 | 19.8 | 0 | 143.516 | 0 | 0 | 0 | 29.4066 | 0
1272 | 53 | 22 | 2 | Saturday | 23 | 30.921 | 0 | 34.1206 | 28.1779 | 24.6242 | 12.871 | 0 | 0.6816 | 19.8 | 0 | 107.4044 | 0 | 0 | 0 | 39.1673 | 0
1273 | 54 | 23 | 2 | Sunday | 0 | 35.622 | 0 | 34.5321 | 24.1043 | 23.0149 | 6.435 | 0 | 0.6897 | 19.8 | 0 | 102.1409 | 0 | 0 | 0 | 39.7969 | 0
1274 | 54 | 23 | 2 | Sunday | 1 | 40.852 | 0 | 34.5899 | 23.3102 | 22.2101 | 6.435 | 0 | 0.6958 | 19.8 | 0 | 100.6061 | 0 | 0 | 0 | 45.0689 | 0
1275 | 54 | 23 | 2 | Sunday | 2 | 42.398 | 0 | 34.8716 | 17.5379 | 18.3373 | 6.435 | 0 | 0.6983 | 15.48 | 0 | 86.9251 | 0 | 0 | 0 | 46.6506 | 0
1276 | 54 | 23 | 2 | Sunday | 3 | 42.896 | 0 | 34.9519 | 17.5379 | 18.3373 | 6.435 | 0 | 0.6992 | 15.48 | 0 | 87.0062 | 0 | 0 | 0 | 47.1826 | 0
1277 | 54 | 23 | 2 | Sunday | 4 | 47.315 | 0 | 34.9606 | 17.5379 | 18.3373 | 6.435 | 0 | 0.7042 | 15.48 | 0 | 87.0199 | 0 | 0 | 0 | 51.6402 | 0
1278 | 54 | 23 | 2 | Sunday | 5 | 51.049 | 0 | 35.0045 | 18.7817 | 18.3373 | 6.435 | 0 | 0.7073 | 15.48 | 0 | 88.3107 | 0 | 0 | 0 | 55.4098 | 0
1279 | 54 | 23 | 2 | Sunday | 6 | 51.326 | 0 | 34.7918 | 26.931 | 24.6242 | 32.176 | 0 | 0.7144 | 18.72 | 0 | 105.7813 | 0 | 0 | 0 | 73.663 | 0
1280 | 54 | 23 | 2 | Sunday | 7 | 50.992 | 0 | 34.6672 | 34.2491 | 29.9942 | 45.047 | 0 | 0.72 | 18.72 | 0.077 | 118.3506 | 0 | 0 | 0 | 83.5381 | 0
1281 | 54 | 23 | 2 | Sunday | 8 | 51.224 | 0 | 34.5921 | 37.4402 | 33.2132 | 51.482 | 0 | 0.7252 | 23.4 | 0.7268 | 129.3706 | 0 | 0 | 0 | 90.0772 | 0
1282 | 54 | 23 | 2 | Sunday | 9 | 51.348 | 0 | 34.6623 | 30.8784 | 29.3396 | 32.176 | 0 | 0.7121 | 23.4 | 2.1335 | 118.9923 | 0 | 0 | 0 | 76.4245 | 0
1283 | 54 | 23 | 2 | Sunday | 10 | 44.006 | 0 | 34.6802 | 31.3205 | 32.5586 | 12.871 | 0 | 0.6993 | 19.08 | 3.6888 | 118.3386 | 0 | 0 | 0 | 54.1697 | 0
1284 | 54 | 23 | 2 | Sunday | 11 | 45.228 | 0 | 34.6335 | 28.9198 | 32.5586 | 12.871 | 0 | 0.7033 | 21.6 | 4.9832 | 118.4153 | 0 | 0 | 0 | 55.4854 | 0
1285 | 54 | 23 | 2 | Sunday | 12 | 44.012 | 0 | 34.5413 | 26.6396 | 33.0367 | 19.306 | 0 | 0.704 | 19.08 | 6.3096 | 114.0016 | 0 | 0 | 0 | 59.577 | 0
1286 | 54 | 23 | 2 | Sunday | 13 | 51.918 | 0 | 34.399 | 22.0054 | 29.1634 | 19.306 | 0 | 0.7143 | 18.36 | 6.883 | 104.6421 | 0 | 0 | 0 | 67.6939 | 0
1287 | 54 | 23 | 2 | Sunday | 14 | 54.812 | 0 | 34.2288 | 22.5464 | 29.1634 | 6.435 | 0 | 0.7147 | 18 | 6.649 | 104.6533 | 0 | 0 | 0 | 60.1058 | 0
1288 | 54 | 23 | 2 | Sunday | 15 | 54.546 | 0 | 34.2034 | 24.1487 | 29.1634 | 6.435 | 0 | 0.7144 | 15.84 | 5.8336 | 104.0699 | 0 | 0 | 0 | 59.8606 | 0
1289 | 54 | 23 | 2 | Sunday | 16 | 52.564 | 0 | 34.1658 | 25.4816 | 27.5539 | 25.741 | 0 | 0.7172 | 23.04 | 3.8609 | 110.9584 | 0 | 0 | 0 | 74.0643 | 0
1290 | 54 | 23 | 2 | Sunday | 17 | 50.776 | 0 | 34.1631 | 26.4721 | 26.399 | 32.176 | 0 | 0.7175 | 22.32 | 1.6588 | 110.0716 | 0 | 0 | 0 | 78.0951 | 0
1291 | 54 | 23 | 2 | Sunday | 18 | 41.838 | 0 | 34.0741 | 43.9889 | 38.0184 | 45.047 | 0 | 0.7138 | 23.4 | 0.2968 | 140.1952 | 0 | 0 | 0 | 80.8514 | 0
1292 | 54 | 23 | 2 | Sunday | 19 | 29.903 | 0 | 33.7785 | 55.5005 | 45.7644 | 45.047 | 0 | 0.6984 | 22.68 | 0 | 158.4218 | 0 | 0 | 0 | 69.6912 | 0
1293 | 54 | 23 | 2 | Sunday | 20 | 24.864 | 0 | 33.7237 | 60.0165 | 49.6381 | 32.176 | 0 | 0.6837 | 22.68 | 0 | 166.7421 | 0 | 0 | 0 | 53.6777 | 0
1294 | 54 | 23 | 2 | Sunday | 21 | 27.536 | 0 | 33.7315 | 48.5011 | 41.8913 | 19.306 | 0 | 0.6824 | 22.68 | 0 | 147.4863 | 0 | 0 | 0 | 44.959 | 0
1295 | 54 | 23 | 2 | Sunday | 22 | 34.163 | 0 | 33.8203 | 40.3665 | 35.5897 | 12.871 | 0 | 0.6893 | 14.4 | 0 | 124.8658 | 0 | 0 | 0 | 45.8478 | 0
1296 | 54 | 23 | 2 | Sunday | 23 | 44.35 | 0 | 34.0223 | 25.6748 | 24.6242 | 12.871 | 0 | 0.7023 | 14.4 | 0 | 99.4237 | 0 | 0 | 0 | 56.1138 | 0
1297 | 55 | 24 | 2 | Monday | 0 | 53.87 | 0 | 34.2535 | 17.5343 | 18.3373 | 6.435 | 0 | 0.7126 | 14.4 | 0 | 85.2376 | 0 | 0 | 0 | 59.7748 | 0
1298 | 55 | 24 | 2 | Monday | 1 | 58.871 | 0 | 34.4949 | 14.6472 | 16.4006 | 6.435 | 0 | 0.7183 | 11.88 | 0 | 78.1411 | 0 | 0 | 0 | 64.7922 | 0
1299 | 55 | 24 | 2 | Monday | 2 | 66.395 | 0 | 34.4687 | 11.7686 | 14.464 | 6.435 | 0 | 0.7278 | 11.88 | 0 | 73.3091 | 0 | 0 | 0 | 72.3346 | 0
1300 | 55 | 24 | 2 | Monday | 3 | 68.006 | 0 | 34.4735 | 11.7686 | 14.464 | 6.435 | 0 | 0.7297 | 11.88 | 0 | 73.3158 | 0 | 0 | 0 | 73.9584 | 0
1301 | 55 | 24 | 2 | Monday | 4 | 68.393 | 0 | 34.4766 | 13.0128 | 14.464 | 6.435 | 0 | 0.7302 | 11.88 | 0 | 74.5636 | 0 | 0 | 0 | 74.358 | 0
1302 | 55 | 24 | 2 | Monday | 5 | 63.066 | 0 | 34.4492 | 22.6634 | 20.5805 | 6.435 | 0 | 0.7237 | 11.88 | 0 | 90.2969 | 0 | 0 | 0 | 69.0392 | 0
1303 | 55 | 24 | 2 | Monday | 6 | 51.204 | 0 | 34.2427 | 44.2813 | 35.484 | 32.176 | 0 | 0.7179 | 15.12 | 0 | 129.8459 | 0 | 0 | 0 | 81.2971 | 0
1304 | 55 | 24 | 2 | Monday | 7 | 46.261 | 0 | 34.0769 | 61.1518 | 46.6998 | 45.047 | 0 | 0.7203 | 15.12 | 0.2556 | 157.7687 | 0 | 0 | 0 | 88.9017 | 0
1305 | 55 | 24 | 2 | Monday | 8 | 42.986 | 0 | 34.0756 | 65.8896 | 52.1343 | 51.482 | 0 | 0.7227 | 18.72 | 3.0387 | 171.5423 | 0 | 0 | 0 | 92.3675 | 0
1306 | 55 | 24 | 2 | Monday | 9 | 40.47 | 0 | 34.0689 | 60.3358 | 52.8606 | 32.176 | 0 | 0.7239 | 18.72 | 8.6098 | 166.7092 | 0 | 0 | 0 | 71.3415 | 0
1307 | 55 | 24 | 2 | Monday | 10 | 36.898 | 0 | 34.0863 | 56.692 | 51.878 | 12.871 | 0 | 0.7389 | 14.4 | 13.7852 | 157.7953 | 0 | 0 | 0 | 48.7809 | 0
1308 | 55 | 24 | 2 | Monday | 11 | 31.097 | 0 | 34.0957 | 55.5163 | 51.878 | 12.871 | 0 | 0.7685 | 18.36 | 20.7423 | 160.6186 | 0 | 0 | 0 | 41.9779 | 0
1309 | 55 | 24 | 2 | Monday | 12 | 27.681 | 2.458 | 34.0424 | 53.662 | 51.1854 | 19.306 | 0 | 0.8805 | 18.36 | 20.9377 | 160.7885 | 0 | 0 | 0 | 42.262 | 0
1310 | 55 | 24 | 2 | Monday | 13 | 25.602 | 2.599 | 34.1146 | 55.542 | 51.878 | 19.306 | 0 | 0.872 | 18.36 | 19.245 | 163.5774 | 0 | 0 | 0 | 38.9194 | 0
1311 | 55 | 24 | 2 | Monday | 14 | 24.874 | 2.626 | 34.0092 | 56.6904 | 51.878 | 6.435 | 0 | 0.7597 | 18.36 | 21.0978 | 164.5375 | 0 | 0 | 0 | 28.8322 | 0
1312 | 55 | 24 | 2 | Monday | 15 | 23.883 | 3.022 | 33.9144 | 57.3091 | 51.878 | 6.435 | 0 | 0.7261 | 18.36 | 17.6952 | 165.4557 | 0 | 0 | 0 | 27.3562 | 0
1313 | 55 | 24 | 2 | Monday | 16 | 21.536 | 2.756 | 33.836 | 59.9646 | 50.7246 | 25.741 | 0 | 0.8166 | 22.68 | 9.4363 | 171.0026 | 0 | 0 | 0 | 35.0364 | 0
1314 | 55 | 24 | 2 | Monday | 17 | 22.005 | 2.012 | 33.7978 | 58.7016 | 43.0931 | 32.176 | 0 | 0.7849 | 28.8 | 2.2004 | 167.3528 | 0 | 0 | 0 | 39.825 | 0
1315 | 55 | 24 | 2 | Monday | 18 | 13.772 | 2.733 | 33.921 | 65.4399 | 51.7393 | 45.047 | 0 | 0.8182 | 30.96 | 0.3285 | 185.8345 | 0 | 0 | 0 | 40.3942 | 0
1316 | 55 | 24 | 2 | Monday | 19 | 10.893 | 1.95 | 33.9957 | 70.7204 | 57.1787 | 45.047 | 0 | 0.7732 | 25.2 | 0 | 189.9763 | 0 | 0 | 0 | 39.3072 | 0
1317 | 55 | 24 | 2 | Monday | 20 | 10.855 | 2.433 | 33.9623 | 75.2516 | 60.483 | 32.176 | 0 | 0.7315 | 25.2 | 0 | 198.2598 | 0 | 0 | 0 | 32.139 | 0
1318 | 55 | 24 | 2 | Monday | 21 | 11.167 | 3.97 | 33.7453 | 69.495 | 55.4564 | 19.306 | 0 | 0.6594 | 25.2 | 0 | 188.8496 | 0 | 0 | 0 | 24.3227 | 0
1319 | 55 | 24 | 2 | Monday | 22 | 14.545 | 0.189 | 33.7751 | 49.7368 | 40.0199 | 12.871 | 0 | 0.5023 | 16.2 | 0 | 140.4383 | 0 | 0 | 0 | 23.4694 | 0
1320 | 55 | 24 | 2 | Monday | 23 | 21.516 | 0 | 33.8785 | 26.9226 | 24.6242 | 12.871 | 0 | 0.5817 | 16.2 | 0 | 102.207 | 0 | 0 | 0 | 30.5591 | 0
1321 | 56 | 25 | 2 | Tuesday | 0 | 28.141 | 0 | 34.1533 | 17.5343 | 18.3373 | 6.435 | 0 | 0.6232 | 14.4 | 0 | 85.0481 | 0 | 0 | 0 | 32.7058 | 0
1322 | 56 | 25 | 2 | Tuesday | 1 | 31.384 | 0 | 35.0773 | 14.6472 | 16.4006 | 6.435 | 0 | 0.6738 | 11.88 | 0 | 78.679 | 0 | 0 | 0 | 35.9804 | 0
1323 | 56 | 25 | 2 | Tuesday | 2 | 34.932 | 0 | 35.4606 | 11.7686 | 14.464 | 6.435 | 0 | 0.6863 | 11.88 | 0 | 74.2596 | 0 | 0 | 0 | 39.563 | 0
1324 | 56 | 25 | 2 | Tuesday | 3 | 39.966 | 0 | 35.5054 | 11.7686 | 14.464 | 6.435 | 0 | 0.6924 | 11.88 | 0 | 74.3104 | 0 | 0 | 0 | 44.6324 | 0
1325 | 56 | 25 | 2 | Tuesday | 4 | 42.906 | 0 | 35.5287 | 13.0128 | 14.464 | 6.435 | 0 | 0.6945 | 11.88 | 0 | 75.58 | 0 | 0 | 0 | 47.6049 | 0
1326 | 56 | 25 | 2 | Tuesday | 5 | 44.499 | 0 | 35.4336 | 22.6634 | 20.5805 | 6.435 | 0 | 0.6953 | 11.88 | 0 | 91.2528 | 0 | 0 | 0 | 49.2282 | 0
1327 | 56 | 25 | 2 | Tuesday | 6 | 36.86 | 0 | 35.1266 | 44.2813 | 35.484 | 32.176 | 0 | 0.695 | 15.12 | 0 | 130.7069 | 0 | 0 | 0 | 60.965 | 0
1328 | 56 | 25 | 2 | Tuesday | 7 | 31.019 | 0 | 35.0092 | 61.1367 | 46.6998 | 45.047 | 0 | 0.6975 | 15.12 | 0.3282 | 158.6633 | 0 | 0 | 0 | 65.8565 | 0
1329 | 56 | 25 | 2 | Tuesday | 8 | 26.066 | 0 | 35.0266 | 66.1412 | 52.1343 | 51.482 | 0 | 0.6995 | 18.72 | 4.6518 | 172.7217 | 0 | 0 | 0 | 67.2852 | 0
1330 | 56 | 25 | 2 | Tuesday | 9 | 22.997 | 0 | 35.0664 | 61.162 | 52.8606 | 32.176 | 0 | 0.7365 | 18.72 | 15.4116 | 168.5455 | 0 | 0 | 0 | 48.4463 | 0
1331 | 56 | 25 | 2 | Tuesday | 10 | 20.224 | 0 | 35.0757 | 55.7199 | 51.878 | 12.871 | 0 | 0.6549 | 14.4 | 24.2063 | 157.7285 | 0 | 0 | 0 | 29.2195 | 0
1332 | 56 | 25 | 2 | Tuesday | 11 | 15.364 | 0 | 35.0469 | 55.2365 | 51.878 | 12.871 | 0 | 0.535 | 18.36 | 27.7462 | 161.0564 | 0 | 0 | 0 | 22.8257 | 0
1333 | 56 | 25 | 2 | Tuesday | 12 | 12.723 | 2.622 | 34.9894 | 53.5403 | 51.1854 | 19.306 | 0 | 0.6499 | 18.36 | 29.736 | 161.5602 | 0 | 0 | 0 | 21.6879 | 0
1334 | 56 | 25 | 2 | Tuesday | 13 | 11.543 | 3.264 | 35.0346 | 54.8174 | 51.878 | 19.306 | 0 | 0.6186 | 18.36 | 30.5266 | 164.2385 | 0 | 0 | 0 | 18.3356 | 0
1335 | 56 | 25 | 2 | Tuesday | 14 | 11.149 | 3.447 | 34.9038 | 55.0824 | 51.878 | 6.435 | 0 | 0.4841 | 18.36 | 26.2116 | 164.4367 | 0 | 0 | 0 | 12.7959 | 0
1336 | 56 | 25 | 2 | Tuesday | 15 | 10.574 | 3.861 | 34.5597 | 55.9344 | 51.878 | 6.435 | 0 | 0.4355 | 18.36 | 18.1466 | 165.3434 | 0 | 0 | 0 | 11.9523 | 0
1337 | 56 | 25 | 2 | Tuesday | 16 | 9.726 | 3.568 | 34.1731 | 59.9718 | 50.7246 | 25.741 | 0 | 0.4821 | 22.68 | 9.2731 | 171.8902 | 0 | 0 | 0 | 15.7946 | 0
1338 | 56 | 25 | 2 | Tuesday | 17 | 10.695 | 2.804 | 34.0858 | 58.5767 | 43.0931 | 32.176 | 0 | 0.5193 | 28.8 | 2.5731 | 168.1077 | 0 | 0 | 0 | 19.729 | 0
1339 | 56 | 25 | 2 | Tuesday | 18 | 9.21 | 4.889 | 33.9524 | 65.4399 | 51.7393 | 45.047 | 0 | 0.7228 | 30.96 | 0.4367 | 188.1018 | 0 | 0 | 0 | 24.3817 | 0
1340 | 56 | 25 | 2 | Tuesday | 19 | 8.962 | 6.426 | 33.7641 | 70.7204 | 57.1787 | 45.047 | 0 | 0.8441 | 25.2 | 0 | 194.6568 | 0 | 0 | 0 | 26.8609 | 0
1341 | 56 | 25 | 2 | Tuesday | 20 | 9.973 | 5.485 | 33.732 | 75.2516 | 60.483 | 32.176 | 0 | 0.7407 | 25.2 | 0 | 201.3388 | 0 | 0 | 0 | 24.3076 | 0
1342 | 56 | 25 | 2 | Tuesday | 21 | 11.596 | 2.61 | 33.7392 | 69.495 | 55.4564 | 19.306 | 0 | 0.5235 | 25.2 | 0 | 187.2367 | 0 | 0 | 0 | 20.7816 | 0
1343 | 56 | 25 | 2 | Tuesday | 22 | 14.08 | 0.126 | 33.7659 | 49.7368 | 40.0199 | 12.871 | 0 | 0.4422 | 16.2 | 0 | 140.301 | 0 | 0 | 0 | 20.4385 | 0
1344 | 56 | 25 | 2 | Tuesday | 23 | 18.526 | 0 | 33.8385 | 26.9226 | 24.6242 | 12.871 | 0 | 0.4753 | 16.2 | 0 | 102.0606 | 0 | 0 | 0 | 25.0682 | 0
1345 | 57 | 26 | 2 | Wednesday | 0 | 24.001 | 0 | 34.2268 | 17.5343 | 18.3373 | 6.435 | 0 | 0.5186 | 14.4 | 0 | 85.017 | 0 | 0 | 0 | 27.3401 | 0
1346 | 57 | 26 | 2 | Wednesday | 1 | 28.082 | 0 | 34.8181 | 14.6472 | 16.4006 | 6.435 | 0 | 0.6049 | 11.88 | 0 | 78.3509 | 0 | 0 | 0 | 31.4651 | 0
1347 | 57 | 26 | 2 | Wednesday | 2 | 28.964 | 0 | 35.3247 | 11.7686 | 14.464 | 6.435 | 0 | 0.6238 | 11.88 | 0 | 74.0611 | 0 | 0 | 0 | 32.3918 | 0
1348 | 57 | 26 | 2 | Wednesday | 3 | 30.195 | 0 | 35.3928 | 11.7686 | 14.464 | 6.435 | 0 | 0.6399 | 11.88 | 0 | 74.1454 | 0 | 0 | 0 | 33.6678 | 0
1349 | 57 | 26 | 2 | Wednesday | 4 | 33.984 | 0 | 35.3979 | 13.0128 | 14.464 | 6.435 | 0 | 0.6828 | 11.88 | 0 | 75.4375 | 0 | 0 | 0 | 37.5026 | 0
1350 | 57 | 26 | 2 | Wednesday | 5 | 34.62 | 0 | 35.3391 | 22.6634 | 20.5805 | 6.435 | 0 | 0.6869 | 11.88 | 0 | 91.1499 | 0 | 0 | 0 | 38.1824 | 0
1351 | 57 | 26 | 2 | Wednesday | 6 | 27.873 | 0 | 35.0587 | 44.2813 | 35.484 | 32.176 | 0 | 0.6877 | 15.12 | 0 | 130.6318 | 0 | 0 | 0 | 46.3438 | 0
1352 | 57 | 26 | 2 | Wednesday | 7 | 23.461 | 0 | 34.8786 | 61.1578 | 46.6998 | 45.047 | 0 | 0.6915 | 15.12 | 0.2308 | 158.5477 | 0 | 0 | 0 | 50.9613 | 0
1353 | 57 | 26 | 2 | Wednesday | 8 | 19.126 | 0 | 34.9398 | 68.3646 | 52.1343 | 51.482 | 0 | 0.6926 | 18.72 | 2.3609 | 174.8513 | 0 | 0 | 0 | 52.6872 | 0
1354 | 57 | 26 | 2 | Wednesday | 9 | 17.022 | 0 | 34.9493 | 64.3583 | 52.8606 | 32.176 | 0 | 0.6767 | 18.72 | 7.1241 | 171.5648 | 0 | 0 | 0 | 38.9768 | 0
1355 | 57 | 26 | 2 | Wednesday | 10 | 15.138 | 0 | 34.9712 | 57.5685 | 51.878 | 12.871 | 0 | 0.473 | 14.4 | 13.8118 | 159.2906 | 0 | 0 | 0 | 24.0419 | 0
1356 | 57 | 26 | 2 | Wednesday | 11 | 12.296 | 0.143 | 35.0184 | 56.0711 | 51.878 | 12.871 | 0 | 0.4698 | 18.36 | 23.2306 | 161.952 | 0 | 0 | 0 | 20.537 | 0
1357 | 57 | 26 | 2 | Wednesday | 12 | 10.592 | 3.002 | 34.9965 | 53.7073 | 51.1854 | 19.306 | 0 | 0.6286 | 18.36 | 24.822 | 162.1243 | 0 | 0 | 0 | 21.2273 | 0
1358 | 57 | 26 | 2 | Wednesday | 13 | 9.607 | 3.738 | 35.048 | 54.9692 | 51.878 | 19.306 | 0 | 0.5733 | 18.36 | 17.1297 | 164.8712 | 0 | 0 | 0 | 19.4993 | 0
1359 | 57 | 26 | 2 | Wednesday | 14 | 9.045 | 3.624 | 34.834 | 54.8626 | 51.878 | 6.435 | 0 | 0.416 | 18.36 | 12.4718 | 164.2696 | 0 | 0 | 0 | 12.3998 | 0
1360 | 57 | 26 | 2 | Wednesday | 15 | 8.568 | 3.96 | 34.422 | 55.4538 | 51.878 | 6.435 | 0 | 0.4251 | 18.36 | 10.1752 | 164.8211 | 0 | 0 | 0 | 11.968 | 0
1361 | 57 | 26 | 2 | Wednesday | 16 | 8.264 | 3.641 | 34.1993 | 57.6024 | 50.7246 | 25.741 | 0 | 0.6054 | 22.68 | 6.9536 | 169.7493 | 0 | 0 | 0 | 22.2931 | 0
1362 | 57 | 26 | 2 | Wednesday | 17 | 8.986 | 2.898 | 34.1626 | 57.785 | 43.0931 | 32.176 | 0 | 0.6659 | 28.8 | 2.7726 | 167.6406 | 0 | 0 | 0 | 27.4376 | 0
1363 | 57 | 26 | 2 | Wednesday | 18 | 7.796 | 6.159 | 33.925 | 65.4399 | 51.7393 | 45.047 | 0 | 0.9841 | 30.96 | 0.4938 | 189.7098 | 0 | 0 | 0 | 35.2285 | 0
1364 | 57 | 26 | 2 | Wednesday | 19 | 7.586 | 6.605 | 33.7566 | 70.7204 | 57.1787 | 45.047 | 0 | 1.0097 | 25.2 | 0 | 195.0086 | 0 | 0 | 0 | 36.7593 | 0
1365 | 57 | 26 | 2 | Wednesday | 20 | 7.109 | 6.209 | 33.7557 | 75.2516 | 60.483 | 32.176 | 0 | 0.861 | 25.2 | 0 | 202.2664 | 0 | 0 | 0 | 28.9162 | 0
1366 | 57 | 26 | 2 | Wednesday | 21 | 8.214 | 3.725 | 33.7395 | 69.495 | 55.4564 | 19.306 | 0 | 0.5947 | 25.2 | 0 | 188.5137 | 0 | 0 | 0 | 21.6677 | 0
1367 | 57 | 26 | 2 | Wednesday | 22 | 9.276 | 0.3 | 33.7749 | 49.7368 | 40.0199 | 12.871 | 0 | 0.4097 | 16.2 | 0 | 140.4654 | 0 | 0 | 0 | 18.3935 | 0
1368 | 57 | 26 | 2 | Wednesday | 23 | 13.686 | 0 | 33.7777 | 26.9226 | 24.6242 | 12.871 | 0 | 0.431 | 16.2 | 0 | 101.9554 | 0 | 0 | 0 | 22.9192 | 0
1369 | 58 | 27 | 2 | Thursday | 0 | 17.097 | 0 | 34.0084 | 17.5343 | 18.3373 | 6.435 | 0 | 0.4102 | 14.4 | 0 | 84.6901 | 0 | 0 | 0 | 21.7553 | 0
1370 | 58 | 27 | 2 | Thursday | 1 | 18.592 | 0 | 34.5088 | 14.6472 | 16.4006 | 6.435 | 0 | 0.44 | 11.88 | 0 | 77.8767 | 0 | 0 | 0 | 23.2779 | 0
1371 | 58 | 27 | 2 | Thursday | 2 | 23.021 | 0 | 34.8182 | 11.7686 | 14.464 | 6.435 | 0 | 0.5286 | 11.88 | 0 | 73.4594 | 0 | 0 | 0 | 27.7341 | 0
1372 | 58 | 27 | 2 | Thursday | 3 | 24.876 | 0 | 35.3825 | 11.7686 | 14.464 | 6.435 | 0 | 0.5661 | 11.88 | 0 | 74.0612 | 0 | 0 | 0 | 29.6164 | 0
1373 | 58 | 27 | 2 | Thursday | 4 | 29.869 | 0 | 35.4357 | 13.0128 | 14.464 | 6.435 | 0 | 0.6329 | 11.88 | 0 | 75.4255 | 0 | 0 | 0 | 34.6395 | 0
1374 | 58 | 27 | 2 | Thursday | 5 | 32.407 | 0 | 35.2922 | 22.6634 | 20.5805 | 6.435 | 0 | 0.6826 | 11.88 | 0 | 91.0987 | 0 | 0 | 0 | 37.2049 | 0
1375 | 58 | 27 | 2 | Thursday | 6 | 25.534 | 0 | 34.9052 | 44.2813 | 35.484 | 32.176 | 0 | 0.685 | 15.12 | 0 | 130.4755 | 0 | 0 | 0 | 50.0082 | 0
1376 | 58 | 27 | 2 | Thursday | 7 | 20.618 | 0 | 34.6611 | 61.1578 | 46.6998 | 45.047 | 0 | 0.6884 | 15.12 | 0.0766 | 158.3271 | 0 | 0 | 0 | 55.9474 | 0
1377 | 58 | 27 | 2 | Thursday | 8 | 17.071 | 0 | 34.7848 | 69.4626 | 52.1343 | 51.482 | 0 | 0.6901 | 18.72 | 0.6636 | 175.7919 | 0 | 0 | 0 | 58.8171 | 0
1378 | 58 | 27 | 2 | Thursday | 9 | 15.016 | 0 | 34.91 | 71.4817 | 52.8606 | 32.176 | 0 | 0.674 | 18.72 | 1.6207 | 178.6463 | 0 | 0 | 0 | 41.6759 | 0
1379 | 58 | 27 | 2 | Thursday | 10 | 13.787 | 0 | 35.0022 | 66.1245 | 51.878 | 12.871 | 0 | 0.4631 | 14.4 | 2.5734 | 167.8678 | 0 | 0 | 0 | 24.5597 | 0
1380 | 58 | 27 | 2 | Thursday | 11 | 12.672 | 0.145 | 35.0789 | 64.2791 | 51.878 | 12.871 | 0 | 0.4501 | 18.36 | 3.5724 | 170.2025 | 0 | 0 | 0 | 23.5204 | 0
1381 | 58 | 27 | 2 | Thursday | 12 | 12.137 | 2.704 | 35.0793 | 60.6708 | 51.1854 | 19.306 | 0 | 0.6755 | 18.36 | 4.7254 | 168.8951 | 0 | 0 | 0 | 28.5468 | 0
1382 | 58 | 27 | 2 | Thursday | 13 | 11.441 | 3.336 | 35.1615 | 62.1933 | 51.878 | 19.306 | 0 | 0.6968 | 18.36 | 4.8364 | 171.8973 | 0 | 0 | 0 | 28.0088 | 0
1383 | 58 | 27 | 2 | Thursday | 14 | 10.656 | 3.448 | 35.0764 | 63.1445 | 51.878 | 6.435 | 0 | 0.4787 | 18.36 | 4.4644 | 172.666 | 0 | 0 | 0 | 16.2122 | 0
1384 | 58 | 27 | 2 | Thursday | 15 | 9.719 | 4.094 | 34.8111 | 63.005 | 51.878 | 6.435 | 0 | 0.4943 | 18.36 | 4.7131 | 172.9754 | 0 | 0 | 0 | 15.2923 | 0
1385 | 58 | 27 | 2 | Thursday | 16 | 9.022 | 3.73 | 34.4858 | 64.1337 | 50.7246 | 25.741 | 0 | 0.7811 | 22.68 | 4.0674 | 176.8394 | 0 | 0 | 0 | 31.4804 | 0
1386 | 58 | 27 | 2 | Thursday | 17 | 10.025 | 2.958 | 34.5231 | 59.0446 | 43.0931 | 32.176 | 0 | 0.8177 | 28.8 | 2.1454 | 169.4778 | 0 | 0 | 0 | 38.4843 | 0
1387 | 58 | 27 | 2 | Thursday | 18 | 9.159 | 5.701 | 34.098 | 65.4399 | 51.7393 | 45.047 | 0 | 0.9691 | 30.96 | 0.4141 | 189.3723 | 0 | 0 | 0 | 49.7568 | 0
1388 | 58 | 27 | 2 | Thursday | 19 | 9.172 | 6.552 | 33.7594 | 70.7204 | 57.1787 | 45.047 | 0 | 1.0089 | 25.2 | 0 | 194.9529 | 0 | 0 | 0 | 50.4485 | 0
1389 | 58 | 27 | 2 | Thursday | 20 | 9.599 | 5.995 | 33.732 | 75.2516 | 60.483 | 32.176 | 0 | 0.9722 | 25.2 | 0 | 202.1217 | 0 | 0 | 0 | 39.3674 | 0
1390 | 58 | 27 | 2 | Thursday | 21 | 10.346 | 3.395 | 33.725 | 69.495 | 55.4564 | 19.306 | 0 | 0.7027 | 25.2 | 0 | 188.2508 | 0 | 0 | 0 | 28.3195 | 0
1391 | 58 | 27 | 2 | Thursday | 22 | 14.352 | 0.19 | 33.7746 | 49.7368 | 40.0199 | 12.871 | 0 | 0.5568 | 16.2 | 0 | 140.4932 | 0 | 0 | 0 | 26.3892 | 0
1392 | 58 | 27 | 2 | Thursday | 23 | 22.042 | 0 | 34.1012 | 26.9226 | 24.6242 | 12.871 | 0 | 0.639 | 16.2 | 0 | 102.487 | 0 | 0 | 0 | 34.123 | 0
1393 | 59 | 28 | 2 | Friday | 0 | 31.92 | 0 | 34.5867 | 17.5343 | 18.3373 | 6.435 | 0 | 0.6685 | 14.4 | 0 | 85.5268 | 0 | 0 | 0 | 37.9809 | 0
1394 | 59 | 28 | 2 | Friday | 1 | 39.502 | 0 | 35.0413 | 14.6472 | 16.4006 | 6.435 | 0 | 0.6875 | 11.88 | 0 | 78.6566 | 0 | 0 | 0 | 45.588 | 0
1395 | 59 | 28 | 2 | Friday | 2 | 51.641 | 0 | 35.3091 | 11.7686 | 14.464 | 6.435 | 0 | 0.7005 | 11.88 | 0 | 74.1223 | 0 | 0 | 0 | 57.7519 | 0
1396 | 59 | 28 | 2 | Friday | 3 | 69.108 | 0 | 34.9763 | 11.7686 | 14.464 | 6.435 | 0 | 0.7224 | 11.88 | 0 | 73.8114 | 0 | 0 | 0 | 75.243 | 0
1397 | 59 | 28 | 2 | Friday | 4 | 66.975 | 0 | 34.8776 | 13.0128 | 14.464 | 6.435 | 0 | 0.7209 | 11.88 | 0 | 74.9553 | 0 | 0 | 0 | 73.1184 | 0
1398 | 59 | 28 | 2 | Friday | 5 | 62.397 | 0 | 34.7917 | 22.6634 | 20.5805 | 6.435 | 0 | 0.7155 | 11.88 | 0 | 90.6311 | 0 | 0 | 0 | 68.5468 | 0
1399 | 59 | 28 | 2 | Friday | 6 | 54.021 | 0 | 34.5325 | 44.2813 | 35.484 | 32.176 | 0 | 0.7137 | 15.12 | 0 | 130.1315 | 0 | 0 | 0 | 84.9765 | 0
1400 | 59 | 28 | 2 | Friday | 7 | 48.232 | 0 | 34.3956 | 61.1475 | 46.6998 | 45.047 | 0 | 0.7161 | 15.12 | 0.3052 | 158.079 | 0 | 0 | 0 | 91.993 | 0
1401 | 59 | 28 | 2 | Friday | 8 | 43.464 | 0 | 34.411 | 66.8807 | 52.1343 | 51.482 | 0 | 0.7205 | 18.72 | 4.147 | 172.8666 | 0 | 0 | 0 | 93.9862 | 0
1402 | 59 | 28 | 2 | Friday | 9 | 40.986 | 0 | 34.4294 | 62.7259 | 52.8606 | 32.176 | 0 | 0.7562 | 18.72 | 13.6609 | 169.4922 | 0 | 0 | 0 | 71.7404 | 0
1403 | 59 | 28 | 2 | Friday | 10 | 32.775 | 0 | 34.4815 | 58.332 | 51.878 | 12.871 | 0 | 0.7811 | 14.4 | 21.3873 | 159.8726 | 0 | 0 | 0 | 43.8643 | 0
1404 | 59 | 28 | 2 | Friday | 11 | 26.053 | 0 | 34.4895 | 55.7356 | 51.878 | 12.871 | 0 | 0.7812 | 18.36 | 26.8633 | 161.2443 | 0 | 0 | 0 | 35.5083 | 0
1405 | 59 | 28 | 2 | Friday | 12 | 22.272 | 2.706 | 34.4417 | 52.7824 | 51.1854 | 19.306 | 0 | 0.884 | 18.36 | 27.7254 | 160.5804 | 0 | 0 | 0 | 34.0493 | 0
1406 | 59 | 28 | 2 | Friday | 13 | 18.911 | 3.672 | 34.463 | 54.101 | 51.878 | 19.306 | 0 | 0.7935 | 18.36 | 22.1363 | 163.5669 | 0 | 0 | 0 | 29.2587 | 0
1407 | 59 | 28 | 2 | Friday | 14 | 17.838 | 3.608 | 34.3661 | 54.4814 | 51.878 | 6.435 | 0 | 0.6087 | 18.36 | 18.7827 | 163.5957 | 0 | 0 | 0 | 21.0939 | 0
1408 | 59 | 28 | 2 | Friday | 15 | 17.464 | 3.948 | 34.1391 | 55.1583 | 51.878 | 6.435 | 0 | 0.6068 | 18.36 | 16.3092 | 164.4123 | 0 | 0 | 0 | 20.5937 | 0
1409 | 59 | 28 | 2 | Friday | 16 | 16.652 | 3.629 | 33.9068 | 57.3681 | 50.7246 | 25.741 | 0 | 0.7463 | 22.68 | 9.7737 | 169.3507 | 0 | 0 | 0 | 29.4325 | 0
1410 | 59 | 28 | 2 | Friday | 17 | 16.895 | 2.882 | 33.8924 | 57.5725 | 43.0931 | 32.176 | 0 | 0.7942 | 28.8 | 3.0802 | 167.2694 | 0 | 0 | 0 | 33.8683 | 0
1411 | 59 | 28 | 2 | Friday | 18 | 11.924 | 4.923 | 33.9429 | 65.4399 | 51.7393 | 45.047 | 0 | 0.9323 | 30.96 | 0.548 | 188.3392 | 0 | 0 | 0 | 37.4547 | 0
1412 | 59 | 28 | 2 | Friday | 19 | 9.991 | 6.236 | 33.7588 | 70.7204 | 57.1787 | 45.047 | 0 | 0.9933 | 25.2 | 0 | 194.5952 | 0 | 0 | 0 | 37.4077 | 0
1413 | 59 | 28 | 2 | Friday | 20 | 9.797 | 5.711 | 33.7307 | 75.2516 | 60.483 | 32.176 | 0 | 0.8658 | 25.2 | 0 | 201.7079 | 0 | 0 | 0 | 30.4335 | 0
1414 | 59 | 28 | 2 | Friday | 21 | 10.637 | 3.129 | 33.7321 | 69.495 | 55.4564 | 19.306 | 0 | 0.5985 | 25.2 | 0 | 187.8662 | 0 | 0 | 0 | 23.4227 | 0
1415 | 59 | 28 | 2 | Friday | 22 | 14.455 | 0.175 | 33.773 | 49.7368 | 40.0199 | 12.871 | 0 | 0.4955 | 16.2 | 0 | 140.4142 | 0 | 0 | 0 | 23.1398 | 0
1416 | 59 | 28 | 2 | Friday | 23 | 21.248 | 0 | 33.8843 | 26.9226 | 24.6242 | 12.871 | 0 | 0.5722 | 16.2 | 0 | 102.2033 | 0 | 0 | 0 | 30.0576 | 0
1417 | 60 | 1 | 3 | Saturday | 0 | 27.786 | 0 | 34.3972 | 18.3332 | 19.1419 | 6.312 | 0 | 0.6177 | 15.84 | 0 | 88.33 | 0 | 0 | 0 | 32.2359 | 0
1418 | 60 | 1 | 3 | Saturday | 1 | 30.445 | 0 | 34.8189 | 17.5283 | 18.3373 | 6.312 | 0 | 0.6586 | 12.6 | 0 | 83.943 | 0 | 0 | 0 | 34.9252 | 0
1419 | 60 | 1 | 3 | Saturday | 2 | 33.79 | 0 | 35.2206 | 11.771 | 14.464 | 6.312 | 0 | 0.6853 | 12.6 | 0 | 74.7409 | 0 | 0 | 0 | 38.3024 | 0
1420 | 60 | 1 | 3 | Saturday | 3 | 35.744 | 0 | 35.347 | 11.771 | 14.464 | 6.312 | 0 | 0.6877 | 12.6 | 0 | 74.8698 | 0 | 0 | 0 | 40.2889 | 0
1421 | 60 | 1 | 3 | Saturday | 4 | 37.355 | 0 | 35.3312 | 11.771 | 14.464 | 6.312 | 0 | 0.6899 | 12.6 | 0 | 74.8561 | 0 | 0 | 0 | 41.9308 | 0
1422 | 60 | 1 | 3 | Saturday | 5 | 39.743 | 0 | 35.3353 | 13.0152 | 14.464 | 6.312 | 0 | 0.6924 | 12.6 | 0 | 76.107 | 0 | 0 | 0 | 44.3494 | 0
1423 | 60 | 1 | 3 | Saturday | 6 | 36.67 | 0 | 35.1354 | 30.2702 | 24.9086 | 31.558 | 0 | 0.6971 | 14.4 | 0 | 105.4114 | 0 | 0 | 0 | 60.1863 | 0
1424 | 60 | 1 | 3 | Saturday | 7 | 34.533 | 0 | 35.079 | 33.0666 | 26.405 | 44.181 | 0 | 0.7031 | 11.52 | 0.165 | 106.7737 | 0 | 0 | 0 | 68.5525 | 0
1425 | 60 | 1 | 3 | Saturday | 8 | 30.651 | 0 | 34.9217 | 45.9503 | 37.4339 | 50.492 | 0 | 0.7033 | 16.2 | 1.5149 | 135.2093 | 0 | 0 | 0 | 70.9357 | 0
1426 | 60 | 1 | 3 | Saturday | 9 | 30.61 | 0 | 34.9321 | 42.9204 | 37.9057 | 31.558 | 0 | 0.6889 | 16.2 | 4.1008 | 132.6471 | 0 | 0 | 0 | 56.4325 | 0
1427 | 60 | 1 | 3 | Saturday | 10 | 27.215 | 0 | 34.9822 | 35.1993 | 37.2508 | 12.623 | 0 | 0.6789 | 15.12 | 7.0599 | 123.2312 | 0 | 0 | 0 | 37.6309 | 0
1428 | 60 | 1 | 3 | Saturday | 11 | 23.868 | 0 | 34.9734 | 31.0162 | 35.3135 | 12.623 | 0 | 0.6538 | 21.6 | 9.6051 | 123.5568 | 0 | 0 | 0 | 34.3515 | 0
1429 | 60 | 1 | 3 | Saturday | 12 | 21.655 | 0.641 | 34.9783 | 27.3555 | 34.2247 | 18.935 | 0 | 0.716 | 23.4 | 11.9781 | 121.3672 | 0 | 0 | 0 | 37.4691 | 0
1430 | 60 | 1 | 3 | Saturday | 13 | 20.541 | 2.735 | 34.8773 | 26.2932 | 33.0722 | 18.935 | 0 | 0.8345 | 23.4 | 14.364 | 121.4347 | 0 | 0 | 0 | 36.1403 | 0
1431 | 60 | 1 | 3 | Saturday | 14 | 18.914 | 2.397 | 34.8393 | 25.1155 | 33.0722 | 6.312 | 0 | 0.5965 | 23.4 | 14.0778 | 119.616 | 0 | 0 | 0 | 23.9614 | 0
1432 | 60 | 1 | 3 | Saturday | 15 | 18.104 | 2.534 | 34.8154 | 25.6855 | 33.0722 | 6.312 | 0 | 0.5733 | 23.4 | 11.6252 | 120.2865 | 0 | 0 | 0 | 23.0466 | 0
1433 | 60 | 1 | 3 | Saturday | 16 | 17.329 | 2.748 | 34.7774 | 27.5178 | 33.0722 | 25.246 | 0 | 0.8133 | 23.4 | 8.0392 | 122.5524 | 0 | 0 | 0 | 37.1904 | 0
1434 | 60 | 1 | 3 | Saturday | 17 | 17.139 | 2.51 | 34.6123 | 32.286 | 32.9581 | 31.558 | 0 | 0.802 | 27 | 3.1602 | 130.3724 | 0 | 0 | 0 | 42.4982 | 0
1435 | 60 | 1 | 3 | Saturday | 18 | 14.375 | 0.991 | 33.972 | 55.5315 | 46.5147 | 44.181 | 0 | 0.729 | 28.8 | 0.5877 | 166.6185 | 0 | 0 | 0 | 50.8218 | 0
1436 | 60 | 1 | 3 | Saturday | 19 | 13.898 | 5.971 | 33.8538 | 61.3403 | 50.3878 | 44.181 | 0 | 0.9869 | 28.8 | 0 | 181.827 | 0 | 0 | 0 | 51.2836 | 0
1437 | 60 | 1 | 3 | Saturday | 20 | 15.784 | 4.174 | 33.7185 | 61.3343 | 50.3878 | 31.558 | 0 | 0.8852 | 27 | 0 | 177.8397 | 0 | 0 | 0 | 42.9582 | 0
1438 | 60 | 1 | 3 | Saturday | 21 | 16.749 | 2.777 | 33.7189 | 61.3343 | 50.3878 | 18.935 | 0 | 0.7686 | 27 | 0 | 176.2124 | 0 | 0 | 0 | 33.2047 | 0
1439 | 60 | 1 | 3 | Saturday | 22 | 20.366 | 0.185 | 33.7902 | 49.2003 | 40.077 | 12.623 | 0 | 0.6564 | 19.8 | 0 | 143.7238 | 0 | 0 | 0 | 31.4143 | 0
1440 | 60 | 1 | 3 | Saturday | 23 | 31.84 | 0 | 34.463 | 28.1779 | 24.6242 | 12.623 | 0 | 0.6822 | 19.8 | 0 | 107.7473 | 0 | 0 | 0 | 42.98 | 0
1441 | 61 | 2 | 3 | Sunday | 0 | 39.445 | 0 | 34.8905 | 24.1043 | 23.0149 | 6.312 | 0 | 0.6883 | 19.8 | 0 | 102.498 | 0 | 0 | 0 | 45.0403 | 0
1442 | 61 | 2 | 3 | Sunday | 1 | 48.565 | 0 | 35.0117 | 23.3102 | 22.2101 | 6.312 | 0 | 0.697 | 19.8 | 0 | 101.0291 | 0 | 0 | 0 | 54.1871 | 0
1443 | 61 | 2 | 3 | Sunday | 2 | 71.685 | 0 | 35.1617 | 17.5379 | 18.3373 | 6.312 | 0 | 0.7211 | 15.48 | 0 | 87.2379 | 0 | 0 | 0 | 77.3386 | 0
1444 | 61 | 2 | 3 | Sunday | 3 | 89.839 | 0 | 34.8988 | 17.5379 | 18.3373 | 6.312 | 0 | 0.7409 | 15.48 | 0 | 86.9949 | 0 | 0 | 0 | 95.5159 | 0
1445 | 61 | 2 | 3 | Sunday | 4 | 91.082 | 0 | 34.9006 | 17.5379 | 18.3373 | 6.312 | 0 | 0.7424 | 15.48 | 0 | 86.9983 | 0 | 0 | 0 | 96.7731 | 0
1446 | 61 | 2 | 3 | Sunday | 5 | 98.073 | 0 | 34.8205 | 18.7817 | 18.3373 | 6.312 | 0 | 0.7502 | 15.48 | 0 | 88.1697 | 0 | 0 | 0 | 103.7806 | 0
1447 | 61 | 2 | 3 | Sunday | 6 | 93.937 | 0 | 34.6191 | 26.931 | 24.6242 | 31.558 | 0 | 0.7533 | 18.72 | 0 | 105.6475 | 0 | 0 | 0 | 122.7114 | 0
1448 | 61 | 2 | 3 | Sunday | 7 | 84.084 | 0 | 34.451 | 34.2491 | 29.9942 | 44.181 | 0 | 0.7505 | 18.72 | 0.2875 | 118.1648 | 0 | 0 | 0 | 124.9273 | 0
1449 | 61 | 2 | 3 | Sunday | 8 | 77.645 | 0 | 34.3387 | 36.1419 | 33.2132 | 50.492 | 0 | 0.7496 | 23.4 | 2.7063 | 127.8434 | 0 | 0 | 0 | 125.0549 | 0
1450 | 61 | 2 | 3 | Sunday | 9 | 70.44 | 0 | 34.3508 | 24.9239 | 29.3396 | 31.558 | 0 | 0.731 | 23.4 | 7.4647 | 112.7453 | 0 | 0 | 0 | 100.4026 | 0
1451 | 61 | 2 | 3 | Sunday | 10 | 60.665 | 0 | 34.329 | 22.673 | 32.5586 | 12.623 | 0 | 0.7338 | 19.08 | 12.7425 | 109.3744 | 0 | 0 | 0 | 72.5621 | 0
1452 | 61 | 2 | 3 | Sunday | 11 | 57.464 | 0 | 34.3536 | 21.0543 | 32.5586 | 12.623 | 0 | 0.7511 | 21.6 | 16.8735 | 110.3175 | 0 | 0 | 0 | 68.9175 | 0
1453 | 61 | 2 | 3 | Sunday | 12 | 49.325 | 0 | 34.3288 | 20.444 | 33.0367 | 18.935 | 0 | 0.7657 | 19.08 | 20.7448 | 107.6552 | 0 | 0 | 0 | 65.4287 | 0
1454 | 61 | 2 | 3 | Sunday | 13 | 47.014 | 0 | 34.2524 | 18.2665 | 29.1634 | 18.935 | 0 | 0.7931 | 18.36 | 25.0592 | 100.8354 | 0 | 0 | 0 | 61.5311 | 0
1455 | 61 | 2 | 3 | Sunday | 14 | 42.505 | 0 | 34.209 | 18.7158 | 29.1634 | 6.312 | 0 | 0.805 | 18 | 27.5658 | 100.8933 | 0 | 0 | 0 | 46.5787 | 0
1456 | 61 | 2 | 3 | Sunday | 15 | 38.194 | 0 | 34.1902 | 19.1645 | 29.1634 | 6.312 | 0 | 0.774 | 15.84 | 23.0292 | 99.1321 | 0 | 0 | 0 | 41.5024 | 0
1457 | 61 | 2 | 3 | Sunday | 16 | 35.026 | 0 | 34.116 | 19.1713 | 27.5539 | 25.246 | 0 | 0.7134 | 23.04 | 12.3143 | 104.5946 | 0 | 0 | 0 | 47.1126 | 0
1458 | 61 | 2 | 3 | Sunday | 17 | 33.738 | 0 | 34.0559 | 22.9741 | 26.399 | 31.558 | 0 | 0.6961 | 22.32 | 2.8356 | 106.445 | 0 | 0 | 0 | 49.7079 | 0
1459 | 61 | 2 | 3 | Sunday | 18 | 26.848 | 0 | 33.8569 | 43.8232 | 38.0184 | 44.181 | 0 | 0.6949 | 23.4 | 0.4942 | 139.7934 | 0 | 0 | 0 | 51.0058 | 0
1460 | 61 | 2 | 3 | Sunday | 19 | 21.485 | 0 | 33.7337 | 55.5005 | 45.7644 | 44.181 | 0 | 0.6876 | 22.68 | 0 | 158.3663 | 0 | 0 | 0 | 47.56 | 0
1461 | 61 | 2 | 3 | Sunday | 20 | 19.602 | 0 | 33.7462 | 60.0165 | 49.6381 | 31.558 | 0 | 0.677 | 22.68 | 0 | 166.7579 | 0 | 0 | 0 | 39.2768 | 0
1462 | 61 | 2 | 3 | Sunday | 21 | 24.619 | 0 | 33.7544 | 48.5011 | 41.8913 | 18.935 | 0 | 0.6733 | 22.68 | 0 | 147.5001 | 0 | 0 | 0 | 36.8254 | 0
1463 | 61 | 2 | 3 | Sunday | 22 | 36.384 | 0 | 33.8645 | 40.3665 | 35.5897 | 12.623 | 0 | 0.6896 | 14.4 | 0 | 124.9102 | 0 | 0 | 0 | 44.7076 | 0
1464 | 61 | 2 | 3 | Sunday | 23 | 54.12 | 0 | 34.0718 | 25.6748 | 24.6242 | 12.623 | 0 | 0.7086 | 14.4 | 0 | 99.4795 | 0 | 0 | 0 | 62.6049 | 0
1465 | 62 | 3 | 3 | Monday | 0 | 68.076 | 0 | 34.3602 | 17.5343 | 18.3373 | 6.312 | 0 | 0.7214 | 14.4 | 0 | 85.3531 | 0 | 0 | 0 | 72.3717 | 0
1466 | 62 | 3 | 3 | Monday | 1 | 70.84 | 0 | 34.5665 | 14.6472 | 16.4006 | 6.312 | 0 | 0.7265 | 11.88 | 0 | 78.2208 | 0 | 0 | 0 | 75.1685 | 0
1467 | 62 | 3 | 3 | Monday | 2 | 72.793 | 0 | 34.5752 | 11.7686 | 14.464 | 6.312 | 0 | 0.7306 | 11.88 | 0 | 73.4185 | 0 | 0 | 0 | 77.1542 | 0
1468 | 62 | 3 | 3 | Monday | 3 | 81.438 | 0 | 34.5917 | 11.7686 | 14.464 | 6.312 | 0 | 0.7381 | 11.88 | 0 | 73.4424 | 0 | 0 | 0 | 85.834 | 0
1469 | 62 | 3 | 3 | Monday | 4 | 90.606 | 0 | 34.5886 | 13.0128 | 14.464 | 6.312 | 0 | 0.7466 | 11.88 | 0 | 74.692 | 0 | 0 | 0 | 95.035 | 0
1470 | 62 | 3 | 3 | Monday | 5 | 89.91 | 0 | 34.5177 | 22.6634 | 20.5805 | 6.312 | 0 | 0.7445 | 11.88 | 0 | 90.3861 | 0 | 0 | 0 | 94.3691 | 0
1471 | 62 | 3 | 3 | Monday | 6 | 74.566 | 0 | 34.3174 | 44.2813 | 35.484 | 31.558 | 0 | 0.7357 | 15.12 | 0 | 129.9384 | 0 | 0 | 0 | 97.3034 | 0
1472 | 62 | 3 | 3 | Monday | 7 | 63.351 | 0 | 34.1682 | 61.037 | 46.6998 | 44.181 | 0 | 0.7329 | 15.12 | 0.562 | 157.7579 | 0 | 0 | 0 | 96.3266 | 0
1473 | 62 | 3 | 3 | Monday | 8 | 55.043 | 0 | 34.1087 | 63.8816 | 52.1343 | 50.492 | 0 | 0.7387 | 18.72 | 7.7367 | 169.5833 | 0 | 0 | 0 | 94.1549 | 0
1474 | 62 | 3 | 3 | Monday | 9 | 54.978 | 0 | 34.1273 | 58.4826 | 52.8606 | 31.558 | 0 | 0.7858 | 18.72 | 19.4439 | 164.9762 | 0 | 0 | 0 | 78.7504 | 0
1475 | 62 | 3 | 3 | Monday | 10 | 49.291 | 0 | 34.1796 | 54.9707 | 51.878 | 12.623 | 0 | 0.8361 | 14.4 | 30.7765 | 156.2644 | 0 | 0 | 0 | 57.3459 | 0
1476 | 62 | 3 | 3 | Monday | 11 | 32.079 | 0 | 34.1176 | 54.2288 | 51.878 | 12.623 | 0 | 0.836 | 18.36 | 38.6856 | 159.4203 | 0 | 0 | 0 | 37.8023 | 0
1477 | 62 | 3 | 3 | Monday | 12 | 22.473 | 2.617 | 33.9952 | 51.9066 | 51.1854 | 18.935 | 0 | 0.8342 | 18.36 | 41.6059 | 159.1113 | 0 | 0 | 0 | 27.1597 | 0
1478 | 62 | 3 | 3 | Monday | 13 | 18.411 | 2.654 | 34.0233 | 53.6678 | 51.878 | 18.935 | 0 | 0.6548 | 18.36 | 40.0779 | 161.4546 | 0 | 0 | 0 | 19.598 | 0
1479 | 62 | 3 | 3 | Monday | 14 | 16.811 | 2.711 | 33.8885 | 54.2306 | 51.878 | 6.312 | 0 | 0.4727 | 18.36 | 34.1578 | 161.7615 | 0 | 0 | 0 | 16.8114 | 0
1480 | 62 | 3 | 3 | Monday | 15 | 14.065 | 3.122 | 33.749 | 55.1724 | 51.878 | 6.312 | 0 | 0.3864 | 18.36 | 24.4892 | 162.9218 | 0 | 0 | 0 | 14.0649 | 0
1481 | 62 | 3 | 3 | Monday | 16 | 12.362 | 2.964 | 33.737 | 57.0523 | 50.7246 | 25.246 | 0 | 0.3261 | 22.68 | 12.3615 | 167.7255 | 0 | 0 | 0 | 12.3618 | 0
1482 | 62 | 3 | 3 | Monday | 17 | 14.767 | 2.141 | 33.7748 | 55.7139 | 43.0931 | 31.558 | 0 | 0.3206 | 28.8 | 2.7947 | 164.0173 | 0 | 0 | 0 | 14.7673 | 0
1483 | 62 | 3 | 3 | Monday | 18 | 8.775 | 2.663 | 33.9559 | 65.2131 | 51.7393 | 44.181 | 0 | 0.3114 | 30.96 | 0.5158 | 185.0594 | 0 | 0 | 0 | 9.5309 | 0
1484 | 62 | 3 | 3 | Monday | 19 | 8.04 | 7.185 | 33.8061 | 70.7204 | 57.1787 | 44.181 | 0 | 0.617 | 25.2 | 0 | 195.2928 | 0 | 0 | 0 | 12.3467 | 0
1485 | 62 | 3 | 3 | Monday | 20 | 9.044 | 5.448 | 33.7307 | 75.2516 | 60.483 | 31.558 | 0 | 0.5531 | 25.2 | 0 | 201.1099 | 0 | 0 | 0 | 14.3087 | 0
1486 | 62 | 3 | 3 | Monday | 21 | 10.191 | 2.881 | 33.7207 | 69.495 | 55.4564 | 18.935 | 0 | 0.414 | 25.2 | 0 | 187.4016 | 0 | 0 | 0 | 14.1777 | 0
1487 | 62 | 3 | 3 | Monday | 22 | 13.047 | 0.148 | 33.7661 | 49.7368 | 40.0199 | 12.623 | 0 | 0.3605 | 16.2 | 0 | 140.2434 | 0 | 0 | 0 | 16.0386 | 0
1488 | 62 | 3 | 3 | Monday | 23 | 18.81 | 0 | 33.8808 | 26.9226 | 24.6242 | 12.623 | 0 | 0.4188 | 16.2 | 0 | 102.0464 | 0 | 0 | 0 | 22.0616 | 0
1489 | 63 | 4 | 3 | Tuesday | 0 | 24.025 | 0 | 34.1072 | 17.5343 | 18.3373 | 6.312 | 0 | 0.4916 | 14.4 | 0 | 84.8704 | 0 | 0 | 0 | 25.7466 | 0
1490 | 63 | 4 | 3 | Tuesday | 1 | 27.665 | 0 | 34.9239 | 14.6472 | 16.4006 | 6.312 | 0 | 0.565 | 11.88 | 0 | 78.4168 | 0 | 0 | 0 | 29.4519 | 0
1491 | 63 | 4 | 3 | Tuesday | 2 | 34.047 | 0 | 35.4307 | 11.7686 | 14.464 | 6.312 | 0 | 0.6614 | 11.88 | 0 | 74.2047 | 0 | 0 | 0 | 35.8981 | 0
1492 | 63 | 4 | 3 | Tuesday | 3 | 43.007 | 0 | 35.4714 | 11.7686 | 14.464 | 6.312 | 0 | 0.6934 | 11.88 | 0 | 74.2775 | 0 | 0 | 0 | 44.9259 | 0
1493 | 63 | 4 | 3 | Tuesday | 4 | 43.504 | 0 | 35.5181 | 13.0128 | 14.464 | 6.312 | 0 | 0.6938 | 11.88 | 0 | 75.5687 | 0 | 0 | 0 | 45.4858 | 0
1494 | 63 | 4 | 3 | Tuesday | 5 | 38.393 | 0 | 35.4349 | 22.6634 | 20.5805 | 6.312 | 0 | 0.6894 | 11.88 | 0 | 91.2483 | 0 | 0 | 0 | 40.4334 | 0
1495 | 63 | 4 | 3 | Tuesday | 6 | 27.976 | 0 | 35.0821 | 44.2813 | 35.484 | 31.558 | 0 | 0.6876 | 15.12 | 0 | 130.6551 | 0 | 0 | 0 | 39.0328 | 0
1496 | 63 | 4 | 3 | Tuesday | 7 | 22.376 | 0 | 34.8328 | 61.1405 | 46.6998 | 44.181 | 0 | 0.6905 | 15.12 | 0.3904 | 158.4835 | 0 | 0 | 0 | 40.1276 | 0
1497 | 63 | 4 | 3 | Tuesday | 8 | 17.882 | 0 | 34.8684 | 66.2159 | 52.1343 | 50.492 | 0 | 0.6912 | 18.72 | 3.827 | 172.63 | 0 | 0 | 0 | 41.1612 | 0
1498 | 63 | 4 | 3 | Tuesday | 9 | 16.146 | 0 | 34.9029 | 62.7836 | 52.8606 | 31.558 | 0 | 0.6147 | 18.72 | 6.7804 | 169.8817 | 0 | 0 | 0 | 32.155 | 0
1499 | 63 | 4 | 3 | Tuesday | 10 | 14.002 | 0 | 34.9643 | 58.043 | 51.878 | 12.623 | 0 | 0.3912 | 14.4 | 7.9246 | 159.6766 | 0 | 0 | 0 | 20.7097 | 0
1500 | 63 | 4 | 3 | Tuesday | 11 | 11.533 | 0.142 | 34.9941 | 56.7984 | 51.878 | 12.623 | 0 | 0.3537 | 18.36 | 9.0699 | 162.5383 | 0 | 0 | 0 | 18.4109 | 0
1501 | 63 | 4 | 3 | Tuesday | 12 | 10.378 | 2.845 | 34.9294 | 54.6409 | 51.1854 | 18.935 | 0 | 0.5405 | 18.36 | 10.7102 | 162.733 | 0 | 0 | 0 | 21.0011 | 0
1502 | 63 | 4 | 3 | Tuesday | 13 | 9.396 | 3.292 | 34.9333 | 56.0134 | 51.878 | 18.935 | 0 | 0.5507 | 18.36 | 11.3223 | 165.2958 | 0 | 0 | 0 | 20.3733 | 0
1503 | 63 | 4 | 3 | Tuesday | 14 | 9.323 | 3.397 | 34.8126 | 56.5071 | 51.878 | 6.312 | 0 | 0.4168 | 18.36 | 9.7704 | 165.6488 | 0 | 0 | 0 | 13.0588 | 0
1504 | 63 | 4 | 3 | Tuesday | 15 | 9.322 | 3.859 | 34.5578 | 59.0099 | 51.878 | 6.312 | 0 | 0.4412 | 18.36 | 6.7289 | 168.4206 | 0 | 0 | 0 | 13.0962 | 0
1505 | 63 | 4 | 3 | Tuesday | 16 | 9.593 | 3.415 | 34.3858 | 63.6109 | 50.7246 | 25.246 | 0 | 0.6462 | 22.68 | 4.1132 | 175.7407 | 0 | 0 | 0 | 25.0587 | 0
1506 | 63 | 4 | 3 | Tuesday | 17 | 12.25 | 2.313 | 34.7065 | 59.1489 | 43.0931 | 31.558 | 0 | 0.7309 | 28.8 | 1.8856 | 168.9811 | 0 | 0 | 0 | 32.3636 | 0
1507 | 63 | 4 | 3 | Tuesday | 18 | 11.95 | 2.266 | 34.1213 | 65.4399 | 51.7393 | 44.181 | 0 | 0.7917 | 30.96 | 0.3743 | 185.5028 | 0 | 0 | 0 | 41.5486 | 0
1508 | 63 | 4 | 3 | Tuesday | 19 | 11.734 | 1.64 | 33.98 | 70.7204 | 57.1787 | 44.181 | 0 | 0.7586 | 25.2 | 0 | 189.6115 | 0 | 0 | 0 | 42.829 | 0
1509 | 63 | 4 | 3 | Tuesday | 20 | 11.353 | 1.523 | 33.9773 | 75.2516 | 60.483 | 31.558 | 0 | 0.7247 | 25.2 | 0 | 197.2839 | 0 | 0 | 0 | 34.342 | 0
1510 | 63 | 4 | 3 | Tuesday | 21 | 12.512 | 0.598 | 33.9384 | 69.495 | 55.4564 | 18.935 | 0 | 0.5306 | 25.2 | 0 | 185.2671 | 0 | 0 | 0 | 26.6222 | 0
1511 | 63 | 4 | 3 | Tuesday | 22 | 17.593 | 0.039 | 33.7926 | 49.7368 | 40.0199 | 12.623 | 0 | 0.5655 | 16.2 | 0 | 140.3565 | 0 | 0 | 0 | 27.1264 | 0
1512 | 63 | 4 | 3 | Tuesday | 23 | 35.868 | 0 | 34.1135 | 26.9226 | 24.6242 | 12.623 | 0 | 0.6802 | 16.2 | 0 | 102.5404 | 0 | 0 | 0 | 45.5313 | 0
1513 | 64 | 5 | 3 | Wednesday | 0 | 57.677 | 0 | 34.8022 | 17.5343 | 18.3373 | 6.312 | 0 | 0.7012 | 14.4 | 0 | 85.7749 | 0 | 0 | 0 | 62.5612 | 0
1514 | 64 | 5 | 3 | Wednesday | 1 | 67.055 | 0 | 35.3136 | 14.6472 | 16.4006 | 6.312 | 0 | 0.7105 | 11.88 | 0 | 78.952 | 0 | 0 | 0 | 71.9707 | 0
1515 | 64 | 5 | 3 | Wednesday | 2 | 81.061 | 0 | 35.2244 | 11.7686 | 14.464 | 6.312 | 0 | 0.7297 | 11.88 | 0 | 74.0668 | 0 | 0 | 0 | 86.0056 | 0
1516 | 64 | 5 | 3 | Wednesday | 3 | 87.592 | 0 | 34.9765 | 11.7686 | 14.464 | 6.312 | 0 | 0.7382 | 11.88 | 0 | 73.8274 | 0 | 0 | 0 | 92.5634 | 0
1517 | 64 | 5 | 3 | Wednesday | 4 | 95.384 | 0 | 34.9404 | 13.0128 | 14.464 | 6.312 | 0 | 0.7456 | 11.88 | 0 | 75.0428 | 0 | 0 | 0 | 100.3806 | 0
1518 | 64 | 5 | 3 | Wednesday | 5 | 97.904 | 0 | 34.8758 | 22.6634 | 20.5805 | 6.312 | 0 | 0.7467 | 11.88 | 0 | 90.7465 | 0 | 0 | 0 | 102.9244 | 0
1519 | 64 | 5 | 3 | Wednesday | 6 | 91.34 | 0 | 34.6281 | 44.2813 | 35.484 | 31.558 | 0 | 0.7464 | 15.12 | 0 | 130.2598 | 0 | 0 | 0 | 116.7955 | 0
1520 | 64 | 5 | 3 | Wednesday | 7 | 88.36 | 0 | 34.5199 | 60.6971 | 46.6998 | 44.181 | 0 | 0.7509 | 15.12 | 0.6674 | 157.7878 | 0 | 0 | 0 | 124.8893 | 0
1521 | 64 | 5 | 3 | Wednesday | 8 | 72.149 | 0 | 34.4832 | 60.2798 | 52.1343 | 50.492 | 0 | 0.7563 | 18.72 | 9.1704 | 166.3736 | 0 | 0 | 0 | 114.8644 | 0
1522 | 64 | 5 | 3 | Wednesday | 9 | 51.954 | 0 | 34.4611 | 56.9902 | 52.8606 | 31.558 | 0 | 0.8044 | 18.72 | 22.5369 | 163.8362 | 0 | 0 | 0 | 77.1138 | 0
1523 | 64 | 5 | 3 | Wednesday | 10 | 42.17 | 0 | 34.4912 | 54.7298 | 51.878 | 12.623 | 0 | 0.8522 | 14.4 | 34.6252 | 156.3512 | 0 | 0 | 0 | 50.3087 | 0
1524 | 64 | 5 | 3 | Wednesday | 11 | 30.876 | 0 | 34.4811 | 53.9503 | 51.878 | 12.623 | 0 | 0.8503 | 18.36 | 42.6111 | 159.5197 | 0 | 0 | 0 | 36.3555 | 0
1525 | 64 | 5 | 3 | Wednesday | 12 | 24.875 | 2.164 | 34.3992 | 51.9962 | 51.1854 | 18.935 | 0 | 0.8503 | 18.36 | 45.6765 | 159.1311 | 0 | 0 | 0 | 29.0041 | 0
1526 | 64 | 5 | 3 | Wednesday | 13 | 21.798 | 2.844 | 34.3969 | 53.8799 | 51.878 | 18.935 | 0 | 0.7017 | 18.36 | 44.0339 | 162.2923 | 0 | 0 | 0 | 22.5913 | 0
1527 | 64 | 5 | 3 | Wednesday | 14 | 19.631 | 3.503 | 34.2982 | 54.4052 | 51.878 | 6.312 | 0 | 0.5484 | 18.36 | 37.4845 | 163.2779 | 0 | 0 | 0 | 19.6307 | 0
1528 | 64 | 5 | 3 | Wednesday | 15 | 18.604 | 3.799 | 34.1105 | 55.3449 | 51.878 | 6.312 | 0 | 0.4781 | 18.36 | 27.0731 | 164.2805 | 0 | 0 | 0 | 18.6036 | 0
1529 | 64 | 5 | 3 | Wednesday | 16 | 17.521 | 3.527 | 33.8861 | 56.8123 | 50.7246 | 25.246 | 0 | 0.4285 | 22.68 | 13.8283 | 168.3463 | 0 | 0 | 0 | 17.5208 | 0
1530 | 64 | 5 | 3 | Wednesday | 17 | 18.899 | 2.756 | 33.8795 | 55.2281 | 43.0931 | 31.558 | 0 | 0.4114 | 28.8 | 3.1645 | 164.3925 | 0 | 0 | 0 | 18.8988 | 0
1531 | 64 | 5 | 3 | Wednesday | 18 | 13.693 | 2.742 | 33.9318 | 65.2303 | 51.7393 | 44.181 | 0 | 0.3951 | 30.96 | 0.5833 | 185.2221 | 0 | 0 | 0 | 14.3498 | 0
1532 | 64 | 5 | 3 | Wednesday | 19 | 11.738 | 1.827 | 33.9954 | 70.7204 | 57.1787 | 44.181 | 0 | 0.4057 | 25.2 | 0 | 189.476 | 0 | 0 | 0 | 15.8874 | 0
1533 | 64 | 5 | 3 | Wednesday | 20 | 12.702 | 1.37 | 34.0197 | 75.2516 | 60.483 | 31.558 | 0 | 0.4117 | 25.2 | 0 | 196.8476 | 0 | 0 | 0 | 17.8624 | 0
1534 | 64 | 5 | 3 | Wednesday | 21 | 16.428 | 0.529 | 33.8819 | 69.495 | 55.4564 | 18.935 | 0 | 0.4126 | 25.2 | 0 | 185.0179 | 0 | 0 | 0 | 20.3546 | 0
1535 | 64 | 5 | 3 | Wednesday | 22 | 29.628 | 0.032 | 33.8038 | 49.7368 | 40.0199 | 12.623 | 0 | 0.6152 | 16.2 | 0 | 140.4099 | 0 | 0 | 0 | 32.5807 | 0
1536 | 64 | 5 | 3 | Wednesday | 23 | 47.663 | 0 | 34.0519 | 26.9226 | 24.6242 | 12.623 | 0 | 0.6937 | 16.2 | 0 | 102.4924 | 0 | 0 | 0 | 50.8922 | 0
1537 | 65 | 6 | 3 | Thursday | 0 | 63.411 | 0 | 34.82 | 17.5343 | 18.3373 | 6.312 | 0 | 0.7073 | 14.4 | 0 | 85.7988 | 0 | 0 | 0 | 65.127 | 0
1538 | 65 | 6 | 3 | Thursday | 1 | 64.403 | 0 | 35.2432 | 14.6472 | 16.4006 | 6.312 | 0 | 0.7088 | 11.88 | 0 | 78.8799 | 0 | 0 | 0 | 66.1849 | 0
1539 | 65 | 6 | 3 | Thursday | 2 | 65.184 | 0 | 35.3523 | 11.7686 | 14.464 | 6.312 | 0 | 0.7121 | 11.88 | 0 | 74.1771 | 0 | 0 | 0 | 67.03 | 0
1540 | 65 | 6 | 3 | Thursday | 3 | 85.564 | 0 | 35.1127 | 11.7686 | 14.464 | 6.312 | 0 | 0.7356 | 11.88 | 0 | 73.9609 | 0 | 0 | 0 | 87.4778 | 0
1541 | 65 | 6 | 3 | Thursday | 4 | 87.477 | 0 | 34.9754 | 13.0128 | 14.464 | 6.312 | 0 | 0.7382 | 11.88 | 0 | 75.0704 | 0 | 0 | 0 | 89.4537 | 0
1542 | 65 | 6 | 3 | Thursday | 5 | 70.079 | 0 | 34.8368 | 22.6634 | 20.5805 | 6.312 | 0 | 0.7226 | 11.88 | 0 | 90.6833 | 0 | 0 | 0 | 72.1147 | 0
1543 | 65 | 6 | 3 | Thursday | 6 | 52.982 | 0 | 34.5054 | 44.2813 | 35.484 | 31.558 | 0 | 0.7136 | 15.12 | 0 | 130.1043 | 0 | 0 | 0 | 64.0184 | 0
1544 | 65 | 6 | 3 | Thursday | 7 | 47.567 | 0 | 34.4066 | 61.1502 | 46.6998 | 44.181 | 0 | 0.7159 | 15.12 | 0.342 | 158.0924 | 0 | 0 | 0 | 65.3066 | 0
1545 | 65 | 6 | 3 | Thursday | 8 | 42.76 | 0 | 34.4162 | 67.0517 | 52.1343 | 50.492 | 0 | 0.7166 | 18.72 | 3.2956 | 173.0388 | 0 | 0 | 0 | 66.0443 | 0
1546 | 65 | 6 | 3 | Thursday | 9 | 37.184 | 0 | 34.4384 | 64.6708 | 52.8606 | 31.558 | 0 | 0.6993 | 18.72 | 5.7974 | 171.389 | 0 | 0 | 0 | 53.2106 | 0
1547 | 65 | 6 | 3 | Thursday | 10 | 32.274 | 0 | 34.5004 | 59.1665 | 51.878 | 12.623 | 0 | 0.6898 | 14.4 | 8.1038 | 160.6347 | 0 | 0 | 0 | 38.9634 | 0
1548 | 65 | 6 | 3 | Thursday | 11 | 27.556 | 0 | 34.5074 | 56.3402 | 51.878 | 12.623 | 0 | 0.6603 | 18.36 | 13.6072 | 161.7459 | 0 | 0 | 0 | 34.406 | 0
1549 | 65 | 6 | 3 | Thursday | 12 | 23.261 | 2.298 | 34.4706 | 53.7715 | 51.1854 | 18.935 | 0 | 0.7768 | 18.36 | 17.2735 | 161.0498 | 0 | 0 | 0 | 33.6852 | 0
1550 | 65 | 6 | 3 | Thursday | 13 | 20.643 | 2.996 | 34.4949 | 55.634 | 51.878 | 18.935 | 0 | 0.7541 | 18.36 | 15.388 | 164.3616 | 0 | 0 | 0 | 31.217 | 0
1551 | 65 | 6 | 3 | Thursday | 14 | 20.094 | 3.421 | 34.3728 | 55.3489 | 51.878 | 6.312 | 0 | 0.6429 | 18.36 | 16.7709 | 164.3026 | 0 | 0 | 0 | 23.6136 | 0
1552 | 65 | 6 | 3 | Thursday | 15 | 18.748 | 3.831 | 34.2563 | 56.1884 | 51.878 | 6.312 | 0 | 0.6385 | 18.36 | 16.5371 | 165.4641 | 0 | 0 | 0 | 22.1033 | 0
1553 | 65 | 6 | 3 | Thursday | 16 | 16.447 | 3.547 | 34.0696 | 60.2953 | 50.7246 | 25.246 | 0 | 0.752 | 22.68 | 9.5749 | 172.3575 | 0 | 0 | 0 | 29.9553 | 0
1554 | 65 | 6 | 3 | Thursday | 17 | 17.352 | 2.785 | 34.0568 | 57.5591 | 43.0931 | 31.558 | 0 | 0.8082 | 28.8 | 3.0217 | 167.3291 | 0 | 0 | 0 | 35.1525 | 0
1555 | 65 | 6 | 3 | Thursday | 18 | 12.474 | 2.834 | 33.9581 | 65.4067 | 51.7393 | 44.181 | 0 | 0.8217 | 30.96 | 0.6166 | 185.9503 | 0 | 0 | 0 | 39.0306 | 0
1556 | 65 | 6 | 3 | Thursday | 19 | 9.965 | 7.247 | 33.8117 | 70.7204 | 57.1787 | 44.181 | 0 | 1.0481 | 25.2 | 0 | 195.7966 | 0 | 0 | 0 | 38.243 | 0
1557 | 65 | 6 | 3 | Thursday | 20 | 10.645 | 5.458 | 33.7276 | 75.2516 | 60.483 | 31.558 | 0 | 0.8788 | 25.2 | 0 | 201.4442 | 0 | 0 | 0 | 31.7999 | 0
1558 | 65 | 6 | 3 | Thursday | 21 | 11.619 | 2.737 | 33.7607 | 69.495 | 55.4564 | 18.935 | 0 | 0.6025 | 25.2 | 0 | 187.474 | 0 | 0 | 0 | 24.6813 | 0
1559 | 65 | 6 | 3 | Thursday | 22 | 14.917 | 0.136 | 33.773 | 49.7368 | 40.0199 | 12.623 | 0 | 0.5056 | 16.2 | 0 | 140.3827 | 0 | 0 | 0 | 23.773 | 0
1560 | 65 | 6 | 3 | Thursday | 23 | 20.855 | 0 | 33.8693 | 26.9226 | 24.6242 | 12.623 | 0 | 0.5673 | 16.2 | 0 | 102.1834 | 0 | 0 | 0 | 29.8253 | 0
1561 | 66 | 7 | 3 | Friday | 0 | 26.433 | 0 | 34.2502 | 17.5343 | 18.3373 | 6.312 | 0 | 0.5875 | 14.4 | 0 | 85.1092 | 0 | 0 | 0 | 30.9603 | 0
1562 | 66 | 7 | 3 | Friday | 1 | 29.865 | 0 | 35.0439 | 14.6472 | 16.4006 | 6.312 | 0 | 0.6477 | 11.88 | 0 | 78.6195 | 0 | 0 | 0 | 34.4211 | 0
1563 | 66 | 7 | 3 | Friday | 2 | 32.761 | 0 | 35.3538 | 11.7686 | 14.464 | 6.312 | 0 | 0.6819 | 11.88 | 0 | 74.1484 | 0 | 0 | 0 | 37.3473 | 0
1564 | 66 | 7 | 3 | Friday | 3 | 36.759 | 0 | 35.3923 | 11.7686 | 14.464 | 6.312 | 0 | 0.6891 | 11.88 | 0 | 74.194 | 0 | 0 | 0 | 41.3793 | 0
1565 | 66 | 7 | 3 | Friday | 4 | 37.484 | 0 | 35.4088 | 13.0128 | 14.464 | 6.312 | 0 | 0.6899 | 11.88 | 0 | 75.4555 | 0 | 0 | 0 | 42.1333 | 0
1566 | 66 | 7 | 3 | Friday | 5 | 35.193 | 0 | 35.3535 | 22.6634 | 20.5805 | 6.312 | 0 | 0.6873 | 11.88 | 0 | 91.1648 | 0 | 0 | 0 | 39.8658 | 0
1567 | 66 | 7 | 3 | Friday | 6 | 30.077 | 0 | 35.0882 | 44.2813 | 35.484 | 31.558 | 0 | 0.6893 | 15.12 | 0 | 130.6628 | 0 | 0 | 0 | 53.9198 | 0
1568 | 66 | 7 | 3 | Friday | 7 | 24.734 | 0 | 34.9465 | 61.104 | 46.6998 | 44.181 | 0 | 0.6924 | 15.12 | 0.4827 | 158.5627 | 0 | 0 | 0 | 59.1669 | 0
1569 | 66 | 7 | 3 | Friday | 8 | 18.64 | 0 | 34.9438 | 64.7659 | 52.1343 | 50.492 | 0 | 0.6921 | 18.72 | 4.6371 | 171.2561 | 0 | 0 | 0 | 59.3407 | 0
1570 | 66 | 7 | 3 | Friday | 9 | 17.423 | 0 | 34.9593 | 60.1708 | 52.8606 | 31.558 | 0 | 0.6811 | 18.72 | 9.7437 | 167.3918 | 0 | 0 | 0 | 43.4168 | 0
1571 | 66 | 7 | 3 | Friday | 10 | 15.42 | 0 | 34.9973 | 55.8589 | 51.878 | 12.623 | 0 | 0.5175 | 14.4 | 15.6931 | 157.6517 | 0 | 0 | 0 | 25.6377 | 0
1572 | 66 | 7 | 3 | Friday | 11 | 11.939 | 0.12 | 35.0285 | 55.1236 | 51.878 | 12.623 | 0 | 0.4564 | 18.36 | 18.4786 | 160.9764 | 0 | 0 | 0 | 21.5618 | 0
1573 | 66 | 7 | 3 | Friday | 12 | 10.935 | 2.914 | 34.9935 | 54.0827 | 51.1854 | 18.935 | 0 | 0.6329 | 18.36 | 14.6494 | 162.4057 | 0 | 0 | 0 | 24.7612 | 0
1574 | 66 | 7 | 3 | Friday | 13 | 10.819 | 3.268 | 35.0741 | 56.2317 | 51.878 | 18.935 | 0 | 0.6348 | 18.36 | 12.1875 | 165.713 | 0 | 0 | 0 | 24.6536 | 0
1575 | 66 | 7 | 3 | Friday | 14 | 10.889 | 3.306 | 34.9489 | 56.3181 | 51.878 | 6.312 | 0 | 0.4643 | 18.36 | 12.2187 | 165.5442 | 0 | 0 | 0 | 15.5104 | 0
1576 | 66 | 7 | 3 | Friday | 15 | 10.615 | 3.761 | 34.8252 | 57.9447 | 51.878 | 6.312 | 0 | 0.4769 | 18.36 | 10.2628 | 167.5517 | 0 | 0 | 0 | 15.2403 | 0
1577 | 66 | 7 | 3 | Friday | 16 | 9.991 | 3.449 | 34.6999 | 62.8847 | 50.7246 | 25.246 | 0 | 0.717 | 22.68 | 5.7986 | 175.4362 | 0 | 0 | 0 | 28.7542 | 0
1578 | 66 | 7 | 3 | Friday | 17 | 11.373 | 2.626 | 34.7123 | 59.1129 | 43.0931 | 31.558 | 0 | 0.7955 | 28.8 | 2.0086 | 169.3535 | 0 | 0 | 0 | 35.3927 | 0
1579 | 66 | 7 | 3 | Friday | 18 | 10.89 | 2.621 | 34.1025 | 65.4399 | 51.7393 | 44.181 | 0 | 0.8087 | 30.96 | 0.3392 | 185.8851 | 0 | 0 | 0 | 45.6225 | 0
1580 | 66 | 7 | 3 | Friday | 19 | 9.903 | 5.522 | 33.922 | 70.7204 | 57.1787 | 44.181 | 0 | 0.9592 | 25.2 | 0 | 193.9519 | 0 | 0 | 0 | 45.707 | 0
1581 | 66 | 7 | 3 | Friday | 20 | 9.127 | 6.167 | 33.7395 | 75.2516 | 60.483 | 31.558 | 0 | 0.9717 | 25.2 | 0 | 202.3156 | 0 | 0 | 0 | 35.2178 | 0
1582 | 66 | 7 | 3 | Friday | 21 | 10.703 | 3.219 | 33.727 | 69.495 | 55.4564 | 18.935 | 0 | 0.6617 | 25.2 | 0 | 188.0208 | 0 | 0 | 0 | 26.5821 | 0
1583 | 66 | 7 | 3 | Friday | 22 | 15.251 | 0.159 | 33.7799 | 49.7368 | 40.0199 | 12.623 | 0 | 0.5474 | 16.2 | 0 | 140.4555 | 0 | 0 | 0 | 25.9274 | 0
1584 | 66 | 7 | 3 | Friday | 23 | 25.701 | 0 | 33.9982 | 26.9226 | 24.6242 | 12.623 | 0 | 0.6605 | 16.2 | 0 | 102.4054 | 0 | 0 | 0 | 36.4547 | 0
1585 | 67 | 8 | 3 | Saturday | 0 | 33.391 | 0 | 34.6971 | 18.3332 | 19.1419 | 6.312 | 0 | 0.6812 | 15.84 | 0 | 88.6935 | 0 | 0 | 0 | 38.7964 | 0
1586 | 67 | 8 | 3 | Saturday | 1 | 42.204 | 0 | 35.0454 | 17.5283 | 18.3373 | 6.312 | 0 | 0.6895 | 12.6 | 0 | 84.2005 | 0 | 0 | 0 | 47.6401 | 0
1587 | 67 | 8 | 3 | Saturday | 2 | 62.385 | 0 | 35.3356 | 11.771 | 14.464 | 6.312 | 0 | 0.7079 | 12.6 | 0 | 74.8785 | 0 | 0 | 0 | 67.8571 | 0
1588 | 67 | 8 | 3 | Saturday | 3 | 101.899 | 0 | 35.0437 | 11.771 | 14.464 | 6.312 | 0 | 0.7517 | 12.6 | 0 | 74.6305 | 0 | 0 | 0 | 107.4057 | 0
1589 | 67 | 8 | 3 | Saturday | 4 | 112.112 | 0 | 34.91 | 11.771 | 14.464 | 6.312 | 0 | 0.763 | 12.6 | 0 | 74.508 | 0 | 0 | 0 | 117.6377 | 0
1590 | 67 | 8 | 3 | Saturday | 5 | 117.17 | 0 | 34.7402 | 13.0152 | 14.464 | 6.312 | 0 | 0.7699 | 12.6 | 0 | 75.5893 | 0 | 0 | 0 | 122.7133 | 0
1591 | 67 | 8 | 3 | Saturday | 6 | 113 | 0 | 34.5384 | 30.2702 | 24.9086 | 31.558 | 0 | 0.7718 | 14.4 | 0 | 104.8891 | 0 | 0 | 0 | 140.9742 | 0
1592 | 67 | 8 | 3 | Saturday | 7 | 115.132 | 0 | 34.4709 | 32.8141 | 26.405 | 44.181 | 0 | 0.7821 | 11.52 | 0.793 | 105.9921 | 0 | 0 | 0 | 154.9445 | 0
1593 | 67 | 8 | 3 | Saturday | 8 | 95.402 | 0 | 34.287 | 39.1119 | 37.4339 | 50.492 | 0 | 0.7856 | 16.2 | 10.454 | 127.8185 | 0 | 0 | 0 | 141.4337 | 0
1594 | 67 | 8 | 3 | Saturday | 9 | 67.151 | 0 | 34.2136 | 34.3834 | 37.9057 | 31.558 | 0 | 0.8305 | 16.2 | 24.1836 | 123.5331 | 0 | 0 | 0 | 93.8643 | 0
1595 | 67 | 8 | 3 | Saturday | 10 | 48.749 | 0 | 34.1989 | 31.1101 | 37.2508 | 12.623 | 0 | 0.87 | 15.12 | 35.9748 | 118.5497 | 0 | 0 | 0 | 57.297 | 0
1596 | 67 | 8 | 3 | Saturday | 11 | 40.836 | 0 | 34.23 | 28.6662 | 35.3135 | 12.623 | 0 | 0.888 | 21.6 | 43.8479 | 120.6978 | 0 | 0 | 0 | 46.5904 | 0
1597 | 67 | 8 | 3 | Saturday | 12 | 34.337 | 1.684 | 34.1761 | 25.5538 | 34.2247 | 18.935 | 0 | 0.9649 | 23.4 | 47.0197 | 120.1403 | 0 | 0 | 0 | 38.6945 | 0
1598 | 67 | 8 | 3 | Saturday | 13 | 31.526 | 2.531 | 34.0696 | 25.8194 | 33.0722 | 18.935 | 0 | 0.8737 | 23.4 | 45.3127 | 119.9719 | 0 | 0 | 0 | 32.3866 | 0
1599 | 67 | 8 | 3 | Saturday | 14 | 28.089 | 2.715 | 34.0316 | 25.0532 | 33.0722 | 6.312 | 0 | 0.6367 | 23.4 | 38.8271 | 119.13 | 0 | 0 | 0 | 28.089 | 0
1600 | 67 | 8 | 3 | Saturday | 15 | 27.151 | 2.816 | 33.9835 | 25.7223 | 33.0722 | 6.312 | 0 | 0.5558 | 23.4 | 28.3484 | 119.779 | 0 | 0 | 0 | 27.1513 | 0
1601 | 67 | 8 | 3 | Saturday | 16 | 29.096 | 2.797 | 33.9905 | 26.3484 | 33.0722 | 25.246 | 0 | 0.5617 | 23.4 | 15.3716 | 120.3975 | 0 | 0 | 0 | 29.0961 | 0
1602 | 67 | 8 | 3 | Saturday | 17 | 31.136 | 2.264 | 33.9911 | 27.1579 | 32.9581 | 31.558 | 0 | 0.5679 | 27 | 4.821 | 124.1232 | 0 | 0 | 0 | 31.1365 | 0
1603 | 67 | 8 | 3 | Saturday | 18 | 21.599 | 0.615 | 33.8135 | 54.2967 | 46.5147 | 44.181 | 0 | 0.4091 | 28.8 | 0.878 | 164.4991 | 0 | 0 | 0 | 22.0835 | 0
1604 | 67 | 8 | 3 | Saturday | 19 | 19.717 | 0.915 | 33.9401 | 61.3403 | 50.3878 | 44.181 | 0 | 0.5088 | 28.8 | 0 | 175.9662 | 0 | 0 | 0 | 23.563 | 0
1605 | 67 | 8 | 3 | Saturday | 20 | 18.998 | 0.887 | 33.9621 | 61.3343 | 50.3878 | 31.558 | 0 | 0.506 | 27 | 0 | 174.149 | 0 | 0 | 0 | 23.9572 | 0
1606 | 67 | 8 | 3 | Saturday | 21 | 18.221 | 0.646 | 33.8903 | 61.3343 | 50.3878 | 18.935 | 0 | 0.452 | 27 | 0 | 173.7631 | 0 | 0 | 0 | 22.0327 | 0
1607 | 67 | 8 | 3 | Saturday | 22 | 23.89 | 0.066 | 33.797 | 49.2003 | 40.077 | 12.623 | 0 | 0.5668 | 19.8 | 0 | 143.513 | 0 | 0 | 0 | 26.7682 | 0
1608 | 67 | 8 | 3 | Saturday | 23 | 41.261 | 0 | 33.9241 | 28.1779 | 24.6242 | 12.623 | 0 | 0.692 | 19.8 | 0 | 107.2182 | 0 | 0 | 0 | 44.4113 | 0
1609 | 68 | 9 | 3 | Sunday | 0 | 52.66 | 0 | 34.1434 | 24.1043 | 23.0149 | 6.312 | 0 | 0.7062 | 19.8 | 0 | 101.7688 | 0 | 0 | 0 | 54.337 | 0
1610 | 68 | 9 | 3 | Sunday | 1 | 58.74 | 0 | 34.2456 | 23.3102 | 22.2101 | 6.312 | 0 | 0.7124 | 19.8 | 0 | 100.2784 | 0 | 0 | 0 | 60.4843 | 0
1611 | 68 | 9 | 3 | Sunday | 2 | 64.498 | 0 | 34.5377 | 17.5379 | 18.3373 | 6.312 | 0 | 0.719 | 15.48 | 0 | 86.6118 | 0 | 0 | 0 | 66.3093 | 0
1612 | 68 | 9 | 3 | Sunday | 3 | 70.192 | 0 | 34.5969 | 17.5379 | 18.3373 | 6.312 | 0 | 0.726 | 15.48 | 0 | 86.6782 | 0 | 0 | 0 | 72.0681 | 0
1613 | 68 | 9 | 3 | Sunday | 4 | 71.247 | 0 | 34.6236 | 17.5379 | 18.3373 | 6.312 | 0 | 0.7271 | 15.48 | 0 | 86.7059 | 0 | 0 | 0 | 73.1865 | 0
1614 | 68 | 9 | 3 | Sunday | 5 | 73.087 | 0 | 34.601 | 18.7817 | 18.3373 | 6.312 | 0 | 0.7295 | 15.48 | 0 | 87.9294 | 0 | 0 | 0 | 75.0899 | 0
1615 | 68 | 9 | 3 | Sunday | 6 | 67.983 | 0 | 34.4353 | 26.931 | 24.6242 | 31.558 | 0 | 0.731 | 18.72 | 0 | 105.4415 | 0 | 0 | 0 | 78.8764 | 0
1616 | 68 | 9 | 3 | Sunday | 7 | 64.241 | 0 | 34.2841 | 34.2491 | 29.9942 | 44.181 | 0 | 0.7335 | 18.72 | 0.2972 | 117.9809 | 0 | 0 | 0 | 81.8019 | 0
1617 | 68 | 9 | 3 | Sunday | 8 | 63.857 | 0 | 34.1984 | 35.9992 | 33.2132 | 50.492 | 0 | 0.7381 | 23.4 | 2.4603 | 127.5489 | 0 | 0 | 0 | 86.9695 | 0
1618 | 68 | 9 | 3 | Sunday | 9 | 65.003 | 0 | 34.262 | 27.3437 | 29.3396 | 31.558 | 0 | 0.7264 | 23.4 | 5.1196 | 115.0717 | 0 | 0 | 0 | 80.9625 | 0
1619 | 68 | 9 | 3 | Sunday | 10 | 59.218 | 0 | 34.2649 | 25.3754 | 32.5586 | 12.623 | 0 | 0.7145 | 19.08 | 9.3333 | 111.9935 | 0 | 0 | 0 | 65.9006 | 0
1620 | 68 | 9 | 3 | Sunday | 11 | 56.096 | 0 | 34.2866 | 22.8175 | 32.5586 | 12.623 | 0 | 0.7138 | 21.6 | 14.9224 | 111.9765 | 0 | 0 | 0 | 62.9456 | 0
1621 | 68 | 9 | 3 | Sunday | 12 | 50.816 | 0 | 34.2783 | 21.815 | 33.0367 | 18.935 | 0 | 0.7514 | 19.08 | 23.5778 | 108.9615 | 0 | 0 | 0 | 60.9476 | 0
1622 | 68 | 9 | 3 | Sunday | 13 | 50.472 | 0 | 34.225 | 18.892 | 29.1634 | 18.935 | 0 | 0.7807 | 18.36 | 28.2707 | 101.4211 | 0 | 0 | 0 | 59.4993 | 0
1623 | 68 | 9 | 3 | Sunday | 14 | 47.156 | 0 | 34.167 | 19.283 | 29.1634 | 6.312 | 0 | 0.7337 | 18 | 22.6302 | 101.3471 | 0 | 0 | 0 | 49.8246 | 0
1624 | 68 | 9 | 3 | Sunday | 15 | 45.86 | 0 | 34.1693 | 20.357 | 29.1634 | 6.312 | 0 | 0.7034 | 15.84 | 13.7374 | 100.2332 | 0 | 0 | 0 | 48.5001 | 0
1625 | 68 | 9 | 3 | Sunday | 16 | 45.961 | 0 | 34.1788 | 21.6821 | 27.5539 | 25.246 | 0 | 0.7089 | 23.04 | 7.5825 | 107.1637 | 0 | 0 | 0 | 57.051 | 0
1626 | 68 | 9 | 3 | Sunday | 17 | 45.726 | 0 | 34.184 | 24.0825 | 26.399 | 31.558 | 0 | 0.7111 | 22.32 | 3.6564 | 107.6965 | 0 | 0 | 0 | 60.6858 | 0
1627 | 68 | 9 | 3 | Sunday | 18 | 35.753 | 0 | 34.0795 | 43.8677 | 38.0184 | 44.181 | 0 | 0.7061 | 23.4 | 0.7116 | 140.0717 | 0 | 0 | 0 | 58.5881 | 0
1628 | 68 | 9 | 3 | Sunday | 19 | 24.004 | 0 | 33.7883 | 55.5005 | 45.7644 | 44.181 | 0 | 0.6909 | 22.68 | 0 | 158.4242 | 0 | 0 | 0 | 48.8429 | 0
1629 | 68 | 9 | 3 | Sunday | 20 | 18.776 | 0 | 33.7458 | 60.0165 | 49.6381 | 31.558 | 0 | 0.676 | 22.68 | 0 | 166.7564 | 0 | 0 | 0 | 37.6157 | 0
1630 | 68 | 9 | 3 | Sunday | 21 | 23.325 | 0 | 33.7521 | 48.5011 | 41.8913 | 18.935 | 0 | 0.6634 | 22.68 | 0 | 147.4878 | 0 | 0 | 0 | 35.0557 | 0
1631 | 68 | 9 | 3 | Sunday | 22 | 32.442 | 0 | 33.8444 | 40.3665 | 35.5897 | 12.623 | 0 | 0.6846 | 14.4 | 0 | 124.8852 | 0 | 0 | 0 | 40.4508 | 0
1632 | 68 | 9 | 3 | Sunday | 23 | 48.54 | 0 | 34.0471 | 25.6748 | 24.6242 | 12.623 | 0 | 0.7032 | 14.4 | 0 | 99.4493 | 0 | 0 | 0 | 56.719 | 0
1633 | 69 | 10 | 3 | Monday | 0 | 61.166 | 0 | 34.388 | 17.5343 | 18.3373 | 6.312 | 0 | 0.7156 | 14.4 | 0 | 85.3751 | 0 | 0 | 0 | 65.3115 | 0
1634 | 69 | 10 | 3 | Monday | 1 | 67.621 | 0 | 34.6019 | 14.6472 | 16.4006 | 6.312 | 0 | 0.7231 | 11.88 | 0 | 78.2529 | 0 | 0 | 0 | 71.8038 | 0
1635 | 69 | 10 | 3 | Monday | 2 | 74.491 | 0 | 34.5814 | 11.7686 | 14.464 | 6.312 | 0 | 0.7313 | 11.88 | 0 | 73.4254 | 0 | 0 | 0 | 78.7099 | 0
1636 | 69 | 10 | 3 | Monday | 3 | 79.503 | 0 | 34.6079 | 11.7686 | 14.464 | 6.312 | 0 | 0.7359 | 11.88 | 0 | 73.4565 | 0 | 0 | 0 | 83.7568 | 0
1637 | 69 | 10 | 3 | Monday | 4 | 83.625 | 0 | 34.619 | 13.0128 | 14.464 | 6.312 | 0 | 0.7397 | 11.88 | 0 | 74.7154 | 0 | 0 | 0 | 87.913 | 0
1638 | 69 | 10 | 3 | Monday | 5 | 78.213 | 0 | 34.588 | 22.6634 | 20.5805 | 6.312 | 0 | 0.7334 | 11.88 | 0 | 90.4454 | 0 | 0 | 0 | 82.5318 | 0
1639 | 69 | 10 | 3 | Monday | 6 | 65.887 | 0 | 34.3939 | 44.2813 | 35.484 | 31.558 | 0 | 0.7273 | 15.12 | 0 | 130.0066 | 0 | 0 | 0 | 87.9494 | 0
1640 | 69 | 10 | 3 | Monday | 7 | 59.981 | 0 | 34.2714 | 60.6178 | 46.6998 | 44.181 | 0 | 0.729 | 15.12 | 0.788 | 157.438 | 0 | 0 | 0 | 92.087 | 0
1641 | 69 | 10 | 3 | Monday | 8 | 55.64 | 0 | 34.2233 | 59.7552 | 52.1343 | 50.492 | 0 | 0.7347 | 18.72 | 8.8926 | 165.5676 | 0 | 0 | 0 | 93.8946 | 0
1642 | 69 | 10 | 3 | Monday | 9 | 51.104 | 0 | 34.2342 | 57.2076 | 52.8606 | 31.558 | 0 | 0.7468 | 18.72 | 16.6563 | 163.7691 | 0 | 0 | 0 | 75.0622 | 0
1643 | 69 | 10 | 3 | Monday | 10 | 41.485 | 0 | 34.2436 | 54.5073 | 51.878 | 12.623 | 0 | 0.7344 | 14.4 | 19.2495 | 155.7633 | 0 | 0 | 0 | 50.6356 | 0
1644 | 69 | 10 | 3 | Monday | 11 | 32.017 | 0 | 34.2414 | 53.4363 | 51.878 | 12.623 | 0 | 0.7266 | 18.36 | 20.8745 | 158.6423 | 0 | 0 | 0 | 40.6721 | 0
1645 | 69 | 10 | 3 | Monday | 12 | 24.514 | 1.611 | 34.223 | 51.8024 | 51.1854 | 18.935 | 0 | 0.7881 | 18.36 | 20.0901 | 158.1013 | 0 | 0 | 0 | 36.8628 | 0
1646 | 69 | 10 | 3 | Monday | 13 | 20.571 | 2.632 | 34.1323 | 53.6296 | 51.878 | 18.935 | 0 | 0.7779 | 18.36 | 18.1072 | 161.6246 | 0 | 0 | 0 | 32.5574 | 0
1647 | 69 | 10 | 3 | Monday | 14 | 20.165 | 2.612 | 34.0554 | 53.951 | 51.878 | 6.312 | 0 | 0.6018 | 18.36 | 15.8968 | 161.6716 | 0 | 0 | 0 | 24.0944 | 0
1648 | 69 | 10 | 3 | Monday | 15 | 19.012 | 3.006 | 33.9383 | 54.8908 | 51.878 | 6.312 | 0 | 0.5884 | 18.36 | 11.5632 | 162.9061 | 0 | 0 | 0 | 22.9449 | 0
1649 | 69 | 10 | 3 | Monday | 16 | 17.767 | 2.739 | 33.816 | 58.027 | 50.7246 | 25.246 | 0 | 0.785 | 22.68 | 6.7096 | 168.9945 | 0 | 0 | 0 | 33.8459 | 0
1650 | 69 | 10 | 3 | Monday | 17 | 18.926 | 1.991 | 33.8147 | 57.2387 | 43.0931 | 31.558 | 0 | 0.7798 | 28.8 | 3.1687 | 165.88 | 0 | 0 | 0 | 39.8039 | 0
1651 | 69 | 10 | 3 | Monday | 18 | 12.022 | 2.552 | 33.9101 | 65.3772 | 51.7393 | 44.181 | 0 | 0.8064 | 30.96 | 0.6313 | 185.5529 | 0 | 0 | 0 | 42.5839 | 0
1652 | 69 | 10 | 3 | Monday | 19 | 9.638 | 1.927 | 33.998 | 70.7204 | 57.1787 | 44.181 | 0 | 0.7705 | 25.2 | 0 | 189.9513 | 0 | 0 | 0 | 41.5985 | 0
1653 | 69 | 10 | 3 | Monday | 20 | 9.693 | 5.798 | 33.839 | 75.2516 | 60.483 | 31.558 | 0 | 0.9248 | 25.2 | 0 | 201.9689 | 0 | 0 | 0 | 33.2637 | 0
1654 | 69 | 10 | 3 | Monday | 21 | 9.917 | 3.152 | 33.7183 | 69.495 | 55.4564 | 18.935 | 0 | 0.6162 | 25.2 | 0 | 187.8951 | 0 | 0 | 0 | 24.3593 | 0
1655 | 69 | 10 | 3 | Monday | 22 | 11.289 | 0.189 | 33.7751 | 49.7368 | 40.0199 | 12.623 | 0 | 0.4544 | 16.2 | 0 | 140.3904 | 0 | 0 | 0 | 21.0379 | 0
1656 | 69 | 10 | 3 | Monday | 23 | 15.186 | 0 | 33.7865 | 26.9226 | 24.6242 | 12.623 | 0 | 0.4714 | 16.2 | 0 | 102.0046 | 0 | 0 | 0 | 25.0273 | 0
1657 | 70 | 11 | 3 | Tuesday | 0 | 18.386 | 0 | 33.8909 | 17.5343 | 18.3373 | 6.312 | 0 | 0.4409 | 14.4 | 0 | 84.6034 | 0 | 0 | 0 | 23.3407 | 0
1658 | 70 | 11 | 3 | Tuesday | 1 | 20.141 | 0 | 33.9703 | 14.6472 | 16.4006 | 6.312 | 0 | 0.4759 | 11.88 | 0 | 77.3741 | 0 | 0 | 0 | 25.1183 | 0
1659 | 70 | 11 | 3 | Tuesday | 2 | 24.667 | 0 | 34.3889 | 11.7686 | 14.464 | 6.312 | 0 | 0.5662 | 11.88 | 0 | 73.0677 | 0 | 0 | 0 | 29.6661 | 0
1660 | 70 | 11 | 3 | Tuesday | 3 | 26.122 | 0 | 35.2338 | 11.7686 | 14.464 | 6.312 | 0 | 0.5963 | 11.88 | 0 | 73.9428 | 0 | 0 | 0 | 31.1424 | 0
1661 | 70 | 11 | 3 | Tuesday | 4 | 27.243 | 0 | 35.4269 | 13.0128 | 14.464 | 6.312 | 0 | 0.6155 | 11.88 | 0 | 75.3992 | 0 | 0 | 0 | 32.2863 | 0
1662 | 70 | 11 | 3 | Tuesday | 5 | 25.994 | 0 | 35.1074 | 22.6634 | 20.5805 | 6.312 | 0 | 0.595 | 11.88 | 0 | 90.8263 | 0 | 0 | 0 | 31.058 | 0
1663 | 70 | 11 | 3 | Tuesday | 6 | 19.332 | 0 | 34.0855 | 44.2813 | 35.484 | 31.558 | 0 | 0.6781 | 15.12 | 0 | 129.6488 | 0 | 0 | 0 | 45.0599 | 0
1664 | 70 | 11 | 3 | Tuesday | 7 | 15.266 | 0 | 33.8731 | 61.1578 | 46.6998 | 44.181 | 0 | 0.6817 | 15.12 | 0.1011 | 157.5324 | 0 | 0 | 0 | 52.1785 | 0
1665 | 70 | 11 | 3 | Tuesday | 8 | 11.521 | 0 | 33.87 | 69.2963 | 52.1343 | 50.492 | 0 | 0.6832 | 18.72 | 1.0806 | 174.7039 | 0 | 0 | 0 | 54.8244 | 0
1666 | 70 | 11 | 3 | Tuesday | 9 | 9.308 | 0 | 33.8567 | 67.4107 | 52.8606 | 31.558 | 0 | 0.6671 | 18.72 | 4.3523 | 173.5151 | 0 | 0 | 0 | 36.7815 | 0
1667 | 70 | 11 | 3 | Tuesday | 10 | 8.594 | 0 | 33.9609 | 57.0338 | 51.878 | 12.623 | 0 | 0.3803 | 14.4 | 9.0076 | 157.653 | 0 | 0 | 0 | 19.5902 | 0
1668 | 70 | 11 | 3 | Tuesday | 11 | 7.366 | 1.937 | 34.0279 | 55.639 | 51.878 | 12.623 | 0 | 0.4529 | 18.36 | 9.2746 | 162.4521 | 0 | 0 | 0 | 18.1681 | 0
1669 | 70 | 11 | 3 | Tuesday | 12 | 6.71 | 3.061 | 34.0574 | 54.0031 | 51.1854 | 18.935 | 0 | 0.5955 | 18.36 | 9.2172 | 161.5114 | 0 | 0 | 0 | 22.7308 | 0
1670 | 70 | 11 | 3 | Tuesday | 13 | 6.02 | 3.647 | 34.1397 | 55.0036 | 51.878 | 18.935 | 0 | 0.6353 | 18.36 | 15.2056 | 163.9609 | 0 | 0 | 0 | 21.4033 | 0
1671 | 70 | 11 | 3 | Tuesday | 14 | 6.098 | 3.669 | 34.0931 | 57.0371 | 51.878 | 6.312 | 0 | 0.4235 | 18.36 | 13.2288 | 165.76 | 0 | 0 | 0 | 10.8814 | 0
1672 | 70 | 11 | 3 | Tuesday | 15 | 6.729 | 3.929 | 33.9371 | 62.4904 | 51.878 | 6.312 | 0 | 0.4131 | 18.36 | 5.835 | 171.3274 | 0 | 0 | 0 | 11.4236 | 0
1673 | 70 | 11 | 3 | Tuesday | 16 | 6.677 | 3.623 | 33.8454 | 63.1278 | 50.7246 | 25.246 | 0 | 0.6663 | 22.68 | 3.792 | 174.9619 | 0 | 0 | 0 | 25.7108 | 0
1674 | 70 | 11 | 3 | Tuesday | 17 | 7.132 | 2.896 | 33.9461 | 56.9362 | 43.0931 | 31.558 | 0 | 0.7384 | 28.8 | 2.6679 | 166.6458 | 0 | 0 | 0 | 31.4683 | 0
1675 | 70 | 11 | 3 | Tuesday | 18 | 6.333 | 6.836 | 33.8986 | 65.3448 | 51.7393 | 44.181 | 0 | 1.0246 | 30.96 | 0.7086 | 190.3605 | 0 | 0 | 0 | 41.4399 | 0
1676 | 70 | 11 | 3 | Tuesday | 19 | 6.734 | 6.653 | 33.767 | 70.7204 | 57.1787 | 44.181 | 0 | 1.0112 | 25.2 | 0 | 195.0726 | 0 | 0 | 0 | 42.8917 | 0
1677 | 70 | 11 | 3 | Tuesday | 20 | 6.199 | 6.319 | 33.7588 | 75.2516 | 60.483 | 31.558 | 0 | 0.9325 | 25.2 | 0 | 202.4593 | 0 | 0 | 0 | 32.5401 | 0
1678 | 70 | 11 | 3 | Tuesday | 21 | 6.429 | 3.892 | 33.7558 | 69.495 | 55.4564 | 18.935 | 0 | 0.6165 | 25.2 | 0 | 188.7332 | 0 | 0 | 0 | 22.454 | 0
1679 | 70 | 11 | 3 | Tuesday | 22 | 7.354 | 0.339 | 33.8021 | 49.7368 | 40.0199 | 12.623 | 0 | 0.4055 | 16.2 | 0 | 140.5305 | 0 | 0 | 0 | 18.1255 | 0
1680 | 70 | 11 | 3 | Tuesday | 23 | 12.254 | 0 | 33.7745 | 26.9226 | 24.6242 | 12.623 | 0 | 0.4331 | 16.2 | 0 | 101.9543 | 0 | 0 | 0 | 23.0923 | 0
1681 | 71 | 12 | 3 | Wednesday | 0 | 14.746 | 0 | 33.9139 | 17.5343 | 18.3373 | 6.312 | 0 | 0.3791 | 14.4 | 0 | 84.5646 | 0 | 0 | 0 | 20.1898 | 0
1682 | 71 | 12 | 3 | Wednesday | 1 | 16.676 | 0 | 34.0744 | 14.6472 | 16.4006 | 6.312 | 0 | 0.4169 | 11.88 | 0 | 77.4192 | 0 | 0 | 0 | 22.1357 | 0
1683 | 71 | 12 | 3 | Wednesday | 2 | 16.813 | 0 | 34.2081 | 11.7686 | 14.464 | 6.312 | 0 | 0.42 | 11.88 | 0 | 72.7407 | 0 | 0 | 0 | 22.2896 | 0
1684 | 71 | 12 | 3 | Wednesday | 3 | 19.53 | 0 | 34.4934 | 11.7686 | 14.464 | 6.312 | 0 | 0.474 | 11.88 | 0 | 73.0801 | 0 | 0 | 0 | 25.0216 | 0
1685 | 71 | 12 | 3 | Wednesday | 4 | 20.265 | 0 | 34.6797 | 13.0128 | 14.464 | 6.312 | 0 | 0.4886 | 11.88 | 0 | 74.5252 | 0 | 0 | 0 | 25.7724 | 0
1686 | 71 | 12 | 3 | Wednesday | 5 | 18.814 | 0 | 34.4753 | 22.6634 | 20.5805 | 6.312 | 0 | 0.4604 | 11.88 | 0 | 90.0596 | 0 | 0 | 0 | 24.3367 | 0
1687 | 71 | 12 | 3 | Wednesday | 6 | 14.651 | 0 | 33.9895 | 44.2813 | 35.484 | 31.558 | 0 | 0.6724 | 15.12 | 0 | 129.5472 | 0 | 0 | 0 | 42.5751 | 0
1688 | 71 | 12 | 3 | Wednesday | 7 | 11.812 | 0 | 33.8922 | 60.7246 | 46.6998 | 44.181 | 0 | 0.6775 | 15.12 | 0.8351 | 157.1141 | 0 | 0 | 0 | 51.6095 | 0
1689 | 71 | 12 | 3 | Wednesday | 8 | 9.333 | 0 | 33.8988 | 61.7505 | 52.1343 | 50.492 | 0 | 0.7129 | 18.72 | 9.9845 | 167.2166 | 0 | 0 | 0 | 55.0025 | 0
1690 | 71 | 12 | 3 | Wednesday | 9 | 8.183 | 0 | 33.9656 | 59.7209 | 52.8606 | 31.558 | 0 | 0.7365 | 18.72 | 20.8236 | 166.0036 | 0 | 0 | 0 | 34.4316 | 0
1691 | 71 | 12 | 3 | Wednesday | 10 | 6.861 | 0 | 34.1632 | 56.8753 | 51.878 | 12.623 | 0 | 0.4098 | 14.4 | 27.3901 | 157.7262 | 0 | 0 | 0 | 15.7833 | 0
1692 | 71 | 12 | 3 | Wednesday | 11 | 5.767 | 2.296 | 34.1021 | 55.4778 | 51.878 | 12.623 | 0 | 0.4748 | 18.36 | 30.7776 | 162.776 | 0 | 0 | 0 | 12.9091 | 0
1693 | 71 | 12 | 3 | Wednesday | 12 | 5.306 | 3.555 | 34.1929 | 52.3386 | 51.1854 | 18.935 | 0 | 0.5418 | 18.36 | 31.9866 | 160.4633 | 0 | 0 | 0 | 13.5683 | 0
1694 | 71 | 12 | 3 | Wednesday | 13 | 4.781 | 3.88 | 34.2172 | 53.5796 | 51.878 | 18.935 | 0 | 0.4715 | 18.36 | 26.5942 | 162.7024 | 0 | 0 | 0 | 11.475 | 0
1695 | 71 | 12 | 3 | Wednesday | 14 | 4.72 | 3.903 | 34.1765 | 54.1144 | 51.878 | 6.312 | 0 | 0.3463 | 18.36 | 21.4751 | 163.0966 | 0 | 0 | 0 | 6.7548 | 0
1696 | 71 | 12 | 3 | Wednesday | 15 | 4.604 | 4.121 | 34.0005 | 55.1972 | 51.878 | 6.312 | 0 | 0.3365 | 18.36 | 17.4992 | 164.229 | 0 | 0 | 0 | 6.6065 | 0
1697 | 71 | 12 | 3 | Wednesday | 16 | 4.545 | 3.809 | 33.9146 | 56.311 | 50.7246 | 25.246 | 0 | 0.4422 | 22.68 | 10.5774 | 168.1915 | 0 | 0 | 0 | 13.1145 | 0
1698 | 71 | 12 | 3 | Wednesday | 17 | 5.583 | 3.062 | 34.0263 | 54.2933 | 43.0931 | 31.558 | 0 | 0.4886 | 28.8 | 4.0787 | 164.0129 | 0 | 0 | 0 | 17.5405 | 0
1699 | 71 | 12 | 3 | Wednesday | 18 | 5.212 | 7.559 | 33.9007 | 65.288 | 51.7393 | 44.181 | 0 | 0.8537 | 30.96 | 0.6793 | 190.9166 | 0 | 0 | 0 | 24.1233 | 0
1700 | 71 | 12 | 3 | Wednesday | 19 | 5.802 | 6.935 | 33.7665 | 70.7204 | 57.1787 | 44.181 | 0 | 0.8719 | 25.2 | 0 | 195.2377 | 0 | 0 | 0 | 27.0599 | 0
1701 | 71 | 12 | 3 | Wednesday | 20 | 5.914 | 6.616 | 33.7599 | 75.2516 | 60.483 | 31.558 | 0 | 0.7619 | 25.2 | 0 | 202.6114 | 0 | 0 | 0 | 22.4308 | 0
1702 | 71 | 12 | 3 | Wednesday | 21 | 6.569 | 4.064 | 33.7557 | 69.495 | 55.4564 | 18.935 | 0 | 0.5248 | 25.2 | 0 | 188.8273 | 0 | 0 | 0 | 16.9833 | 0
1703 | 71 | 12 | 3 | Wednesday | 22 | 8.432 | 0.359 | 33.801 | 49.7368 | 40.0199 | 12.623 | 0 | 0.3093 | 16.2 | 0 | 140.4553 | 0 | 0 | 0 | 15.5775 | 0
1704 | 71 | 12 | 3 | Wednesday | 23 | 13.267 | 0 | 33.8098 | 26.9226 | 24.6242 | 12.623 | 0 | 0.3868 | 16.2 | 0 | 101.9434 | 0 | 0 | 0 | 20.5694 | 0
1705 | 72 | 13 | 3 | Thursday | 0 | 15.997 | 0 | 34.0403 | 17.5343 | 18.3373 | 6.312 | 0 | 0.371 | 14.4 | 0 | 84.6829 | 0 | 0 | 0 | 19.7059 | 0
1706 | 72 | 13 | 3 | Thursday | 1 | 17.39 | 0 | 34.2272 | 14.6472 | 16.4006 | 6.312 | 0 | 0.3989 | 11.88 | 0 | 77.554 | 0 | 0 | 0 | 21.1382 | 0
1707 | 72 | 13 | 3 | Thursday | 2 | 20.048 | 0 | 34.6632 | 11.7686 | 14.464 | 6.312 | 0 | 0.452 | 11.88 | 0 | 73.2279 | 0 | 0 | 0 | 23.8339 | 0
1708 | 72 | 13 | 3 | Thursday | 3 | 24.273 | 0 | 34.8913 | 11.7686 | 14.464 | 6.312 | 0 | 0.5366 | 11.88 | 0 | 73.5406 | 0 | 0 | 0 | 28.0962 | 0
1709 | 72 | 13 | 3 | Thursday | 4 | 28.079 | 0 | 35.1971 | 13.0128 | 14.464 | 6.312 | 0 | 0.6129 | 11.88 | 0 | 75.1668 | 0 | 0 | 0 | 31.939 | 0
1710 | 72 | 13 | 3 | Thursday | 5 | 24.711 | 0 | 35.0039 | 22.6634 | 20.5805 | 6.312 | 0 | 0.5469 | 11.88 | 0 | 90.6748 | 0 | 0 | 0 | 28.6081 | 0
1711 | 72 | 13 | 3 | Thursday | 6 | 18.756 | 0 | 34.5791 | 44.2813 | 35.484 | 31.558 | 0 | 0.6777 | 15.12 | 0 | 130.1421 | 0 | 0 | 0 | 38.7969 | 0
1712 | 72 | 13 | 3 | Thursday | 7 | 15.793 | 0 | 34.2366 | 61.1578 | 46.6998 | 44.181 | 0 | 0.6826 | 15.12 | 0.2459 | 157.8967 | 0 | 0 | 0 | 45.2944 | 0
1713 | 72 | 13 | 3 | Thursday | 8 | 12.539 | 0 | 34.1707 | 68.9065 | 52.1343 | 50.492 | 0 | 0.6846 | 18.72 | 1.725 | 174.6161 | 0 | 0 | 0 | 48.1052 | 0
1714 | 72 | 13 | 3 | Thursday | 9 | 11.356 | 0 | 34.2892 | 70.5245 | 52.8606 | 31.558 | 0 | 0.6511 | 18.72 | 2.0892 | 177.0453 | 0 | 0 | 0 | 34.4009 | 0
1715 | 72 | 13 | 3 | Thursday | 10 | 11.482 | 0 | 34.5079 | 65.1518 | 51.878 | 12.623 | 0 | 0.3926 | 14.4 | 3.1224 | 166.3304 | 0 | 0 | 0 | 20.884 | 0
1716 | 72 | 13 | 3 | Thursday | 11 | 9.641 | 7.242 | 34.5337 | 57.0229 | 51.878 | 12.623 | 0 | 0.7288 | 18.36 | 9.0263 | 170.2667 | 0 | 0 | 0 | 19.1353 | 0
1717 | 72 | 13 | 3 | Thursday | 12 | 7.978 | 4.006 | 34.514 | 52.366 | 51.1854 | 18.935 | 0 | 0.6882 | 18.36 | 23.5314 | 161.4464 | 0 | 0 | 0 | 21.4616 | 0
1718 | 72 | 13 | 3 | Thursday | 13 | 6.708 | 3.789 | 34.338 | 53.6723 | 51.878 | 18.935 | 0 | 0.6587 | 18.36 | 33.3136 | 163.0044 | 0 | 0 | 0 | 17.6235 | 0
1719 | 72 | 13 | 3 | Thursday | 14 | 6.334 | 3.943 | 34.171 | 54.3568 | 51.878 | 6.312 | 0 | 0.449 | 18.36 | 27.2851 | 163.4786 | 0 | 0 | 0 | 9.1313 | 0
1720 | 72 | 13 | 3 | Thursday | 15 | 6.697 | 4.125 | 33.9967 | 55.428 | 51.878 | 6.312 | 0 | 0.389 | 18.36 | 16.3121 | 164.5122 | 0 | 0 | 0 | 9.2366 | 0
1721 | 72 | 13 | 3 | Thursday | 16 | 7.082 | 3.81 | 33.9277 | 56.0461 | 50.7246 | 25.246 | 0 | 0.5288 | 22.68 | 9.9504 | 168.028 | 0 | 0 | 0 | 17.7305 | 0
1722 | 72 | 13 | 3 | Thursday | 17 | 7.654 | 3.065 | 33.9782 | 52.5147 | 43.0931 | 31.558 | 0 | 0.5738 | 28.8 | 4.7032 | 162.2741 | 0 | 0 | 0 | 22.0709 | 0
1723 | 72 | 13 | 3 | Thursday | 18 | 6.407 | 6.812 | 33.9267 | 64.7987 | 51.7393 | 44.181 | 0 | 0.8969 | 30.96 | 0.9496 | 189.6892 | 0 | 0 | 0 | 28.5196 | 0
1724 | 72 | 13 | 3 | Thursday | 19 | 6.695 | 6.792 | 33.751 | 70.7204 | 57.1787 | 44.181 | 0 | 0.9358 | 25.2 | 0 | 195.1314 | 0 | 0 | 0 | 30.8922 | 0
1725 | 72 | 13 | 3 | Thursday | 20 | 6.658 | 6.422 | 33.7557 | 75.2516 | 60.483 | 31.558 | 0 | 0.802 | 25.2 | 0 | 202.4379 | 0 | 0 | 0 | 25.1267 | 0
1726 | 72 | 13 | 3 | Thursday | 21 | 6.963 | 3.933 | 33.7557 | 69.495 | 55.4564 | 18.935 | 0 | 0.5461 | 25.2 | 0 | 188.707 | 0 | 0 | 0 | 18.4915 | 0
1727 | 72 | 13 | 3 | Thursday | 22 | 8.951 | 0.364 | 33.7969 | 49.7368 | 40.0199 | 12.623 | 0 | 0.3838 | 16.2 | 0 | 140.5308 | 0 | 0 | 0 | 16.8167 | 0
1728 | 72 | 13 | 3 | Thursday | 23 | 14.16 | 0 | 33.8108 | 26.9226 | 24.6242 | 12.623 | 0 | 0.4173 | 16.2 | 0 | 101.9748 | 0 | 0 | 0 | 22.1642 | 0
1729 | 73 | 14 | 3 | Friday | 0 | 17.376 | 0 | 34.0262 | 17.5343 | 18.3373 | 6.312 | 0 | 0.4044 | 14.4 | 0 | 84.7022 | 0 | 0 | 0 | 21.4299 | 0
1730 | 73 | 14 | 3 | Friday | 1 | 18.665 | 0 | 34.3232 | 14.6472 | 16.4006 | 6.312 | 0 | 0.4303 | 11.88 | 0 | 77.6814 | 0 | 0 | 0 | 22.7533 | 0
1731 | 73 | 14 | 3 | Friday | 2 | 22.129 | 0 | 34.6832 | 11.7686 | 14.464 | 6.312 | 0 | 0.4994 | 11.88 | 0 | 73.2953 | 0 | 0 | 0 | 26.2508 | 0
1732 | 73 | 14 | 3 | Friday | 3 | 24.153 | 0 | 34.8764 | 11.7686 | 14.464 | 6.312 | 0 | 0.5406 | 11.88 | 0 | 73.5296 | 0 | 0 | 0 | 28.3074 | 0
1733 | 73 | 14 | 3 | Friday | 4 | 24.913 | 0 | 35.0485 | 13.0128 | 14.464 | 6.312 | 0 | 0.5565 | 11.88 | 0 | 74.9619 | 0 | 0 | 0 | 29.1004 | 0
1734 | 73 | 14 | 3 | Friday | 5 | 22.998 | 0 | 34.8738 | 22.6634 | 20.5805 | 6.312 | 0 | 0.5189 | 11.88 | 0 | 90.5167 | 0 | 0 | 0 | 27.2186 | 0
1735 | 73 | 14 | 3 | Friday | 6 | 17.405 | 0 | 34.4029 | 44.2813 | 35.484 | 31.558 | 0 | 0.676 | 15.12 | 0.1099 | 129.9642 | 0 | 0 | 0 | 39.0074 | 0
1736 | 73 | 14 | 3 | Friday | 7 | 14.276 | 0 | 34.0004 | 60.9716 | 46.6998 | 44.181 | 0 | 0.6807 | 15.12 | 1.1246 | 157.4725 | 0 | 0 | 0 | 45.816 | 0
1737 | 73 | 14 | 3 | Friday | 8 | 11.769 | 0 | 33.9921 | 64.7573 | 52.1343 | 50.492 | 0 | 0.6837 | 18.72 | 4.4761 | 170.2874 | 0 | 0 | 0 | 49.4706 | 0
1738 | 73 | 14 | 3 | Friday | 9 | 10.299 | 0 | 34.0629 | 60.5345 | 52.8606 | 31.558 | 0 | 0.6701 | 18.72 | 12.585 | 166.8481 | 0 | 0 | 0 | 34.3063 | 0
1739 | 73 | 14 | 3 | Friday | 10 | 8.493 | 0 | 34.111 | 56.4254 | 51.878 | 12.623 | 0 | 0.398 | 14.4 | 21.3748 | 157.2123 | 0 | 0 | 0 | 17.482 | 0
1740 | 73 | 14 | 3 | Friday | 11 | 7.174 | 2.311 | 34.0829 | 54.7905 | 51.878 | 12.623 | 0 | 0.4829 | 18.36 | 25.8919 | 162.0932 | 0 | 0 | 0 | 14.9781 | 0
1741 | 73 | 14 | 3 | Friday | 12 | 6.496 | 3.608 | 34.1382 | 52.5335 | 51.1854 | 18.935 | 0 | 0.5731 | 18.36 | 27.9135 | 160.6917 | 0 | 0 | 0 | 16.4139 | 0
1742 | 73 | 14 | 3 | Friday | 13 | 6.024 | 8.816 | 33.9706 | 53.7744 | 51.878 | 18.935 | 0 | 0.7925 | 18.36 | 25.9786 | 168.3107 | 0 | 0 | 0 | 14.5902 | 0
1743 | 73 | 14 | 3 | Friday | 14 | 5.786 | 6.325 | 33.8884 | 53.9804 | 51.878 | 6.312 | 0 | 0.5154 | 18.36 | 22.1755 | 165.4631 | 0 | 0 | 0 | 8.3452 | 0
1744 | 73 | 14 | 3 | Friday | 15 | 5.954 | 5.231 | 33.8841 | 54.986 | 51.878 | 6.312 | 0 | 0.4429 | 18.36 | 19.0374 | 165.2086 | 0 | 0 | 0 | 8.3432 | 0
1745 | 73 | 14 | 3 | Friday | 16 | 5.977 | 4.748 | 33.8611 | 55.8736 | 50.7246 | 25.246 | 0 | 0.5414 | 22.68 | 12.8529 | 168.8157 | 0 | 0 | 0 | 15.7613 | 0
1746 | 73 | 14 | 3 | Friday | 17 | 6.88 | 5.27 | 33.8594 | 51.7172 | 43.0931 | 31.558 | 0 | 0.6537 | 28.8 | 4.9623 | 163.823 | 0 | 0 | 0 | 20.2695 | 0
1747 | 73 | 14 | 3 | Friday | 18 | 5.31 | 7.247 | 33.7371 | 64.3671 | 51.7393 | 44.181 | 0 | 0.8706 | 30.96 | 0.9017 | 189.5116 | 0 | 0 | 0 | 26.0866 | 0
1748 | 73 | 14 | 3 | Friday | 19 | 5.653 | 6.712 | 33.7324 | 70.7204 | 57.1787 | 44.181 | 0 | 0.8889 | 25.2 | 0 | 194.9796 | 0 | 0 | 0 | 28.623 | 0
1749 | 73 | 14 | 3 | Friday | 20 | 5.673 | 6.541 | 33.7557 | 75.2516 | 60.483 | 31.558 | 0 | 0.7743 | 25.2 | 0 | 202.5385 | 0 | 0 | 0 | 23.3271 | 0
1750 | 73 | 14 | 3 | Friday | 21 | 6.136 | 4.059 | 33.7557 | 69.495 | 55.4564 | 18.935 | 0 | 0.5283 | 25.2 | 0 | 188.8253 | 0 | 0 | 0 | 17.1992 | 0
1751 | 73 | 14 | 3 | Friday | 22 | 7.383 | 0.383 | 33.807 | 49.7368 | 40.0199 | 12.623 | 0 | 0.2983 | 16.2 | 0 | 140.4763 | 0 | 0 | 0 | 14.9479 | 0
1752 | 73 | 14 | 3 | Friday | 23 | 12.297 | 0.001 | 33.7813 | 26.9226 | 24.6242 | 12.623 | 0 | 0.3759 | 16.2 | 0 | 101.9051 | 0 | 0 | 0 | 20.0093 | 0
1753 | 74 | 15 | 3 | Saturday | 0 | 13.611 | 0 | 33.8858 | 18.3332 | 19.1419 | 6.312 | 0 | 0.3286 | 15.84 | 0 | 87.5296 | 0 | 0 | 0 | 17.5208 | 0
1754 | 74 | 15 | 3 | Saturday | 1 | 16.133 | 0 | 34.0581 | 17.5283 | 18.3373 | 6.312 | 0 | 0.3782 | 12.6 | 0 | 82.9019 | 0 | 0 | 0 | 20.0797 | 0
1755 | 74 | 15 | 3 | Saturday | 2 | 18.051 | 0 | 34.4917 | 11.771 | 14.464 | 6.312 | 0 | 0.4163 | 12.6 | 0 | 73.743 | 0 | 0 | 0 | 22.0328 | 0
1756 | 74 | 15 | 3 | Saturday | 3 | 21.68 | 0 | 34.798 | 11.771 | 14.464 | 6.312 | 0 | 0.4888 | 12.6 | 0 | 74.1218 | 0 | 0 | 0 | 25.6962 | 0
1757 | 74 | 15 | 3 | Saturday | 4 | 22.475 | 0 | 34.9145 | 11.771 | 14.464 | 6.312 | 0 | 0.505 | 12.6 | 0 | 74.2546 | 0 | 0 | 0 | 26.5261 | 0
1758 | 74 | 15 | 3 | Saturday | 5 | 23.147 | 0 | 35.0028 | 13.0152 | 14.464 | 6.312 | 0 | 0.5191 | 12.6 | 0 | 75.6011 | 0 | 0 | 0 | 27.2325 | 0
1759 | 74 | 15 | 3 | Saturday | 6 | 21.406 | 0 | 34.8524 | 30.2702 | 24.9086 | 31.558 | 0 | 0.6803 | 14.4 | 0.1611 | 105.1115 | 0 | 0 | 0 | 42.381 | 0
1760 | 74 | 15 | 3 | Saturday | 7 | 19.712 | 0 | 34.6911 | 32.4345 | 26.405 | 44.181 | 0 | 0.6864 | 11.52 | 1.8564 | 105.7369 | 0 | 0 | 0 | 50.436 | 0
1761 | 74 | 15 | 3 | Saturday | 8 | 16.565 | 0 | 34.4959 | 39.463 | 37.4339 | 50.492 | 0 | 0.6881 | 16.2 | 5.6827 | 128.2809 | 0 | 0 | 0 | 53.4092 | 0
1762 | 74 | 15 | 3 | Saturday | 9 | 15.162 | 0 | 34.4778 | 36.0917 | 37.9057 | 31.558 | 0 | 0.6728 | 16.2 | 7.8568 | 125.3479 | 0 | 0 | 0 | 38.9513 | 0
1763 | 74 | 15 | 3 | Saturday | 10 | 12.539 | 0 | 34.4751 | 32.7288 | 37.2508 | 12.623 | 0 | 0.4266 | 15.12 | 11.9658 | 120.0012 | 0 | 0 | 0 | 22.1727 | 0
1764 | 74 | 15 | 3 | Saturday | 11 | 10.386 | 1.436 | 34.5255 | 29.6412 | 35.3135 | 12.623 | 0 | 0.4858 | 21.6 | 18.3705 | 123.1185 | 0 | 0 | 0 | 19.677 | 0
1765 | 74 | 15 | 3 | Saturday | 12 | 9.599 | 2.769 | 34.2884 | 26.3745 | 34.2247 | 18.935 | 0 | 0.6252 | 23.4 | 23.475 | 121.9078 | 0 | 0 | 0 | 22.3897 | 0
1766 | 74 | 15 | 3 | Saturday | 13 | 9.586 | 2.816 | 34.1866 | 26.456 | 33.0722 | 18.935 | 0 | 0.608 | 23.4 | 25.4359 | 120.7683 | 0 | 0 | 0 | 20.9578 | 0
1767 | 74 | 15 | 3 | Saturday | 14 | 9.75 | 2.912 | 34.1981 | 26.082 | 33.0722 | 6.312 | 0 | 0.4422 | 23.4 | 22.1623 | 120.3439 | 0 | 0 | 0 | 13.1015 | 0
1768 | 74 | 15 | 3 | Saturday | 15 | 9.965 | 2.957 | 34.2707 | 27.2552 | 33.0722 | 6.312 | 0 | 0.4059 | 23.4 | 16.1248 | 121.602 | 0 | 0 | 0 | 13.1137 | 0
1769 | 74 | 15 | 3 | Saturday | 16 | 10.927 | 2.884 | 34.467 | 29.4635 | 33.0722 | 25.246 | 0 | 0.5971 | 23.4 | 10.1913 | 124.1182 | 0 | 0 | 0 | 23.8772 | 0
1770 | 74 | 15 | 3 | Saturday | 17 | 11.777 | 2.518 | 34.3286 | 30.3846 | 32.9581 | 31.558 | 0 | 0.6753 | 27 | 4.3744 | 128.0698 | 0 | 0 | 0 | 28.9165 | 0
1771 | 74 | 15 | 3 | Saturday | 18 | 10.261 | 1.787 | 34.0263 | 55.1611 | 46.5147 | 44.181 | 0 | 0.7629 | 28.8 | 0.8075 | 167.198 | 0 | 0 | 0 | 35.9246 | 0
1772 | 74 | 15 | 3 | Saturday | 19 | 10.304 | 7.32 | 33.8531 | 61.3403 | 50.3878 | 44.181 | 0 | 1.053 | 28.8 | 0 | 183.3512 | 0 | 0 | 0 | 37.7837 | 0
1773 | 74 | 15 | 3 | Saturday | 20 | 10.279 | 5.66 | 33.7219 | 61.3343 | 50.3878 | 31.558 | 0 | 0.8725 | 27 | 0 | 179.4374 | 0 | 0 | 0 | 30.9085 | 0
1774 | 74 | 15 | 3 | Saturday | 21 | 9.965 | 4.796 | 33.7182 | 61.3343 | 50.3878 | 18.935 | 0 | 0.6709 | 27 | 0 | 178.2985 | 0 | 0 | 0 | 22.7275 | 0
1775 | 74 | 15 | 3 | Saturday | 22 | 10.731 | 0.793 | 33.7511 | 49.2003 | 40.077 | 12.623 | 0 | 0.4033 | 19.8 | 0 | 144.0898 | 0 | 0 | 0 | 19.3944 | 0
1776 | 74 | 15 | 3 | Saturday | 23 | 15.628 | 0.007 | 33.9261 | 28.1779 | 24.6242 | 12.623 | 0 | 0.4608 | 19.8 | 0 | 106.9964 | 0 | 0 | 0 | 24.4104 | 0
1777 | 75 | 16 | 3 | Sunday | 0 | 19.629 | 0 | 34.3583 | 24.1043 | 23.0149 | 6.312 | 0 | 0.4556 | 19.8 | 0 | 101.7331 | 0 | 0 | 0 | 24.0641 | 0
1778 | 75 | 16 | 3 | Sunday | 1 | 24.392 | 0 | 34.6446 | 23.3102 | 22.2101 | 6.312 | 0 | 0.5495 | 19.8 | 0 | 100.5145 | 0 | 0 | 0 | 28.8566 | 0
1779 | 75 | 16 | 3 | Sunday | 2 | 38.142 | 0 | 34.8944 | 17.5379 | 18.3373 | 6.312 | 0 | 0.6869 | 15.48 | 0 | 86.9364 | 0 | 0 | 0 | 42.6462 | 0
1780 | 75 | 16 | 3 | Sunday | 3 | 45.239 | 0 | 35.179 | 17.5379 | 18.3373 | 6.312 | 0 | 0.6945 | 15.48 | 0 | 87.2287 | 0 | 0 | 0 | 49.7811 | 0
1781 | 75 | 16 | 3 | Sunday | 4 | 49.971 | 0 | 35.212 | 17.5379 | 18.3373 | 6.312 | 0 | 0.6995 | 15.48 | 0 | 87.2667 | 0 | 0 | 0 | 54.5463 | 0
1782 | 75 | 16 | 3 | Sunday | 5 | 49.818 | 0 | 35.2138 | 18.7817 | 18.3373 | 6.312 | 0 | 0.7001 | 15.48 | 0 | 88.5128 | 0 | 0 | 0 | 54.4214 | 0
1783 | 75 | 16 | 3 | Sunday | 6 | 43.832 | 0 | 35.0068 | 26.931 | 24.6242 | 31.558 | 0 | 0.7025 | 18.72 | 0.1963 | 105.9845 | 0 | 0 | 0 | 67.3006 | 0
1784 | 75 | 16 | 3 | Sunday | 7 | 36.682 | 0 | 34.6384 | 33.1462 | 29.9942 | 44.181 | 0 | 0.7035 | 18.72 | 2.3409 | 117.2024 | 0 | 0 | 0 | 70.6179 | 0
1785 | 75 | 16 | 3 | Sunday | 8 | 28.753 | 0 | 34.4324 | 29.3688 | 33.2132 | 50.492 | 0 | 0.7034 | 23.4 | 8.0666 | 121.1177 | 0 | 0 | 0 | 68.9252 | 0
1786 | 75 | 16 | 3 | Sunday | 9 | 24.81 | 0 | 34.4397 | 21.5163 | 29.3396 | 31.558 | 0 | 0.7098 | 23.4 | 14.3748 | 109.4053 | 0 | 0 | 0 | 50.0901 | 0
1787 | 75 | 16 | 3 | Sunday | 10 | 22.414 | 0 | 34.4481 | 22.4314 | 32.5586 | 12.623 | 0 | 0.6597 | 19.08 | 19.6094 | 109.1778 | 0 | 0 | 0 | 31.9999 | 0
1788 | 75 | 16 | 3 | Sunday | 11 | 20.314 | 0 | 34.4822 | 21.852 | 32.5586 | 12.623 | 0 | 0.6074 | 21.6 | 21.2664 | 111.1003 | 0 | 0 | 0 | 29.1615 | 0
1789 | 75 | 16 | 3 | Sunday | 12 | 17.941 | 0 | 34.4052 | 21.6048 | 33.0367 | 18.935 | 0 | 0.6323 | 19.08 | 23.4073 | 108.759 | 0 | 0 | 0 | 30.0489 | 0
1790 | 75 | 16 | 3 | Sunday | 13 | 17.547 | 0 | 34.5997 | 18.9301 | 29.1634 | 18.935 | 0 | 0.6086 | 18.36 | 25.464 | 101.6618 | 0 | 0 | 0 | 28.3621 | 0
1791 | 75 | 16 | 3 | Sunday | 14 | 16.864 | 0 | 34.6331 | 19.2763 | 29.1634 | 6.312 | 0 | 0.4481 | 18 | 26.2536 | 101.5209 | 0 | 0 | 0 | 19.9582 | 0
1792 | 75 | 16 | 3 | Sunday | 15 | 17.075 | 0 | 34.6614 | 20.4606 | 29.1634 | 6.312 | 0 | 0.4199 | 15.84 | 22.8938 | 100.5453 | 0 | 0 | 0 | 19.7087 | 0
1793 | 75 | 16 | 3 | Sunday | 16 | 17.367 | 0 | 34.6203 | 19.9789 | 27.5539 | 25.246 | 0 | 0.5318 | 23.04 | 14.3099 | 105.7249 | 0 | 0 | 0 | 27.5982 | 0
1794 | 75 | 16 | 3 | Sunday | 17 | 18.381 | 0 | 34.6144 | 21.0267 | 26.399 | 31.558 | 0 | 0.6176 | 22.32 | 5.3861 | 104.9776 | 0 | 0 | 0 | 32.2686 | 0
1795 | 75 | 16 | 3 | Sunday | 18 | 16.68 | 0 | 34.1083 | 43.1231 | 38.0184 | 44.181 | 0 | 0.682 | 23.4 | 1.0585 | 139.3318 | 0 | 0 | 0 | 38.128 | 0
1796 | 75 | 16 | 3 | Sunday | 19 | 15.239 | 0 | 33.7404 | 55.5005 | 45.7644 | 44.181 | 0 | 0.68 | 22.68 | 0 | 158.3654 | 0 | 0 | 0 | 38.8374 | 0
1797 | 75 | 16 | 3 | Sunday | 20 | 14.503 | 0 | 33.7182 | 60.0165 | 49.6381 | 31.558 | 0 | 0.6178 | 22.68 | 0 | 166.6706 | 0 | 0 | 0 | 32.5518 | 0
1798 | 75 | 16 | 3 | Sunday | 21 | 16.182 | 0 | 33.7238 | 48.5011 | 41.8913 | 18.935 | 0 | 0.5197 | 22.68 | 0 | 147.3158 | 0 | 0 | 0 | 27.4704 | 0
1799 | 75 | 16 | 3 | Sunday | 22 | 21.378 | 0 | 33.7788 | 40.3665 | 35.5897 | 12.623 | 0 | 0.5536 | 14.4 | 0 | 124.6885 | 0 | 0 | 0 | 29.0875 | 0
1800 | 75 | 16 | 3 | Sunday | 23 | 31.558 | 0 | 34.3342 | 25.6748 | 24.6242 | 12.623 | 0 | 0.6802 | 14.4 | 0 | 99.7135 | 0 | 0 | 0 | 39.4222 | 0
1801 | 76 | 17 | 3 | Monday | 0 | 41.658 | 0 | 34.6597 | 17.5343 | 18.3373 | 6.312 | 0 | 0.691 | 14.4 | 0 | 85.6222 | 0 | 0 | 0 | 45.651 | 0
1802 | 76 | 17 | 3 | Monday | 1 | 47.54 | 0 | 35.1821 | 14.6472 | 16.4006 | 6.312 | 0 | 0.6959 | 11.88 | 0 | 78.8059 | 0 | 0 | 0 | 51.574 | 0
1803 | 76 | 17 | 3 | Monday | 2 | 60.333 | 0 | 35.2179 | 11.7686 | 14.464 | 6.312 | 0 | 0.7105 | 11.88 | 0 | 74.0411 | 0 | 0 | 0 | 64.4107 | 0
1804 | 76 | 17 | 3 | Monday | 3 | 80.765 | 0 | 34.9138 | 11.7686 | 14.464 | 6.312 | 0 | 0.7328 | 11.88 | 0 | 73.7593 | 0 | 0 | 0 | 84.8864 | 0
1805 | 76 | 17 | 3 | Monday | 4 | 89.565 | 0 | 34.8382 | 13.0128 | 14.464 | 6.312 | 0 | 0.7408 | 11.88 | 0 | 74.9358 | 0 | 0 | 0 | 93.7238 | 0
1806 | 76 | 17 | 3 | Monday | 5 | 85.064 | 0 | 34.7927 | 22.6634 | 20.5805 | 6.312 | 0 | 0.7354 | 11.88 | 0 | 90.652 | 0 | 0 | 0 | 89.2552 | 0
1807 | 76 | 17 | 3 | Monday | 6 | 77.469 | 0 | 34.5382 | 44.2811 | 35.484 | 31.558 | 0 | 0.7336 | 15.12 | 0.1734 | 130.1568 | 0 | 0 | 0 | 98.924 | 0
1808 | 76 | 17 | 3 | Monday | 7 | 73.538 | 0 | 34.4114 | 58.616 | 46.6998 | 44.181 | 0 | 0.7369 | 15.12 | 2.3531 | 155.5841 | 0 | 0 | 0 | 104.8562 | 0
1809 | 76 | 17 | 3 | Monday | 8 | 59.469 | 0 | 34.3861 | 57.703 | 52.1343 | 50.492 | 0 | 0.7372 | 18.72 | 10.534 | 163.6806 | 0 | 0 | 0 | 96.87 | 0
1810 | 76 | 17 | 3 | Monday | 9 | 41.868 | 0 | 34.3545 | 56.4165 | 52.8606 | 31.558 | 0 | 0.7711 | 18.72 | 22.5963 | 163.1226 | 0 | 0 | 0 | 64.6758 | 0
1811 | 76 | 17 | 3 | Monday | 10 | 33.252 | 0 | 34.3965 | 54.3154 | 51.878 | 12.623 | 0 | 0.8029 | 14.4 | 31.8865 | 155.7928 | 0 | 0 | 0 | 41.0175 | 0
1812 | 76 | 17 | 3 | Monday | 11 | 25.024 | 0 | 34.388 | 53.5018 | 51.878 | 12.623 | 0 | 0.7195 | 18.36 | 36.1778 | 158.8473 | 0 | 0 | 0 | 30.9704 | 0
1813 | 76 | 17 | 3 | Monday | 12 | 18.708 | 2.695 | 34.291 | 51.4746 | 51.1854 | 18.935 | 0 | 0.7347 | 18.36 | 37.4534 | 158.9599 | 0 | 0 | 0 | 25.0343 | 0
1814 | 76 | 17 | 3 | Monday | 13 | 15.625 | 2.733 | 34.3028 | 53.2524 | 51.878 | 18.935 | 0 | 0.6236 | 18.36 | 37.5402 | 161.3725 | 0 | 0 | 0 | 19.6597 | 0
1815 | 76 | 17 | 3 | Monday | 14 | 14.714 | 2.784 | 34.167 | 53.8619 | 51.878 | 6.312 | 0 | 0.5051 | 18.36 | 33.0524 | 161.7831 | 0 | 0 | 0 | 15.4302 | 0
1816 | 76 | 17 | 3 | Monday | 15 | 14.542 | 3.441 | 33.9115 | 54.8189 | 51.878 | 6.312 | 0 | 0.4749 | 18.36 | 24.8966 | 163.1643 | 0 | 0 | 0 | 14.9699 | 0
1817 | 76 | 17 | 3 | Monday | 16 | 14.75 | 3.113 | 33.7826 | 55.5044 | 50.7246 | 25.246 | 0 | 0.486 | 22.68 | 15.263 | 166.5446 | 0 | 0 | 0 | 17.0889 | 0
1818 | 76 | 17 | 3 | Monday | 17 | 15.695 | 2.184 | 33.7602 | 50.9204 | 43.0931 | 31.558 | 0 | 0.5017 | 28.8 | 5.6032 | 159.4377 | 0 | 0 | 0 | 20.2815 | 0
1819 | 76 | 17 | 3 | Monday | 18 | 9.45 | 3.046 | 33.9429 | 63.9566 | 51.7393 | 44.181 | 0 | 0.5208 | 30.96 | 0.9381 | 184.4136 | 0 | 0 | 0 | 18.7682 | 0
1820 | 76 | 17 | 3 | Monday | 19 | 8.931 | 7.235 | 33.8013 | 70.7204 | 57.1787 | 44.181 | 0 | 0.7871 | 25.2 | 0 | 195.5124 | 0 | 0 | 0 | 21.3791 | 0
1821 | 76 | 17 | 3 | Monday | 20 | 10.429 | 4.945 | 33.7268 | 75.2516 | 60.483 | 31.558 | 0 | 0.6535 | 25.2 | 0 | 200.663 | 0 | 0 | 0 | 21.098 | 0
1822 | 76 | 17 | 3 | Monday | 21 | 12.008 | 2.158 | 33.7555 | 69.495 | 55.4564 | 18.935 | 0 | 0.4691 | 25.2 | 0 | 186.7095 | 0 | 0 | 0 | 19.0812 | 0
1823 | 76 | 17 | 3 | Monday | 22 | 16.099 | 0.075 | 33.7828 | 49.7368 | 40.0199 | 12.623 | 0 | 0.4021 | 16.2 | 0 | 140.2231 | 0 | 0 | 0 | 21.0847 | 0
1824 | 76 | 17 | 3 | Monday | 23 | 26.662 | 0 | 33.8957 | 26.9226 | 24.6242 | 12.623 | 0 | 0.6094 | 16.2 | 0 | 102.2518 | 0 | 0 | 0 | 31.8575 | 0
1825 | 77 | 18 | 3 | Tuesday | 0 | 38.908 | 0 | 34.4786 | 17.5343 | 18.3373 | 6.312 | 0 | 0.6833 | 14.4 | 0 | 85.4334 | 0 | 0 | 0 | 41.5896 | 0
1826 | 77 | 18 | 3 | Tuesday | 1 | 49.876 | 0 | 35.1536 | 14.6472 | 16.4006 | 6.312 | 0 | 0.6955 | 11.88 | 0 | 78.7769 | 0 | 0 | 0 | 52.6187 | 0
1827 | 77 | 18 | 3 | Tuesday | 2 | 58.465 | 0 | 35.3985 | 11.7686 | 14.464 | 6.312 | 0 | 0.7036 | 11.88 | 0 | 74.2148 | 0 | 0 | 0 | 61.2638 | 0
1828 | 77 | 18 | 3 | Tuesday | 3 | 60.845 | 0 | 35.3642 | 11.7686 | 14.464 | 6.312 | 0 | 0.708 | 11.88 | 0 | 74.1848 | 0 | 0 | 0 | 63.6957 | 0
1829 | 77 | 18 | 3 | Tuesday | 4 | 64.186 | 0 | 35.2867 | 13.0128 | 14.464 | 6.312 | 0 | 0.7139 | 11.88 | 0 | 75.3574 | 0 | 0 | 0 | 67.0885 | 0
1830 | 77 | 18 | 3 | Tuesday | 5 | 64.516 | 0 | 35.0122 | 22.6634 | 20.5805 | 6.312 | 0 | 0.7151 | 11.88 | 0 | 90.8512 | 0 | 0 | 0 | 67.469 | 0
1831 | 77 | 18 | 3 | Tuesday | 6 | 54.416 | 0 | 34.7382 | 44.2811 | 35.484 | 31.558 | 0 | 0.7117 | 15.12 | 0.2663 | 130.335 | 0 | 0 | 0 | 69.8876 | 0
1832 | 77 | 18 | 3 | Tuesday | 7 | 43.974 | 0 | 34.5562 | 59.3806 | 46.6998 | 44.181 | 0 | 0.71 | 15.12 | 2.7079 | 156.4666 | 0 | 0 | 0 | 67.4791 | 0
1833 | 77 | 18 | 3 | Tuesday | 8 | 36.848 | 0 | 34.5368 | 60.7054 | 52.1343 | 50.492 | 0 | 0.709 | 18.72 | 8.5943 | 166.8055 | 0 | 0 | 0 | 66.1429 | 0
1834 | 77 | 18 | 3 | Tuesday | 9 | 35.174 | 0 | 34.5661 | 58.4183 | 52.8606 | 31.558 | 0 | 0.7044 | 18.72 | 16.2006 | 165.2693 | 0 | 0 | 0 | 54.5829 | 0
1835 | 77 | 18 | 3 | Tuesday | 10 | 27.327 | 0 | 34.617 | 55.2698 | 51.878 | 12.623 | 0 | 0.6975 | 14.4 | 23.2491 | 156.8623 | 0 | 0 | 0 | 34.8303 | 0
1836 | 77 | 18 | 3 | Tuesday | 11 | 19.771 | 0 | 34.6497 | 54.4046 | 51.878 | 12.623 | 0 | 0.5655 | 18.36 | 26.6127 | 159.8578 | 0 | 0 | 0 | 26.5492 | 0
1837 | 77 | 18 | 3 | Tuesday | 12 | 15.739 | 2.343 | 34.6184 | 52.4002 | 51.1854 | 18.935 | 0 | 0.6587 | 18.36 | 29.5062 | 159.7565 | 0 | 0 | 0 | 24.619 | 0
1838 | 77 | 18 | 3 | Tuesday | 13 | 14.041 | 3.165 | 34.6236 | 54.2061 | 51.878 | 18.935 | 0 | 0.6311 | 18.36 | 28.1879 | 163.1216 | 0 | 0 | 0 | 21.6994 | 0
1839 | 77 | 18 | 3 | Tuesday | 14 | 13.553 | 3.556 | 34.4578 | 54.4716 | 51.878 | 6.312 | 0 | 0.4959 | 18.36 | 21.407 | 163.5091 | 0 | 0 | 0 | 15.9078 | 0
1840 | 77 | 18 | 3 | Tuesday | 15 | 12.86 | 3.902 | 34.1636 | 54.8876 | 51.878 | 6.312 | 0 | 0.4851 | 18.36 | 16.1843 | 163.9942 | 0 | 0 | 0 | 15.2324 | 0
1841 | 77 | 18 | 3 | Tuesday | 16 | 11.878 | 3.582 | 33.8808 | 55.7581 | 50.7246 | 25.246 | 0 | 0.5981 | 22.68 | 10.9472 | 167.5155 | 0 | 0 | 0 | 21.9051 | 0
1842 | 77 | 18 | 3 | Tuesday | 17 | 12.56 | 2.836 | 33.828 | 51.9834 | 43.0931 | 31.558 | 0 | 0.644 | 28.8 | 5.3995 | 161.415 | 0 | 0 | 0 | 26.2414 | 0
1843 | 77 | 18 | 3 | Tuesday | 18 | 8.704 | 4.545 | 33.9431 | 64.2178 | 51.7393 | 44.181 | 0 | 0.806 | 30.96 | 1.2446 | 186.5816 | 0 | 0 | 0 | 29.862 | 0
1844 | 77 | 18 | 3 | Tuesday | 19 | 8.452 | 6.494 | 33.7649 | 70.7204 | 57.1787 | 44.181 | 0 | 0.938 | 25.2 | 0 | 194.8254 | 0 | 0 | 0 | 31.773 | 0
1845 | 77 | 18 | 3 | Tuesday | 20 | 8.936 | 5.57 | 33.7457 | 75.2516 | 60.483 | 31.558 | 0 | 0.7908 | 25.2 | 0 | 201.495 | 0 | 0 | 0 | 26.8232 | 0
1846 | 77 | 18 | 3 | Tuesday | 21 | 10.997 | 2.646 | 33.7326 | 69.495 | 55.4564 | 18.935 | 0 | 0.5512 | 25.2 | 0 | 187.2966 | 0 | 0 | 0 | 22.1931 | 0
1847 | 77 | 18 | 3 | Tuesday | 22 | 17.121 | 0.099 | 33.7817 | 49.7368 | 40.0199 | 12.623 | 0 | 0.5236 | 16.2 | 0 | 140.3689 | 0 | 0 | 0 | 24.7703 | 0
1848 | 77 | 18 | 3 | Tuesday | 23 | 30.817 | 0 | 33.9482 | 26.9226 | 24.6242 | 12.623 | 0 | 0.6708 | 16.2 | 0 | 102.3658 | 0 | 0 | 0 | 38.6216 | 0
1849 | 78 | 19 | 3 | Wednesday | 0 | 41.206 | 0 | 34.6015 | 17.5343 | 18.3373 | 6.312 | 0 | 0.6877 | 14.4 | 0 | 85.5607 | 0 | 0 | 0 | 45.1695 | 0
1850 | 78 | 19 | 3 | Wednesday | 1 | 49.249 | 0 | 35.2145 | 14.6472 | 16.4006 | 6.312 | 0 | 0.6945 | 11.88 | 0 | 78.8368 | 0 | 0 | 0 | 53.2562 | 0
1851 | 78 | 19 | 3 | Wednesday | 2 | 61.743 | 0 | 35.415 | 11.7686 | 14.464 | 6.312 | 0 | 0.7064 | 11.88 | 0 | 74.2341 | 0 | 0 | 0 | 65.7935 | 0
1852 | 78 | 19 | 3 | Wednesday | 3 | 75.596 | 0 | 35.3024 | 11.7686 | 14.464 | 6.312 | 0 | 0.7225 | 11.88 | 0 | 74.1376 | 0 | 0 | 0 | 79.688 | 0
1853 | 78 | 19 | 3 | Wednesday | 4 | 90.771 | 0 | 34.9716 | 13.0128 | 14.464 | 6.312 | 0 | 0.7411 | 11.88 | 0 | 75.0695 | 0 | 0 | 0 | 94.9024 | 0
1854 | 78 | 19 | 3 | Wednesday | 5 | 86.497 | 0 | 34.782 | 22.6634 | 20.5805 | 6.312 | 0 | 0.7362 | 11.88 | 0 | 90.6422 | 0 | 0 | 0 | 90.6611 | 0
1855 | 78 | 19 | 3 | Wednesday | 6 | 75.173 | 0 | 34.4972 | 44.2457 | 35.484 | 31.558 | 0 | 0.7311 | 15.12 | 0.208 | 130.078 | 0 | 0 | 0 | 96.4923 | 0
1856 | 78 | 19 | 3 | Wednesday | 7 | 62.81 | 0 | 34.378 | 56.012 | 46.6998 | 44.181 | 0 | 0.728 | 15.12 | 3.3708 | 152.9378 | 0 | 0 | 0 | 93.9354 | 0
1857 | 78 | 19 | 3 | Wednesday | 8 | 46.755 | 0 | 34.349 | 57.7617 | 52.1343 | 50.492 | 0 | 0.7423 | 18.72 | 14.3942 | 163.7073 | 0 | 0 | 0 | 83.6195 | 0
1858 | 78 | 19 | 3 | Wednesday | 9 | 36.992 | 0 | 34.34 | 57.1393 | 52.8606 | 31.558 | 0 | 0.7741 | 18.72 | 24.8428 | 163.834 | 0 | 0 | 0 | 58.8019 | 0
1859 | 78 | 19 | 3 | Wednesday | 10 | 29.104 | 0 | 34.3599 | 54.0882 | 51.878 | 12.623 | 0 | 0.7654 | 14.4 | 29.8913 | 155.4915 | 0 | 0 | 0 | 36.5991 | 0
1860 | 78 | 19 | 3 | Wednesday | 11 | 21.627 | 0.123 | 34.3751 | 53.4041 | 51.878 | 12.623 | 0 | 0.6271 | 18.36 | 31.5192 | 158.7772 | 0 | 0 | 0 | 27.7979 | 0
1861 | 78 | 19 | 3 | Wednesday | 12 | 18.325 | 3.061 | 34.317 | 51.5985 | 51.1854 | 18.935 | 0 | 0.7303 | 18.36 | 31.8692 | 159.5021 | 0 | 0 | 0 | 25.8836 | 0
1862 | 78 | 19 | 3 | Wednesday | 13 | 17.371 | 3.307 | 34.3795 | 53.3289 | 51.878 | 18.935 | 0 | 0.6989 | 18.36 | 33.6125 | 162.2216 | 0 | 0 | 0 | 23.4208 | 0
1863 | 78 | 19 | 3 | Wednesday | 14 | 17.377 | 3.453 | 34.2832 | 54.1736 | 51.878 | 6.312 | 0 | 0.6059 | 18.36 | 32.9413 | 163.035 | 0 | 0 | 0 | 18.8571 | 0
1864 | 78 | 19 | 3 | Wednesday | 15 | 18.431 | 3.647 | 34.2013 | 55.307 | 51.878 | 6.312 | 0 | 0.5942 | 18.36 | 27.9454 | 164.2843 | 0 | 0 | 0 | 19.5079 | 0
1865 | 78 | 19 | 3 | Wednesday | 16 | 18.424 | 3.227 | 34.1661 | 55.378 | 50.7246 | 25.246 | 0 | 0.6052 | 22.68 | 17.5271 | 167.0432 | 0 | 0 | 0 | 22.9203 | 0
1866 | 78 | 19 | 3 | Wednesday | 17 | 20.839 | 2.303 | 34.2152 | 50.2566 | 43.0931 | 31.558 | 0 | 0.6576 | 28.8 | 6.4393 | 159.513 | 0 | 0 | 0 | 27.9755 | 0
1867 | 78 | 19 | 3 | Wednesday | 18 | 15.87 | 2.294 | 33.8829 | 63.2374 | 51.7393 | 44.181 | 0 | 0.6692 | 30.96 | 1.1952 | 182.9701 | 0 | 0 | 0 | 28.5062 | 0
1868 | 78 | 19 | 3 | Wednesday | 19 | 14.097 | 1.406 | 33.9677 | 70.7204 | 57.1787 | 44.181 | 0 | 0.6412 | 25.2 | 0 | 189.2281 | 0 | 0 | 0 | 29.5922 | 0
1869 | 78 | 19 | 3 | Wednesday | 20 | 19.429 | 1.176 | 33.9643 | 75.2516 | 60.483 | 31.558 | 0 | 0.6697 | 25.2 | 0 | 196.8403 | 0 | 0 | 0 | 32.1209 | 0
1870 | 78 | 19 | 3 | Wednesday | 21 | 25.329 | 0.531 | 33.8304 | 69.495 | 55.4564 | 18.935 | 0 | 0.6651 | 25.2 | 0 | 185.2207 | 0 | 0 | 0 | 33.5566 | 0
1871 | 78 | 19 | 3 | Wednesday | 22 | 36.064 | 0.034 | 33.803 | 49.7368 | 40.0199 | 12.623 | 0 | 0.6788 | 16.2 | 0 | 140.4748 | 0 | 0 | 0 | 41.8095 | 0
1872 | 78 | 19 | 3 | Wednesday | 23 | 57.472 | 0 | 34.0301 | 26.9226 | 24.6242 | 12.623 | 0 | 0.7018 | 16.2 | 0 | 102.4787 | 0 | 0 | 0 | 63.4376 | 0
1873 | 79 | 20 | 3 | Thursday | 0 | 74.054 | 0 | 34.7774 | 17.5343 | 18.3373 | 6.312 | 0 | 0.7171 | 14.4 | 0 | 85.7661 | 0 | 0 | 0 | 77.1138 | 0
1874 | 79 | 20 | 3 | Thursday | 1 | 78.271 | 0 | 35.1323 | 14.6472 | 16.4006 | 6.312 | 0 | 0.7216 | 11.88 | 0 | 78.7818 | 0 | 0 | 0 | 81.3801 | 0
1875 | 79 | 20 | 3 | Thursday | 2 | 86.667 | 0 | 35.2394 | 11.7686 | 14.464 | 6.312 | 0 | 0.7319 | 11.88 | 0 | 74.0839 | 0 | 0 | 0 | 89.8259 | 0
1876 | 79 | 20 | 3 | Thursday | 3 | 100.414 | 0 | 34.9993 | 11.7686 | 14.464 | 6.312 | 0 | 0.7497 | 11.88 | 0 | 73.8617 | 0 | 0 | 0 | 103.6217 | 0
1877 | 79 | 20 | 3 | Thursday | 4 | 100.499 | 0 | 34.8167 | 13.0128 | 14.464 | 6.312 | 0 | 0.7513 | 11.88 | 0 | 74.9248 | 0 | 0 | 0 | 103.7532 | 0
1878 | 79 | 20 | 3 | Thursday | 5 | 88.797 | 0 | 34.6806 | 22.6634 | 20.5805 | 6.312 | 0 | 0.7393 | 11.88 | 0 | 90.5439 | 0 | 0 | 0 | 92.0942 | 0
1879 | 79 | 20 | 3 | Thursday | 6 | 74.505 | 0 | 34.3892 | 44.2783 | 35.484 | 31.558 | 0 | 0.7318 | 15.12 | 0.2421 | 130.0032 | 0 | 0 | 0 | 91.6358 | 0
1880 | 79 | 20 | 3 | Thursday | 7 | 67.456 | 0 | 34.2738 | 57.7059 | 46.6998 | 44.181 | 0 | 0.7325 | 15.12 | 2.6754 | 154.5321 | 0 | 0 | 0 | 93.1371 | 0
1881 | 79 | 20 | 3 | Thursday | 8 | 57.801 | 0 | 34.2645 | 57.3106 | 52.1343 | 50.492 | 0 | 0.7303 | 18.72 | 9.478 | 163.1597 | 0 | 0 | 0 | 89.3735 | 0
1882 | 79 | 20 | 3 | Thursday | 9 | 50.132 | 0 | 34.2668 | 56.6161 | 52.8606 | 31.558 | 0 | 0.7254 | 18.72 | 17.2688 | 163.1888 | 0 | 0 | 0 | 70.7898 | 0
1883 | 79 | 20 | 3 | Thursday | 10 | 43.506 | 0 | 34.3211 | 54.5822 | 51.878 | 12.623 | 0 | 0.7496 | 14.4 | 24.2637 | 155.9309 | 0 | 0 | 0 | 51.4383 | 0
1884 | 79 | 20 | 3 | Thursday | 11 | 32.381 | 0 | 34.3419 | 53.9254 | 51.878 | 12.623 | 0 | 0.76 | 18.36 | 28.7936 | 159.2653 | 0 | 0 | 0 | 39.4011 | 0
1885 | 79 | 20 | 3 | Thursday | 12 | 28.014 | 1.56 | 34.351 | 52.1625 | 51.1854 | 18.935 | 0 | 0.8164 | 18.36 | 26.4956 | 158.5619 | 0 | 0 | 0 | 37.3194 | 0
1886 | 79 | 20 | 3 | Thursday | 13 | 25.364 | 2.526 | 34.2837 | 54.6125 | 51.878 | 18.935 | 0 | 0.8081 | 18.36 | 21.6707 | 162.6739 | 0 | 0 | 0 | 34.1978 | 0
1887 | 79 | 20 | 3 | Thursday | 14 | 23.77 | 2.628 | 34.2168 | 55.7776 | 51.878 | 6.312 | 0 | 0.6459 | 18.36 | 14.2241 | 163.7204 | 0 | 0 | 0 | 26.753 | 0
1888 | 79 | 20 | 3 | Thursday | 15 | 22.133 | 3.31 | 34.1369 | 59.2121 | 51.878 | 6.312 | 0 | 0.649 | 18.36 | 7.5402 | 167.8159 | 0 | 0 | 0 | 25.1647 | 0
1889 | 79 | 20 | 3 | Thursday | 16 | 19.925 | 3.095 | 34.05 | 64.1656 | 50.7246 | 25.246 | 0 | 0.7806 | 22.68 | 4.1039 | 175.7474 | 0 | 0 | 0 | 32.5082 | 0
1890 | 79 | 20 | 3 | Thursday | 17 | 21.481 | 2.11 | 34.0386 | 59.1826 | 43.0931 | 31.558 | 0 | 0.7893 | 28.8 | 1.7214 | 168.1855 | 0 | 0 | 0 | 38.2052 | 0
1891 | 79 | 20 | 3 | Thursday | 18 | 15.449 | 2.9 | 33.9327 | 65.4391 | 51.7393 | 44.181 | 0 | 0.8288 | 30.96 | 0.3392 | 186.0363 | 0 | 0 | 0 | 40.5946 | 0
1892 | 79 | 20 | 3 | Thursday | 19 | 10.547 | 4.231 | 33.976 | 70.7204 | 57.1787 | 44.181 | 0 | 0.8931 | 25.2 | 0 | 192.5442 | 0 | 0 | 0 | 37.5102 | 0
1893 | 79 | 20 | 3 | Thursday | 20 | 9.754 | 6.138 | 33.7332 | 75.2516 | 60.483 | 31.558 | 0 | 0.8807 | 25.2 | 0 | 202.1864 | 0 | 0 | 0 | 30.0427 | 0
1894 | 79 | 20 | 3 | Thursday | 21 | 9.72 | 3.504 | 33.7197 | 69.495 | 55.4564 | 18.935 | 0 | 0.5959 | 25.2 | 0 | 188.2565 | 0 | 0 | 0 | 22.2878 | 0
1895 | 79 | 20 | 3 | Thursday | 22 | 11.781 | 0.258 | 33.7596 | 49.7368 | 40.0199 | 12.623 | 0 | 0.4451 | 16.2 | 0 | 140.4407 | 0 | 0 | 0 | 20.3176 | 0
1896 | 79 | 20 | 3 | Thursday | 23 | 16.091 | 0 | 33.7955 | 26.9226 | 24.6242 | 12.623 | 0 | 0.4672 | 16.2 | 0 | 102.0095 | 0 | 0 | 0 | 24.7511 | 0
1897 | 80 | 21 | 3 | Friday | 0 | 19.88 | 0 | 33.9034 | 17.5343 | 18.3373 | 6.312 | 0 | 0.4595 | 14.4 | 0 | 84.6345 | 0 | 0 | 0 | 24.2548 | 0
1898 | 80 | 21 | 3 | Friday | 1 | 21.739 | 0 | 34.084 | 14.6472 | 16.4006 | 6.312 | 0 | 0.497 | 11.88 | 0 | 77.5089 | 0 | 0 | 0 | 26.1438 | 0
1899 | 80 | 21 | 3 | Friday | 2 | 26.076 | 0 | 34.8586 | 11.7686 | 14.464 | 6.312 | 0 | 0.5823 | 11.88 | 0 | 73.5535 | 0 | 0 | 0 | 30.5099 | 0
1900 | 80 | 21 | 3 | Friday | 3 | 25.635 | 0 | 35.2343 | 11.7686 | 14.464 | 6.312 | 0 | 0.5762 | 11.88 | 0 | 73.9232 | 0 | 0 | 0 | 30.0984 | 0
1901 | 80 | 21 | 3 | Friday | 4 | 24.64 | 0 | 35.2684 | 13.0128 | 14.464 | 6.312 | 0 | 0.5568 | 11.88 | 0 | 75.182 | 0 | 0 | 0 | 29.1327 | 0
1902 | 80 | 21 | 3 | Friday | 5 | 23.67 | 0 | 35.1465 | 22.6634 | 20.5805 | 6.312 | 0 | 0.538 | 11.88 | 0 | 90.8084 | 0 | 0 | 0 | 28.1919 | 0
1903 | 80 | 21 | 3 | Friday | 6 | 19.759 | 0 | 34.3546 | 44.275 | 35.484 | 31.558 | 0 | 0.6787 | 15.12 | 0.2364 | 129.9122 | 0 | 0 | 0 | 42.8454 | 0
1904 | 80 | 21 | 3 | Friday | 7 | 16.012 | 0 | 33.8945 | 58.3831 | 46.6998 | 44.181 | 0 | 0.6828 | 15.12 | 3.2134 | 154.7802 | 0 | 0 | 0 | 49.4795 | 0
1905 | 80 | 21 | 3 | Friday | 8 | 14.324 | 0 | 34.1332 | 58.6254 | 52.1343 | 50.492 | 0 | 0.7152 | 18.72 | 13.4298 | 164.3281 | 0 | 0 | 0 | 53.5123 | 0
1906 | 80 | 21 | 3 | Friday | 9 | 12.691 | 0 | 34.4263 | 56.2165 | 52.8606 | 31.558 | 0 | 0.7559 | 18.72 | 26.6059 | 162.9792 | 0 | 0 | 0 | 35.1912 | 0
1907 | 80 | 21 | 3 | Friday | 10 | 9.878 | 0 | 34.4002 | 54.2131 | 51.878 | 12.623 | 0 | 0.4658 | 14.4 | 36.4087 | 155.3571 | 0 | 0 | 0 | 17.0215 | 0
1908 | 80 | 21 | 3 | Friday | 11 | 7.864 | 2.119 | 34.1741 | 53.3532 | 51.878 | 12.623 | 0 | 0.5004 | 18.36 | 41.2547 | 160.5574 | 0 | 0 | 0 | 12.6771 | 0
1909 | 80 | 21 | 3 | Friday | 12 | 7.174 | 3.417 | 34.1051 | 51.4036 | 51.1854 | 18.935 | 0 | 0.5158 | 18.36 | 40.2085 | 159.2654 | 0 | 0 | 0 | 11.3742 | 0
1910 | 80 | 21 | 3 | Friday | 13 | 6.727 | 3.819 | 34.1612 | 53.2339 | 51.878 | 18.935 | 0 | 0.4699 | 18.36 | 39.4113 | 162.2337 | 0 | 0 | 0 | 8.6822 | 0
1911 | 80 | 21 | 3 | Friday | 14 | 6.294 | 3.888 | 34.0757 | 53.78 | 51.878 | 6.312 | 0 | 0.3848 | 18.36 | 37.0665 | 162.6834 | 0 | 0 | 0 | 6.3646 | 0
1912 | 80 | 21 | 3 | Friday | 15 | 6.099 | 4.101 | 33.8656 | 54.7896 | 51.878 | 6.312 | 0 | 0.3128 | 18.36 | 27.3857 | 163.641 | 0 | 0 | 0 | 6.0994 | 0
1913 | 80 | 21 | 3 | Friday | 16 | 5.809 | 3.798 | 33.7648 | 55.3619 | 50.7246 | 25.246 | 0 | 0.2781 | 22.68 | 15.6372 | 166.9167 | 0 | 0 | 0 | 5.8091 | 0
1914 | 80 | 21 | 3 | Friday | 17 | 6.589 | 3.049 | 33.841 | 50.1363 | 43.0931 | 31.558 | 0 | 0.3002 | 28.8 | 6.2671 | 159.4681 | 0 | 0 | 0 | 7.4842 | 0
1915 | 80 | 21 | 3 | Friday | 18 | 5.855 | 7.15 | 33.881 | 63.0975 | 51.7393 | 44.181 | 0 | 0.5795 | 30.96 | 1.2685 | 187.9897 | 0 | 0 | 0 | 10.364 | 0
1916 | 80 | 21 | 3 | Friday | 19 | 6.581 | 6.712 | 33.7474 | 70.7204 | 57.1787 | 44.181 | 0 | 0.6315 | 25.2 | 0 | 194.7365 | 0 | 0 | 0 | 14.6118 | 0
1917 | 80 | 21 | 3 | Friday | 20 | 6.596 | 6.315 | 33.7557 | 75.2516 | 60.483 | 31.558 | 0 | 0.5975 | 25.2 | 0 | 202.1173 | 0 | 0 | 0 | 14.3335 | 0
1918 | 80 | 21 | 3 | Friday | 21 | 7.071 | 3.804 | 33.7557 | 69.495 | 55.4564 | 18.935 | 0 | 0.4284 | 25.2 | 0 | 188.4491 | 0 | 0 | 0 | 12.4696 | 0
1919 | 80 | 21 | 3 | Friday | 22 | 9.755 | 0.321 | 33.7817 | 49.7368 | 40.0199 | 12.623 | 0 | 0.3236 | 16.2 | 0 | 140.4094 | 0 | 0 | 0 | 13.6589 | 0
1920 | 80 | 21 | 3 | Friday | 23 | 14.936 | 0 | 33.8024 | 26.9226 | 24.6242 | 12.623 | 0 | 0.3601 | 16.2 | 0 | 101.9093 | 0 | 0 | 0 | 19.078 | 0
1921 | 81 | 22 | 3 | Saturday | 0 | 18.074 | 0 | 34.0639 | 18.3332 | 19.1419 | 6.312 | 0 | 0.3824 | 15.84 | 0 | 87.7614 | 0 | 0 | 0 | 20.2331 | 0
1922 | 81 | 22 | 3 | Saturday | 1 | 22.068 | 0 | 34.4599 | 17.5283 | 18.3373 | 6.312 | 0 | 0.4611 | 12.6 | 0 | 83.3865 | 0 | 0 | 0 | 24.2856 | 0
1923 | 81 | 22 | 3 | Saturday | 2 | 30.823 | 0 | 35.0764 | 11.771 | 14.464 | 6.312 | 0 | 0.6313 | 12.6 | 0 | 74.5427 | 0 | 0 | 0 | 33.0988 | 0
1924 | 81 | 22 | 3 | Saturday | 3 | 36.031 | 0 | 35.4082 | 11.771 | 14.464 | 6.312 | 0 | 0.6836 | 12.6 | 0 | 74.9268 | 0 | 0 | 0 | 38.3665 | 0
1925 | 81 | 22 | 3 | Saturday | 4 | 43.307 | 0 | 35.3834 | 11.771 | 14.464 | 6.312 | 0 | 0.6919 | 12.6 | 0 | 74.9104 | 0 | 0 | 0 | 45.7052 | 0
1926 | 81 | 22 | 3 | Saturday | 5 | 47.052 | 0 | 35.3572 | 13.0152 | 14.464 | 6.312 | 0 | 0.6955 | 12.6 | 0 | 76.1319 | 0 | 0 | 0 | 49.5082 | 0
1927 | 81 | 22 | 3 | Saturday | 6 | 45.368 | 0 | 35.1809 | 30.2648 | 24.9086 | 31.558 | 0 | 0.7011 | 14.4 | 0.2758 | 105.4554 | 0 | 0 | 0 | 58.4629 | 0
1928 | 81 | 22 | 3 | Saturday | 7 | 41.826 | 0 | 35.0726 | 31.0081 | 26.405 | 44.181 | 0 | 0.7057 | 11.52 | 3.8699 | 104.7113 | 0 | 0 | 0 | 62.2509 | 0
1929 | 81 | 22 | 3 | Saturday | 8 | 28.622 | 0 | 34.9055 | 36.2139 | 37.4339 | 50.492 | 0 | 0.7098 | 16.2 | 14.7893 | 125.4631 | 0 | 0 | 0 | 54.5628 | 0
1930 | 81 | 22 | 3 | Saturday | 9 | 19.708 | 0 | 34.8267 | 33.4142 | 37.9057 | 31.558 | 0 | 0.743 | 16.2 | 27.2875 | 123.0895 | 0 | 0 | 0 | 35.5926 | 0
1931 | 81 | 22 | 3 | Saturday | 10 | 16.223 | 0 | 34.7717 | 30.8165 | 37.2508 | 12.623 | 0 | 0.5203 | 15.12 | 35.9432 | 118.4793 | 0 | 0 | 0 | 21.2973 | 0
1932 | 81 | 22 | 3 | Saturday | 11 | 12.029 | 1.241 | 34.6093 | 28.2116 | 35.3135 | 12.623 | 0 | 0.4895 | 21.6 | 41.8693 | 121.5659 | 0 | 0 | 0 | 15.207 | 0
1933 | 81 | 22 | 3 | Saturday | 12 | 10.474 | 2.876 | 34.2528 | 25.2259 | 34.2247 | 18.935 | 0 | 0.5182 | 23.4 | 44.5077 | 120.7316 | 0 | 0 | 0 | 12.2828 | 0
1934 | 81 | 22 | 3 | Saturday | 13 | 9.807 | 2.886 | 33.9348 | 25.4475 | 33.0722 | 18.935 | 0 | 0.3901 | 23.4 | 39.8422 | 119.3657 | 0 | 0 | 0 | 9.8609 | 0
1935 | 81 | 22 | 3 | Saturday | 14 | 9.634 | 2.929 | 33.8947 | 24.9613 | 33.0722 | 6.312 | 0 | 0.2944 | 23.4 | 27.2247 | 118.79 | 0 | 0 | 0 | 9.6337 | 0
1936 | 81 | 22 | 3 | Saturday | 15 | 10.293 | 2.956 | 33.9123 | 26.9123 | 33.0722 | 6.312 | 0 | 0.2907 | 23.4 | 14.0672 | 120.7841 | 0 | 0 | 0 | 10.2933 | 0
1937 | 81 | 22 | 3 | Saturday | 16 | 11.252 | 2.973 | 34.0035 | 31.0815 | 33.0722 | 25.246 | 0 | 0.3174 | 23.4 | 6.5613 | 125.0902 | 0 | 0 | 0 | 11.2655 | 0
1938 | 81 | 22 | 3 | Saturday | 17 | 12.861 | 2.603 | 34.0005 | 33.1323 | 32.9581 | 31.558 | 0 | 0.4048 | 27 | 3.0315 | 130.3107 | 0 | 0 | 0 | 14.1046 | 0
1939 | 81 | 22 | 3 | Saturday | 18 | 10.758 | 1.735 | 33.963 | 55.5182 | 46.5147 | 44.181 | 0 | 0.3977 | 28.8 | 0.6632 | 167.0697 | 0 | 0 | 0 | 15.7248 | 0
1940 | 81 | 22 | 3 | Saturday | 19 | 10.076 | 7.839 | 33.8443 | 61.3403 | 50.3878 | 44.181 | 0 | 0.7668 | 28.8 | 0 | 183.6167 | 0 | 0 | 0 | 18.5265 | 0
1941 | 81 | 22 | 3 | Saturday | 20 | 10.075 | 5.647 | 33.7368 | 61.3343 | 50.3878 | 31.558 | 0 | 0.6341 | 27 | 0 | 179.2001 | 0 | 0 | 0 | 18.0909 | 0
1942 | 81 | 22 | 3 | Saturday | 21 | 9.908 | 4.75 | 33.7309 | 61.3343 | 50.3878 | 18.935 | 0 | 0.5339 | 27 | 0 | 178.1236 | 0 | 0 | 0 | 15.4657 | 0
1943 | 81 | 22 | 3 | Saturday | 22 | 10.976 | 0.76 | 33.7611 | 49.2003 | 40.077 | 12.623 | 0 | 0.3198 | 19.8 | 0 | 143.9799 | 0 | 0 | 0 | 14.9832 | 0
1944 | 81 | 22 | 3 | Saturday | 23 | 15.89 | 0.005 | 33.7964 | 28.1779 | 24.6242 | 12.623 | 0 | 0.3809 | 19.8 | 0 | 106.7848 | 0 | 0 | 0 | 20.1324 | 0
1945 | 82 | 23 | 3 | Sunday | 0 | 18.303 | 0 | 33.897 | 24.1043 | 23.0149 | 6.312 | 0 | 0.3877 | 19.8 | 0 | 101.204 | 0 | 0 | 0 | 20.511 | 0
1946 | 82 | 23 | 3 | Sunday | 1 | 19.455 | 0 | 34.0983 | 23.3102 | 22.2101 | 6.312 | 0 | 0.4114 | 19.8 | 0 | 99.8301 | 0 | 0 | 0 | 21.721 | 0
1947 | 82 | 23 | 3 | Sunday | 2 | 21.745 | 0 | 34.5868 | 17.5379 | 18.3373 | 6.312 | 0 | 0.4576 | 15.48 | 0 | 86.3996 | 0 | 0 | 0 | 24.0688 | 0
1948 | 82 | 23 | 3 | Sunday | 3 | 27.034 | 0 | 35.0576 | 17.5379 | 18.3373 | 6.312 | 0 | 0.5646 | 15.48 | 0 | 86.9774 | 0 | 0 | 0 | 29.4145 | 0
1949 | 82 | 23 | 3 | Sunday | 4 | 27.209 | 0 | 35.2514 | 17.5379 | 18.3373 | 6.312 | 0 | 0.5691 | 15.48 | 0 | 87.1757 | 0 | 0 | 0 | 29.6453 | 0
1950 | 82 | 23 | 3 | Sunday | 5 | 26.749 | 0 | 35.2866 | 18.7817 | 18.3373 | 6.312 | 0 | 0.5609 | 15.48 | 0 | 88.4465 | 0 | 0 | 0 | 29.2401 | 0
1951 | 82 | 23 | 3 | Sunday | 6 | 24.232 | 0 | 34.9987 | 26.931 | 24.6242 | 31.558 | 0 | 0.6837 | 18.72 | 0.1611 | 105.9575 | 0 | 0 | 0 | 37.4785 | 0
1952 | 82 | 23 | 3 | Sunday | 7 | 21.49 | 0 | 34.499 | 33.8113 | 29.9942 | 44.181 | 0 | 0.6883 | 18.72 | 1.5512 | 117.7128 | 0 | 0 | 0 | 42.1178 | 0
1953 | 82 | 23 | 3 | Sunday | 8 | 20.542 | 0 | 34.3632 | 31.8682 | 33.2132 | 50.492 | 0 | 0.6927 | 23.4 | 4.7034 | 123.5373 | 0 | 0 | 0 | 46.8514 | 0
1954 | 82 | 23 | 3 | Sunday | 9 | 20.454 | 0 | 34.4194 | 22.8085 | 29.3396 | 31.558 | 0 | 0.679 | 23.4 | 8.113 | 110.6463 | 0 | 0 | 0 | 38.2034 | 0
1955 | 82 | 23 | 3 | Sunday | 10 | 17.845 | 0 | 34.412 | 23.4665 | 32.5586 | 12.623 | 0 | 0.4775 | 19.08 | 11.0942 | 109.9946 | 0 | 0 | 0 | 25.2113 | 0
1956 | 82 | 23 | 3 | Sunday | 11 | 16.044 | 0 | 34.4417 | 22.8351 | 32.5586 | 12.623 | 0 | 0.445 | 21.6 | 13.1745 | 111.8804 | 0 | 0 | 0 | 23.5635 | 0
1957 | 82 | 23 | 3 | Sunday | 12 | 15.24 | 0 | 34.4627 | 22.9488 | 33.0367 | 18.935 | 0 | 0.5066 | 19.08 | 13.0975 | 110.0348 | 0 | 0 | 0 | 26.7957 | 0
1958 | 82 | 23 | 3 | Sunday | 13 | 14.726 | 0 | 34.7419 | 19.8997 | 29.1634 | 18.935 | 0 | 0.5026 | 18.36 | 12.7087 | 102.6675 | 0 | 0 | 0 | 26.6026 | 0
1959 | 82 | 23 | 3 | Sunday | 14 | 13.988 | 0 | 34.7951 | 19.9275 | 29.1634 | 6.312 | 0 | 0.3382 | 18 | 12.6207 | 102.2241 | 0 | 0 | 0 | 18.0163 | 0
1960 | 82 | 23 | 3 | Sunday | 15 | 14.153 | 0 | 34.8255 | 20.3023 | 29.1634 | 6.312 | 0 | 0.342 | 15.84 | 11.1684 | 100.4731 | 0 | 0 | 0 | 18.2159 | 0
1961 | 82 | 23 | 3 | Sunday | 16 | 14.595 | 0 | 34.8148 | 21.204 | 27.5539 | 25.246 | 0 | 0.5902 | 23.04 | 7.4138 | 107.2028 | 0 | 0 | 0 | 31.1784 | 0
1962 | 82 | 23 | 3 | Sunday | 17 | 15.345 | 0 | 34.797 | 23.8078 | 26.399 | 31.558 | 0 | 0.6725 | 22.32 | 3.855 | 107.9963 | 0 | 0 | 0 | 36.7958 | 0
1963 | 82 | 23 | 3 | Sunday | 18 | 13.513 | 0 | 34.023 | 43.5842 | 38.0184 | 44.181 | 0 | 0.6781 | 23.4 | 1.0059 | 139.7038 | 0 | 0 | 0 | 44.8725 | 0
1964 | 82 | 23 | 3 | Sunday | 19 | 11.083 | 0 | 33.7306 | 55.5005 | 45.7644 | 44.181 | 0 | 0.6749 | 22.68 | 0 | 158.3505 | 0 | 0 | 0 | 43.7775 | 0
1965 | 82 | 23 | 3 | Sunday | 20 | 10.369 | 0 | 33.7182 | 60.0165 | 49.6381 | 31.558 | 0 | 0.6476 | 22.68 | 0 | 166.7005 | 0 | 0 | 0 | 34.4111 | 0
1966 | 82 | 23 | 3 | Sunday | 21 | 10.946 | 0 | 33.7182 | 48.5011 | 41.8913 | 18.935 | 0 | 0.4811 | 22.68 | 0 | 147.2716 | 0 | 0 | 0 | 25.6573 | 0
1967 | 82 | 23 | 3 | Sunday | 22 | 12.127 | 0 | 33.7573 | 40.3665 | 35.5897 | 12.623 | 0 | 0.4133 | 14.4 | 0 | 124.5268 | 0 | 0 | 0 | 22.0495 | 0
1968 | 82 | 23 | 3 | Sunday | 23 | 16.761 | 0 | 33.788 | 25.6748 | 24.6242 | 12.623 | 0 | 0.5056 | 14.4 | 0 | 98.9927 | 0 | 0 | 0 | 26.7715 | 0
1969 | 83 | 24 | 3 | Monday | 0 | 18.137 | 0 | 33.9583 | 17.5343 | 18.3373 | 6.312 | 0 | 0.4376 | 14.4 | 0 | 84.6675 | 0 | 0 | 0 | 23.175 | 0
1970 | 83 | 24 | 3 | Monday | 1 | 19.758 | 0 | 34.3831 | 14.6472 | 16.4006 | 6.312 | 0 | 0.4699 | 11.88 | 0 | 77.7809 | 0 | 0 | 0 | 24.817 | 0
1971 | 83 | 24 | 3 | Monday | 2 | 21.798 | 0 | 34.7249 | 11.7686 | 14.464 | 6.312 | 0 | 0.5103 | 11.88 | 0 | 73.3479 | 0 | 0 | 0 | 26.8789 | 0
1972 | 83 | 24 | 3 | Monday | 3 | 24.111 | 0 | 35.0029 | 11.7686 | 14.464 | 6.312 | 0 | 0.5575 | 11.88 | 0 | 73.6731 | 0 | 0 | 0 | 29.2124 | 0
1973 | 83 | 24 | 3 | Monday | 4 | 24.029 | 0 | 35.1789 | 13.0128 | 14.464 | 6.312 | 0 | 0.5563 | 11.88 | 0 | 75.0921 | 0 | 0 | 0 | 29.1506 | 0
1974 | 83 | 24 | 3 | Monday | 5 | 22.349 | 0 | 34.9745 | 22.6634 | 20.5805 | 6.312 | 0 | 0.5232 | 11.88 | 0 | 90.6217 | 0 | 0 | 0 | 27.4915 | 0
1975 | 83 | 24 | 3 | Monday | 6 | 17.625 | 0 | 34.4488 | 44.2797 | 35.484 | 31.558 | 0 | 0.676 | 15.12 | 0.2238 | 130.0084 | 0 | 0 | 0 | 43.7208 | 0
1976 | 83 | 24 | 3 | Monday | 7 | 13.84 | 0 | 34.0105 | 59.2014 | 46.6998 | 44.181 | 0 | 0.68 | 15.12 | 2.5829 | 155.7117 | 0 | 0 | 0 | 51.2377 | 0
1977 | 83 | 24 | 3 | Monday | 8 | 10.711 | 0 | 33.9519 | 60.3431 | 52.1343 | 50.492 | 0 | 0.6936 | 18.72 | 8.8066 | 165.8428 | 0 | 0 | 0 | 54.3599 | 0
1978 | 83 | 24 | 3 | Monday | 9 | 8.7 | 0 | 34.0415 | 57.9519 | 52.8606 | 31.558 | 0 | 0.7154 | 18.72 | 18.0964 | 164.2894 | 0 | 0 | 0 | 34.974 | 0
1979 | 83 | 24 | 3 | Monday | 10 | 7.285 | 0 | 34.2085 | 55.3451 | 51.878 | 12.623 | 0 | 0.4239 | 14.4 | 28.7222 | 156.2555 | 0 | 0 | 0 | 16.4503 | 0
1980 | 83 | 24 | 3 | Monday | 11 | 5.767 | 2.055 | 33.9807 | 54.2529 | 51.878 | 12.623 | 0 | 0.4678 | 18.36 | 32.2657 | 161.1613 | 0 | 0 | 0 | 13.0616 | 0
1981 | 83 | 24 | 3 | Monday | 12 | 4.717 | 3.279 | 34.0323 | 51.6394 | 51.1854 | 18.935 | 0 | 0.5145 | 18.36 | 31.1827 | 159.2776 | 0 | 0 | 0 | 13.3929 | 0
1982 | 83 | 24 | 3 | Monday | 13 | 4.072 | 7.668 | 33.9389 | 53.1333 | 51.878 | 18.935 | 0 | 0.718 | 18.36 | 35.9086 | 166.3217 | 0 | 0 | 0 | 10.578 | 0
1983 | 83 | 24 | 3 | Monday | 14 | 3.778 | 6.539 | 33.797 | 53.7383 | 51.878 | 6.312 | 0 | 0.5466 | 18.36 | 36.4208 | 165.3921 | 0 | 0 | 0 | 5.0544 | 0
1984 | 83 | 24 | 3 | Monday | 15 | 3.307 | 5.636 | 33.7775 | 54.7621 | 51.878 | 6.312 | 0 | 0.4194 | 18.36 | 28.3448 | 165.2921 | 0 | 0 | 0 | 3.923 | 0
1985 | 83 | 24 | 3 | Monday | 16 | 2.776 | 5.06 | 33.7638 | 55.0407 | 50.7246 | 25.246 | 0 | 0.3638 | 22.68 | 17.3476 | 168.0448 | 0 | 0 | 0 | 5.1493 | 0
1986 | 83 | 24 | 3 | Monday | 17 | 3.35 | 5.418 | 33.7587 | 49.4661 | 43.0931 | 31.558 | 0 | 0.4329 | 28.8 | 7.2485 | 161.41 | 0 | 0 | 0 | 7.9593 | 0
1987 | 83 | 24 | 3 | Monday | 18 | 2.716 | 7.451 | 33.7855 | 62.5058 | 51.7393 | 44.181 | 0 | 0.6221 | 30.96 | 2.2056 | 187.6714 | 0 | 0 | 0 | 12.0642 | 0
1988 | 83 | 24 | 3 | Monday | 19 | 3.682 | 7.054 | 33.7942 | 70.7204 | 57.1787 | 44.181 | 0 | 0.6764 | 25.2 | 0.3553 | 195.1988 | 0 | 0 | 0 | 16.157 | 0
1989 | 83 | 24 | 3 | Monday | 20 | 4.134 | 6.757 | 33.8124 | 75.2516 | 60.483 | 31.558 | 0 | 0.6284 | 25.2 | 0 | 202.6831 | 0 | 0 | 0 | 14.8218 | 0
1990 | 83 | 24 | 3 | Monday | 21 | 4.722 | 4.194 | 33.7598 | 69.495 | 55.4564 | 18.935 | 0 | 0.4354 | 25.2 | 0 | 188.8819 | 0 | 0 | 0 | 11.8063 | 0
1991 | 83 | 24 | 3 | Monday | 22 | 5.735 | 0.378 | 33.7925 | 49.7368 | 40.0199 | 12.623 | 0 | 0.2706 | 16.2 | 0 | 140.429 | 0 | 0 | 0 | 10.7282 | 0
1992 | 83 | 24 | 3 | Monday | 23 | 8.196 | 0 | 33.7981 | 26.9226 | 24.6242 | 12.623 | 0 | 0.2508 | 16.2 | 0 | 101.7957 | 0 | 0 | 0 | 13.4002 | 0
1993 | 84 | 25 | 3 | Tuesday | 0 | 10.366 | 0 | 33.882 | 17.5343 | 18.3373 | 6.312 | 0 | 0.2436 | 14.4 | 0 | 84.3972 | 0 | 0 | 0 | 13.0461 | 0
1994 | 84 | 25 | 3 | Tuesday | 1 | 13.758 | 0 | 34.0991 | 14.6472 | 16.4006 | 6.312 | 0 | 0.3094 | 11.88 | 0 | 77.3364 | 0 | 0 | 0 | 16.4902 | 0
1995 | 84 | 25 | 3 | Tuesday | 2 | 16.9 | 0 | 34.6878 | 11.7686 | 14.464 | 6.312 | 0 | 0.3711 | 11.88 | 0 | 73.1716 | 0 | 0 | 0 | 19.684 | 0
1996 | 84 | 25 | 3 | Tuesday | 3 | 23.343 | 0 | 35.0363 | 11.7686 | 14.464 | 6.312 | 0 | 0.4985 | 11.88 | 0 | 73.6474 | 0 | 0 | 0 | 26.1767 | 0
1997 | 84 | 25 | 3 | Tuesday | 4 | 20.587 | 0 | 35.1756 | 13.0128 | 14.464 | 6.312 | 0 | 0.4454 | 11.88 | 0 | 74.9778 | 0 | 0 | 0 | 23.4712 | 0
1998 | 84 | 25 | 3 | Tuesday | 5 | 17.809 | 0 | 34.9351 | 22.6634 | 20.5805 | 6.312 | 0 | 0.392 | 11.88 | 0 | 90.451 | 0 | 0 | 0 | 20.7428 | 0
1999 | 84 | 25 | 3 | Tuesday | 6 | 14.136 | 0 | 34.5021 | 44.2799 | 35.484 | 31.558 | 0 | 0.5617 | 15.12 | 0.3253 | 129.9477 | 0 | 0 | 0 | 29.5027 | 0
2000 | 84 | 25 | 3 | Tuesday | 7 | 11.204 | 0 | 34.07 | 58.4982 | 46.6998 | 44.181 | 0 | 0.6608 | 15.12 | 2.9469 | 155.0489 | 0 | 0 | 0 | 34.5532 | 0
2001 | 84 | 25 | 3 | Tuesday | 8 | 8.199 | 0 | 34.0791 | 59.2022 | 52.1343 | 50.492 | 0 | 0.6792 | 18.72 | 8.0573 | 164.8149 | 0 | 0 | 0 | 37.3262 | 0
2002 | 84 | 25 | 3 | Tuesday | 9 | 5.66 | 0 | 34.0373 | 57.5153 | 52.8606 | 31.558 | 0 | 0.4824 | 18.72 | 15.2472 | 163.6155 | 0 | 0 | 0 | 24.9526 | 0
2003 | 84 | 25 | 3 | Tuesday | 10 | 4.187 | 0 | 33.9975 | 54.4317 | 51.878 | 12.623 | 0 | 0.2835 | 14.4 | 25.0212 | 154.9906 | 0 | 0 | 0 | 11.5207 | 0
2004 | 84 | 25 | 3 | Tuesday | 11 | 2.942 | 2.368 | 33.9653 | 53.2179 | 51.878 | 12.623 | 0 | 0.4113 | 18.36 | 35.3184 | 160.3931 | 0 | 0 | 0 | 8.8233 | 0
2005 | 84 | 25 | 3 | Tuesday | 12 | 2.098 | 5.938 | 34.0587 | 51.3545 | 51.1854 | 18.935 | 0 | 0.5889 | 18.36 | 38.0278 | 161.9691 | 0 | 0 | 0 | 8.0829 | 0
2006 | 84 | 25 | 3 | Tuesday | 13 | 1.662 | 8.375 | 33.8453 | 53.2019 | 51.878 | 18.935 | 0 | 0.6248 | 18.36 | 33.5466 | 166.9675 | 0 | 0 | 0 | 5.5146 | 0
2007 | 84 | 25 | 3 | Tuesday | 14 | 1.239 | 6.929 | 33.8067 | 53.755 | 51.878 | 6.312 | 0 | 0.4219 | 18.36 | 23.7885 | 165.7156 | 0 | 0 | 0 | 2.2043 | 0
2008 | 84 | 25 | 3 | Tuesday | 15 | 1.384 | 5.837 | 33.8015 | 54.7535 | 51.878 | 6.312 | 0 | 0.3436 | 18.36 | 14.8216 | 165.4489 | 0 | 0 | 0 | 2.3661 | 0
2009 | 84 | 25 | 3 | Tuesday | 16 | 1.643 | 5.294 | 33.7837 | 55.6679 | 50.7246 | 25.246 | 0 | 0.3926 | 22.68 | 10.364 | 168.9742 | 0 | 0 | 0 | 6.2783 | 0
2010 | 84 | 25 | 3 | Tuesday | 17 | 2.442 | 5.831 | 33.774 | 50.6752 | 43.0931 | 31.558 | 0 | 0.4869 | 28.8 | 5.3522 | 163.1358 | 0 | 0 | 0 | 9.7454 | 0
2011 | 84 | 25 | 3 | Tuesday | 18 | 2.326 | 7.821 | 33.788 | 63.5871 | 51.7393 | 44.181 | 0 | 0.6985 | 30.96 | 1.7418 | 189.2311 | 0 | 0 | 0 | 15.1813 | 0
2012 | 84 | 25 | 3 | Tuesday | 19 | 2.835 | 7.481 | 33.7903 | 70.7204 | 57.1787 | 44.181 | 0 | 0.742 | 25.2 | 0.2742 | 195.722 | 0 | 0 | 0 | 18.531 | 0
2013 | 84 | 25 | 3 | Tuesday | 20 | 3.125 | 7.395 | 33.7903 | 75.2516 | 60.483 | 31.558 | 0 | 0.6822 | 25.2 | 0 | 203.4052 | 0 | 0 | 0 | 15.9499 | 0
2014 | 84 | 25 | 3 | Tuesday | 21 | 3.551 | 4.643 | 33.7587 | 69.495 | 55.4564 | 18.935 | 0 | 0.4592 | 25.2 | 0 | 189.3908 | 0 | 0 | 0 | 11.8563 | 0
2015 | 84 | 25 | 3 | Tuesday | 22 | 4.334 | 0.516 | 33.7812 | 49.7368 | 40.0199 | 12.623 | 0 | 0.215 | 16.2 | 0 | 140.5104 | 0 | 0 | 0 | 10.1161 | 0
2016 | 84 | 25 | 3 | Tuesday | 23 | 5.278 | 0.001 | 33.8092 | 26.9226 | 24.6242 | 12.623 | 0 | 0.2101 | 16.2 | 0 | 101.7673 | 0 | 0 | 0 | 11.2526 | 0
2017 | 85 | 26 | 3 | Wednesday | 0 | 7.243 | 0 | 33.814 | 17.5343 | 18.3373 | 6.312 | 0 | 0.1917 | 14.4 | 0 | 84.2773 | 0 | 0 | 0 | 10.3012 | 0
2018 | 85 | 26 | 3 | Wednesday | 1 | 7.697 | 0 | 33.8689 | 14.6472 | 16.4006 | 6.312 | 0 | 0.201 | 11.88 | 0 | 76.9978 | 0 | 0 | 0 | 10.8021 | 0
2019 | 85 | 26 | 3 | Wednesday | 2 | 9.715 | 0 | 34.0216 | 11.7686 | 14.464 | 6.312 | 0 | 0.24 | 11.88 | 0 | 72.3743 | 0 | 0 | 0 | 12.8665 | 0
2020 | 85 | 26 | 3 | Wednesday | 3 | 12.174 | 0 | 34.1731 | 11.7686 | 14.464 | 6.312 | 0 | 0.2878 | 11.88 | 0 | 72.5735 | 0 | 0 | 0 | 15.3717 | 0
2021 | 85 | 26 | 3 | Wednesday | 4 | 13.912 | 0 | 34.4916 | 13.0128 | 14.464 | 6.312 | 0 | 0.322 | 11.88 | 0 | 74.1705 | 0 | 0 | 0 | 17.1553 | 0
2022 | 85 | 26 | 3 | Wednesday | 5 | 13.945 | 0 | 34.6557 | 22.6634 | 20.5805 | 6.312 | 0 | 0.3235 | 11.88 | 0 | 90.1031 | 0 | 0 | 0 | 17.2323 | 0
2023 | 85 | 26 | 3 | Wednesday | 6 | 10.962 | 0 | 34.2146 | 44.2114 | 35.484 | 31.558 | 0 | 0.5311 | 15.12 | 0.3005 | 129.5612 | 0 | 0 | 0 | 28.0352 | 0
2024 | 85 | 26 | 3 | Wednesday | 7 | 8.376 | 0 | 34.0478 | 55.2089 | 46.6998 | 44.181 | 0 | 0.6465 | 15.12 | 4.1973 | 151.7229 | 0 | 0 | 0 | 33.9451 | 0
2025 | 85 | 26 | 3 | Wednesday | 8 | 5.238 | 0 | 33.8946 | 56.2038 | 52.1343 | 50.492 | 0 | 0.6992 | 18.72 | 14.58 | 161.6519 | 0 | 0 | 0 | 36.2796 | 0
2026 | 85 | 26 | 3 | Wednesday | 9 | 3.454 | 0 | 33.8686 | 56.2521 | 52.8606 | 31.558 | 0 | 0.5015 | 18.72 | 26.5799 | 162.2028 | 0 | 0 | 0 | 21.5833 | 0
2027 | 85 | 26 | 3 | Wednesday | 10 | 2.426 | 0 | 33.8906 | 54.7184 | 51.878 | 12.623 | 0 | 0.2978 | 14.4 | 37.0542 | 155.1849 | 0 | 0 | 0 | 7.9114 | 0
2028 | 85 | 26 | 3 | Wednesday | 11 | 1.6 | 2.757 | 33.8981 | 53.6749 | 51.878 | 12.623 | 0 | 0.3807 | 18.36 | 40.0572 | 161.173 | 0 | 0 | 0 | 4.7996 | 0
2029 | 85 | 26 | 3 | Wednesday | 12 | 1.333 | 7.343 | 34.0233 | 51.5245 | 51.1854 | 18.935 | 0 | 0.567 | 18.36 | 38.7767 | 163.6017 | 0 | 0 | 0 | 3.3176 | 0
2030 | 85 | 26 | 3 | Wednesday | 13 | 1.206 | 8.675 | 33.8211 | 53.3464 | 51.878 | 18.935 | 0 | 0.5577 | 18.36 | 34.6255 | 167.3452 | 0 | 0 | 0 | 1.4694 | 0
2031 | 85 | 26 | 3 | Wednesday | 14 | 0.93 | 7.238 | 33.7959 | 53.752 | 51.878 | 6.312 | 0 | 0.4017 | 18.36 | 24.8368 | 166.0158 | 0 | 0 | 0 | 0.9305 | 0
2032 | 85 | 26 | 3 | Wednesday | 15 | 0.65 | 6.304 | 33.7797 | 54.2956 | 51.878 | 6.312 | 0 | 0.3333 | 18.36 | 17.5511 | 165.4647 | 0 | 0 | 0 | 0.6499 | 0
2033 | 85 | 26 | 3 | Wednesday | 16 | 0.553 | 5.938 | 33.7503 | 55.2674 | 50.7246 | 25.246 | 0 | 0.3292 | 22.68 | 11.8749 | 169.1733 | 0 | 0 | 0 | 1.0193 | 0
2034 | 85 | 26 | 3 | Wednesday | 17 | 1.038 | 6.45 | 33.7432 | 49.8549 | 43.0931 | 31.558 | 0 | 0.4026 | 28.8 | 5.7737 | 162.8692 | 0 | 0 | 0 | 3.3905 | 0
2035 | 85 | 26 | 3 | Wednesday | 18 | 0.909 | 8.957 | 33.8498 | 63.1198 | 51.7393 | 44.181 | 0 | 0.6143 | 30.96 | 1.9147 | 189.9704 | 0 | 0 | 0 | 7.3195 | 0
2036 | 85 | 26 | 3 | Wednesday | 19 | 0.916 | 8.564 | 33.8695 | 70.7204 | 57.1787 | 44.181 | 0 | 0.655 | 25.2 | 0.3127 | 196.8853 | 0 | 0 | 0 | 10.6932 | 0
2037 | 85 | 26 | 3 | Wednesday | 20 | 1.609 | 8.431 | 33.8699 | 75.2516 | 60.483 | 31.558 | 0 | 0.6366 | 25.2 | 0 | 204.5596 | 0 | 0 | 0 | 10.5056 | 0
2038 | 85 | 26 | 3 | Wednesday | 21 | 1.725 | 5.381 | 33.7566 | 69.495 | 55.4564 | 18.935 | 0 | 0.4224 | 25.2 | 0 | 190.1497 | 0 | 0 | 0 | 7.7862 | 0
2039 | 85 | 26 | 3 | Wednesday | 22 | 2.14 | 0.815 | 33.7182 | 49.7368 | 40.0199 | 12.623 | 0 | 0.1629 | 16.2 | 0 | 140.7193 | 0 | 0 | 0 | 6.4721 | 0
2040 | 85 | 26 | 3 | Wednesday | 23 | 3.017 | 0.003 | 33.797 | 26.9226 | 24.6242 | 12.623 | 0 | 0.1421 | 16.2 | 0 | 101.689 | 0 | 0 | 0 | 7.577 | 0
2041 | 86 | 27 | 3 | Thursday | 0 | 3.342 | 0 | 33.8601 | 17.5343 | 18.3373 | 6.312 | 0 | 0.1061 | 14.4 | 0 | 84.2379 | 0 | 0 | 0 | 5.7064 | 0
2042 | 86 | 27 | 3 | Thursday | 1 | 3.746 | 0 | 33.9247 | 14.6472 | 16.4006 | 6.312 | 0 | 0.1147 | 11.88 | 0 | 76.9672 | 0 | 0 | 0 | 6.1667 | 0
2043 | 86 | 27 | 3 | Thursday | 2 | 4.139 | 0 | 33.9711 | 11.7686 | 14.464 | 6.312 | 0 | 0.1229 | 11.88 | 0 | 72.2066 | 0 | 0 | 0 | 6.6149 | 0
2044 | 86 | 27 | 3 | Thursday | 3 | 5.315 | 0 | 33.9651 | 11.7686 | 14.464 | 6.312 | 0 | 0.1459 | 11.88 | 0 | 72.2237 | 0 | 0 | 0 | 7.8459 | 0
2045 | 86 | 27 | 3 | Thursday | 4 | 5.323 | 0 | 33.9476 | 13.0128 | 14.464 | 6.312 | 0 | 0.147 | 11.88 | 0 | 73.4515 | 0 | 0 | 0 | 7.9079 | 0
2046 | 86 | 27 | 3 | Thursday | 5 | 4.78 | 0 | 33.9255 | 22.6634 | 20.5805 | 6.312 | 0 | 0.1379 | 11.88 | 0 | 89.1874 | 0 | 0 | 0 | 7.4186 | 0
2047 | 86 | 27 | 3 | Thursday | 6 | 3.724 | 0 | 33.8575 | 44.2813 | 35.484 | 31.558 | 0 | 0.334 | 15.12 | 0.1178 | 129.0769 | 0 | 0 | 0 | 17.6685 | 0
2048 | 86 | 27 | 3 | Thursday | 7 | 4.461 | 0 | 33.8646 | 61.0062 | 46.6998 | 44.181 | 0 | 0.495 | 15.12 | 1.1393 | 157.1856 | 0 | 0 | 0 | 25.9563 | 0
2049 | 86 | 27 | 3 | Thursday | 8 | 3.865 | 0 | 33.8523 | 64.8399 | 52.1343 | 50.492 | 0 | 0.5937 | 18.72 | 4.074 | 170.1402 | 0 | 0 | 0 | 31.0316 | 0
2050 | 86 | 27 | 3 | Thursday | 9 | 2.929 | 0 | 33.8818 | 58.0858 | 52.8606 | 31.558 | 0 | 0.4016 | 18.72 | 11.9023 | 163.9497 | 0 | 0 | 0 | 21.2024 | 0
2051 | 86 | 27 | 3 | Thursday | 10 | 2.497 | 0 | 33.9716 | 54.2229 | 51.878 | 12.623 | 0 | 0.2446 | 14.4 | 25.5342 | 154.7171 | 0 | 0 | 0 | 9.6035 | 0
2052 | 86 | 27 | 3 | Thursday | 11 | 2.005 | 2.88 | 33.947 | 53.326 | 51.878 | 12.623 | 0 | 0.4111 | 18.36 | 36.187 | 161.0367 | 0 | 0 | 0 | 7.6805 | 0
2053 | 86 | 27 | 3 | Thursday | 12 | 1.689 | 7.031 | 34.0554 | 51.3596 | 51.1854 | 18.935 | 0 | 0.6169 | 18.36 | 36.7785 | 163.1817 | 0 | 0 | 0 | 7.7114 | 0
2054 | 86 | 27 | 3 | Thursday | 13 | 1.47 | 8.84 | 33.8428 | 53.0933 | 51.878 | 18.935 | 0 | 0.6286 | 18.36 | 31.2283 | 167.3628 | 0 | 0 | 0 | 6.0238 | 0
2055 | 86 | 27 | 3 | Thursday | 14 | 1.493 | 7.179 | 33.8422 | 53.4337 | 51.878 | 6.312 | 0 | 0.4401 | 18.36 | 25.8619 | 165.7184 | 0 | 0 | 0 | 2.8508 | 0
2056 | 86 | 27 | 3 | Thursday | 15 | 1.375 | 6.113 | 33.8279 | 54.0176 | 51.878 | 6.312 | 0 | 0.3652 | 18.36 | 20.667 | 165.0597 | 0 | 0 | 0 | 2.7517 | 0
2057 | 86 | 27 | 3 | Thursday | 16 | 1.593 | 5.573 | 33.8071 | 55.0626 | 50.7246 | 25.246 | 0 | 0.4341 | 22.68 | 14.4204 | 168.7357 | 0 | 0 | 0 | 7.7581 | 0
2058 | 86 | 27 | 3 | Thursday | 17 | 2.644 | 5.865 | 33.8382 | 49.7692 | 43.0931 | 31.558 | 0 | 0.5255 | 28.8 | 7.0863 | 162.3692 | 0 | 0 | 0 | 11.7572 | 0
2059 | 86 | 27 | 3 | Thursday | 18 | 2.816 | 7.887 | 33.7939 | 62.9973 | 51.7393 | 44.181 | 0 | 0.7543 | 30.96 | 2.1031 | 188.7745 | 0 | 0 | 0 | 18.0254 | 0
2060 | 86 | 27 | 3 | Thursday | 19 | 2.47 | 7.706 | 33.7941 | 70.7204 | 57.1787 | 44.181 | 0 | 0.7867 | 25.2 | 0.3542 | 196.0136 | 0 | 0 | 0 | 20.3283 | 0
2061 | 86 | 27 | 3 | Thursday | 20 | 2.859 | 7.586 | 33.7932 | 75.2516 | 60.483 | 31.558 | 0 | 0.7137 | 25.2 | 0 | 203.6463 | 0 | 0 | 0 | 17.1204 | 0
2062 | 86 | 27 | 3 | Thursday | 21 | 3.659 | 4.785 | 33.7623 | 69.495 | 55.4564 | 18.935 | 0 | 0.4836 | 25.2 | 0 | 189.5719 | 0 | 0 | 0 | 12.7839 | 0
2063 | 86 | 27 | 3 | Thursday | 22 | 4.398 | 0.607 | 33.801 | 49.7368 | 40.0199 | 12.623 | 0 | 0.2306 | 16.2 | 0 | 140.6449 | 0 | 0 | 0 | 10.7108 | 0
2064 | 86 | 27 | 3 | Thursday | 23 | 6.814 | 0.004 | 33.8635 | 26.9226 | 24.6242 | 12.623 | 0 | 0.2488 | 16.2 | 0 | 101.8633 | 0 | 0 | 0 | 13.3045 | 0
2065 | 87 | 28 | 3 | Friday | 0 | 9.669 | 0 | 33.9251 | 17.5343 | 18.3373 | 6.312 | 0 | 0.2422 | 14.4 | 0 | 84.4389 | 0 | 0 | 0 | 12.9804 | 0
2066 | 87 | 28 | 3 | Friday | 1 | 13.176 | 0 | 34.1133 | 14.6472 | 16.4006 | 6.312 | 0 | 0.31 | 11.88 | 0 | 77.3511 | 0 | 0 | 0 | 16.5305 | 0
2067 | 87 | 28 | 3 | Friday | 2 | 15.079 | 0 | 34.2103 | 11.7686 | 14.464 | 6.312 | 0 | 0.3475 | 11.88 | 0 | 72.6705 | 0 | 0 | 0 | 18.4775 | 0
2068 | 87 | 28 | 3 | Friday | 3 | 18.551 | 0 | 34.6189 | 11.7686 | 14.464 | 6.312 | 0 | 0.4154 | 11.88 | 0 | 73.1469 | 0 | 0 | 0 | 21.9924 | 0
2069 | 87 | 28 | 3 | Friday | 4 | 19.662 | 0 | 34.92 | 13.0128 | 14.464 | 6.312 | 0 | 0.4377 | 11.88 | 0 | 74.7145 | 0 | 0 | 0 | 23.1452 | 0
2070 | 87 | 28 | 3 | Friday | 5 | 15.794 | 0 | 34.7903 | 22.6634 | 20.5805 | 6.312 | 0 | 0.3639 | 11.88 | 0 | 90.2781 | 0 | 0 | 0 | 19.3194 | 0
2071 | 87 | 28 | 3 | Friday | 6 | 12.116 | 0 | 34.2478 | 44.2632 | 35.484 | 31.558 | 0 | 0.5752 | 15.12 | 0.405 | 129.6903 | 0 | 0 | 0 | 30.3326 | 0
2072 | 87 | 28 | 3 | Friday | 7 | 9.828 | 0 | 34.054 | 56.1548 | 46.6998 | 44.181 | 0 | 0.6752 | 15.12 | 3.6728 | 152.7038 | 0 | 0 | 0 | 36.9044 | 0
2073 | 87 | 28 | 3 | Friday | 8 | 7.908 | 0 | 33.9824 | 56.7173 | 52.1343 | 50.492 | 0 | 0.6796 | 18.72 | 10.2008 | 162.2337 | 0 | 0 | 0 | 40.9507 | 0
2074 | 87 | 28 | 3 | Friday | 9 | 6.121 | 0 | 33.939 | 56.4738 | 52.8606 | 31.558 | 0 | 0.5534 | 18.72 | 19.9261 | 162.5467 | 0 | 0 | 0 | 27.0847 | 0
2075 | 87 | 28 | 3 | Friday | 10 | 4.725 | 0 | 33.9376 | 54.1847 | 51.878 | 12.623 | 0 | 0.3343 | 14.4 | 31.116 | 154.7345 | 0 | 0 | 0 | 12.0673 | 0
2076 | 87 | 28 | 3 | Friday | 11 | 3.479 | 2.601 | 33.9192 | 53.261 | 51.878 | 12.623 | 0 | 0.4275 | 18.36 | 36.4081 | 160.6586 | 0 | 0 | 0 | 8.9558 | 0
2077 | 87 | 28 | 3 | Friday | 12 | 2.874 | 6.068 | 34.0312 | 51.4716 | 51.1854 | 18.935 | 0 | 0.5469 | 18.36 | 28.2418 | 162.1579 | 0 | 0 | 0 | 9.1009 | 0
2078 | 87 | 28 | 3 | Friday | 13 | 2.236 | 8.719 | 33.8108 | 53.7278 | 51.878 | 18.935 | 0 | 0.6116 | 18.36 | 18.6077 | 167.8183 | 0 | 0 | 0 | 8.31 | 0
2079 | 87 | 28 | 3 | Friday | 14 | 2.532 | 7.152 | 33.7783 | 55.5801 | 51.878 | 6.312 | 0 | 0.4547 | 18.36 | 12.8237 | 167.7864 | 0 | 0 | 0 | 4.6704 | 0
2080 | 87 | 28 | 3 | Friday | 15 | 3.478 | 5.996 | 33.8037 | 58.7377 | 51.878 | 6.312 | 0 | 0.4128 | 18.36 | 6.8731 | 169.6763 | 0 | 0 | 0 | 5.675 | 0
2081 | 87 | 28 | 3 | Friday | 16 | 3.847 | 5.698 | 33.7919 | 64.8963 | 50.7246 | 25.246 | 0 | 0.5411 | 22.68 | 3.2931 | 178.7958 | 0 | 0 | 0 | 13.195 | 0
2082 | 87 | 28 | 3 | Friday | 17 | 4.418 | 6.174 | 33.7934 | 59.5057 | 43.0931 | 31.558 | 0 | 0.6443 | 28.8 | 1.5495 | 172.5138 | 0 | 0 | 0 | 17.2964 | 0
2083 | 87 | 28 | 3 | Friday | 18 | 3.678 | 7.853 | 33.7667 | 65.4399 | 51.7393 | 44.181 | 0 | 0.8589 | 30.96 | 0.5928 | 191.258 | 0 | 0 | 0 | 23.788 | 0
2084 | 87 | 28 | 3 | Friday | 19 | 2.695 | 7.69 | 33.7882 | 70.7204 | 57.1787 | 44.181 | 0 | 0.8726 | 25.2 | 0.092 | 196.0768 | 0 | 0 | 0 | 25.0543 | 0
2085 | 87 | 28 | 3 | Friday | 20 | 2.845 | 7.739 | 33.7924 | 75.2516 | 60.483 | 31.558 | 0 | 0.7761 | 25.2 | 0 | 203.8732 | 0 | 0 | 0 | 20.0934 | 0
2086 | 87 | 28 | 3 | Friday | 21 | 3.14 | 4.953 | 33.7422 | 69.495 | 55.4564 | 18.935 | 0 | 0.5138 | 25.2 | 0 | 189.7634 | 0 | 0 | 0 | 13.9722 | 0
2087 | 87 | 28 | 3 | Friday | 22 | 3.761 | 0.649 | 33.7772 | 49.7368 | 40.0199 | 12.623 | 0 | 0.2411 | 16.2 | 0 | 140.6772 | 0 | 0 | 0 | 11.1765 | 0
2088 | 87 | 28 | 3 | Friday | 23 | 5.042 | 0.003 | 33.8089 | 26.9226 | 24.6242 | 12.623 | 0 | 0.2351 | 16.2 | 0 | 101.7937 | 0 | 0 | 0 | 12.6093 | 0
2089 | 88 | 29 | 3 | Saturday | 0 | 6.708 | 0 | 33.7983 | 18.3332 | 19.1419 | 6.312 | 0 | 0.1961 | 15.84 | 0 | 87.3096 | 0 | 0 | 0 | 10.5467 | 0
2090 | 88 | 29 | 3 | Saturday | 1 | 6.912 | 0 | 33.8252 | 17.5283 | 18.3373 | 6.312 | 0 | 0.2006 | 12.6 | 0 | 82.4914 | 0 | 0 | 0 | 10.7884 | 0
2091 | 88 | 29 | 3 | Saturday | 2 | 7.326 | 0 | 33.8684 | 11.771 | 14.464 | 6.312 | 0 | 0.209 | 12.6 | 0 | 72.9124 | 0 | 0 | 0 | 11.2386 | 0
2092 | 88 | 29 | 3 | Saturday | 3 | 7.499 | 0 | 33.8895 | 11.771 | 14.464 | 6.312 | 0 | 0.213 | 12.6 | 0 | 72.9375 | 0 | 0 | 0 | 11.4481 | 0
2093 | 88 | 29 | 3 | Saturday | 4 | 8.566 | 0 | 33.8899 | 11.771 | 14.464 | 6.312 | 0 | 0.2338 | 12.6 | 0 | 72.9587 | 0 | 0 | 0 | 12.5513 | 0
2094 | 88 | 29 | 3 | Saturday | 5 | 8.372 | 0 | 33.9338 | 13.0152 | 14.464 | 6.312 | 0 | 0.2308 | 12.6 | 0 | 74.2437 | 0 | 0 | 0 | 12.3927 | 0
2095 | 88 | 29 | 3 | Saturday | 6 | 7.698 | 0 | 33.8414 | 30.2702 | 24.9086 | 31.558 | 0 | 0.5327 | 14.4 | 0.2651 | 103.9528 | 0 | 0 | 0 | 28.3008 | 0
2096 | 88 | 29 | 3 | Saturday | 7 | 6.491 | 0 | 33.8158 | 31.802 | 26.405 | 44.181 | 0 | 0.6706 | 11.52 | 2.5793 | 104.2134 | 0 | 0 | 0 | 36.6698 | 0
2097 | 88 | 29 | 3 | Saturday | 8 | 5.005 | 0 | 33.7683 | 37.2135 | 37.4339 | 50.492 | 0 | 0.6793 | 16.2 | 8.2311 | 125.295 | 0 | 0 | 0 | 41.2543 | 0
2098 | 88 | 29 | 3 | Saturday | 9 | 4.242 | 0 | 33.7599 | 33.502 | 37.9057 | 31.558 | 0 | 0.5503 | 16.2 | 16.8566 | 121.9179 | 0 | 0 | 0 | 26.7753 | 0
2099 | 88 | 29 | 3 | Saturday | 10 | 3.448 | 0 | 33.8018 | 30.9615 | 37.2508 | 12.623 | 0 | 0.3203 | 15.12 | 28.0996 | 117.4543 | 0 | 0 | 0 | 11.3731 | 0
2100 | 88 | 29 | 3 | Saturday | 11 | 2.592 | 3.026 | 33.7752 | 28.0515 | 35.3135 | 12.623 | 0 | 0.4485 | 21.6 | 35.0824 | 122.4607 | 0 | 0 | 0 | 8.6014 | 0
2101 | 88 | 29 | 3 | Saturday | 12 | 2.172 | 3.066 | 33.912 | 25.0415 | 34.2247 | 18.935 | 0 | 0.4054 | 23.4 | 29.3727 | 120.2989 | 0 | 0 | 0 | 8.8407 | 0
2102 | 88 | 29 | 3 | Saturday | 13 | 2.047 | 3.138 | 34.0205 | 25.4861 | 33.0722 | 18.935 | 0 | 0.347 | 23.4 | 22.9243 | 119.7192 | 0 | 0 | 0 | 7.7705 | 0
2103 | 88 | 29 | 3 | Saturday | 14 | 2.002 | 3.18 | 34.0149 | 24.9333 | 33.0722 | 6.312 | 0 | 0.2496 | 23.4 | 19.152 | 119.109 | 0 | 0 | 0 | 3.8019 | 0
2104 | 88 | 29 | 3 | Saturday | 15 | 1.944 | 3.209 | 34.0055 | 25.5032 | 33.0722 | 6.312 | 0 | 0.2338 | 23.4 | 15.3018 | 119.6851 | 0 | 0 | 0 | 3.7499 | 0
2105 | 88 | 29 | 3 | Saturday | 16 | 1.948 | 3.224 | 33.9189 | 25.9193 | 33.0722 | 25.246 | 0 | 0.3497 | 23.4 | 11.5728 | 120.147 | 0 | 0 | 0 | 9.7772 | 0
2106 | 88 | 29 | 3 | Saturday | 17 | 2.683 | 2.847 | 33.9633 | 25.2833 | 32.9581 | 31.558 | 0 | 0.4063 | 27 | 6.6082 | 122.6903 | 0 | 0 | 0 | 13.7645 | 0
2107 | 88 | 29 | 3 | Saturday | 18 | 2.283 | 8.732 | 33.9072 | 52.6536 | 46.5147 | 44.181 | 0 | 0.8381 | 28.8 | 2.2506 | 172.157 | 0 | 0 | 0 | 20.0539 | 0
2108 | 88 | 29 | 3 | Saturday | 19 | 2.214 | 9.552 | 33.9029 | 61.3403 | 50.3878 | 44.181 | 0 | 0.9221 | 28.8 | 0.4018 | 185.6836 | 0 | 0 | 0 | 22.4245 | 0
2109 | 88 | 29 | 3 | Saturday | 20 | 2.648 | 7.676 | 33.8976 | 61.3343 | 50.3878 | 31.558 | 0 | 0.7428 | 27 | 0 | 181.6638 | 0 | 0 | 0 | 18.4704 | 0
2110 | 88 | 29 | 3 | Saturday | 21 | 2.81 | 6.503 | 33.8278 | 61.3343 | 50.3878 | 18.935 | 0 | 0.5732 | 27 | 0 | 180.1562 | 0 | 0 | 0 | 12.8267 | 0
2111 | 88 | 29 | 3 | Saturday | 22 | 2.979 | 1.877 | 33.759 | 49.2003 | 40.077 | 12.623 | 0 | 0.279 | 19.8 | 0 | 145.145 | 0 | 0 | 0 | 9.8679 | 0
2112 | 88 | 29 | 3 | Saturday | 23 | 3.383 | 0.03 | 33.8965 | 28.1779 | 24.6242 | 12.623 | 0 | 0.1959 | 19.8 | 0 | 106.7269 | 0 | 0 | 0 | 10.4371 | 0
2113 | 89 | 30 | 3 | Sunday | 0 | 3.489 | 0 | 33.9158 | 24.1043 | 23.0149 | 6.312 | 0 | 0.1312 | 19.8 | 0 | 100.9662 | 0 | 0 | 0 | 7.0765 | 0
2114 | 89 | 30 | 3 | Sunday | 1 | 3.968 | 0 | 33.9315 | 23.3102 | 22.2101 | 6.312 | 0 | 0.1409 | 19.8 | 0 | 99.3928 | 0 | 0 | 0 | 7.5959 | 0
2115 | 89 | 30 | 3 | Sunday | 2 | 5.191 | 0 | 33.9294 | 17.5379 | 18.3373 | 6.312 | 0 | 0.1644 | 15.48 | 0 | 85.4489 | 0 | 0 | 0 | 8.8588 | 0
2116 | 89 | 30 | 3 | Sunday | 3 | 5.332 | 0 | 33.9512 | 17.5379 | 18.3373 | 6.312 | 0 | 0.1677 | 15.48 | 0 | 85.4741 | 0 | 0 | 0 | 9.0394 | 0
2117 | 89 | 30 | 3 | Sunday | 4 | 7.578 | 0 | 33.9161 | 17.5379 | 18.3373 | 6.312 | 0 | 0.2107 | 15.48 | 0 | 85.482 | 0 | 0 | 0 | 11.3243 | 0
2118 | 89 | 30 | 3 | Sunday | 5 | 9.725 | 0 | 33.8601 | 18.7817 | 18.3373 | 6.312 | 0 | 0.2521 | 15.48 | 0 | 86.7111 | 0 | 0 | 0 | 13.509 | 0
2119 | 89 | 30 | 3 | Sunday | 6 | 9.604 | 0 | 33.8091 | 26.7725 | 24.6242 | 31.558 | 0 | 0.5486 | 18.72 | 0.444 | 104.4744 | 0 | 0 | 0 | 29.0684 | 0
2120 | 89 | 30 | 3 | Sunday | 7 | 7.512 | 0 | 33.7708 | 27.8069 | 29.9942 | 44.181 | 0 | 0.6733 | 18.72 | 6.6796 | 110.9652 | 0 | 0 | 0 | 36.1964 | 0
2121 | 89 | 30 | 3 | Sunday | 8 | 5.848 | 0 | 33.7421 | 24.3769 | 33.2132 | 50.492 | 0 | 0.734 | 23.4 | 18.8957 | 115.4661 | 0 | 0 | 0 | 39.0184 | 0
2122 | 89 | 30 | 3 | Sunday | 9 | 4.707 | 0 | 33.7224 | 19.6658 | 29.3396 | 31.558 | 0 | 0.5579 | 23.4 | 31.9696 | 106.6857 | 0 | 0 | 0 | 22.5283 | 0
2123 | 89 | 30 | 3 | Sunday | 10 | 3.715 | 0 | 33.7182 | 21.2357 | 32.5586 | 12.623 | 0 | 0.3434 | 19.08 | 42.6302 | 106.9359 | 0 | 0 | 0 | 8.4992 | 0
2124 | 89 | 30 | 3 | Sunday | 11 | 2.924 | 0 | 33.7191 | 20.4675 | 32.5586 | 12.623 | 0 | 0.2899 | 21.6 | 49.4133 | 108.635 | 0 | 0 | 0 | 4.737 | 0
2125 | 89 | 30 | 3 | Sunday | 12 | 2.392 | 0 | 33.7187 | 20.1411 | 33.0367 | 18.935 | 0 | 0.2339 | 19.08 | 51.7839 | 106.2105 | 0 | 0 | 0 | 2.4121 | 0
2126 | 89 | 30 | 3 | Sunday | 13 | 1.833 | 0 | 33.7495 | 18.086 | 29.1634 | 18.935 | 0 | 0.1906 | 18.36 | 49.7949 | 99.5495 | 0 | 0 | 0 | 1.833 | 0
2127 | 89 | 30 | 3 | Sunday | 14 | 0.843 | 1.008 | 33.9034 | 18.3685 | 29.1634 | 6.312 | 0 | 0.167 | 18 | 43.3469 | 100.7081 | 0 | 0 | 0 | 0.8433 | 0
2128 | 89 | 30 | 3 | Sunday | 15 | 0.564 | 2.472 | 33.9985 | 19.0023 | 29.1634 | 6.312 | 0 | 0.1647 | 15.84 | 33.2402 | 100.8893 | 0 | 0 | 0 | 0.5638 | 0
2129 | 89 | 30 | 3 | Sunday | 16 | 0.644 | 2.076 | 33.9901 | 18.2285 | 27.5539 | 25.246 | 0 | 0.1214 | 23.04 | 20.7029 | 105.2184 | 0 | 0 | 0 | 0.6438 | 0
2130 | 89 | 30 | 3 | Sunday | 17 | 0.792 | 1.253 | 33.9901 | 18.5158 | 26.399 | 31.558 | 0 | 0.084 | 22.32 | 8.7243 | 102.6878 | 0 | 0 | 0 | 0.7916 | 0
2131 | 89 | 30 | 3 | Sunday | 18 | 1.184 | 5.556 | 33.8537 | 40.5329 | 38.0184 | 44.181 | 0 | 0.3209 | 23.4 | 2.6268 | 142.1768 | 0 | 0 | 0 | 1.1845 | 0
2132 | 89 | 30 | 3 | Sunday | 19 | 1.981 | 2.633 | 33.7483 | 55.5005 | 45.7644 | 44.181 | 0 | 0.1776 | 22.68 | 0.5108 | 160.7186 | 0 | 0 | 0 | 1.9806 | 0
2133 | 89 | 30 | 3 | Sunday | 20 | 2.368 | 2.357 | 33.7832 | 60.0165 | 49.6381 | 31.558 | 0 | 0.1606 | 22.68 | 0 | 168.8273 | 0 | 0 | 0 | 2.3682 | 0
2134 | 89 | 30 | 3 | Sunday | 21 | 2.38 | 0.732 | 33.782 | 48.5011 | 41.8913 | 18.935 | 0 | 0.0735 | 22.68 | 0 | 147.7195 | 0 | 0 | 0 | 2.3802 | 0
2135 | 89 | 30 | 3 | Sunday | 22 | 2.598 | 0.006 | 33.7693 | 40.3665 | 35.5897 | 12.623 | 0 | 0.0379 | 14.4 | 0 | 124.1698 | 0 | 0 | 0 | 2.5979 | 0
2136 | 89 | 30 | 3 | Sunday | 23 | 2.704 | 0 | 33.9039 | 25.6748 | 24.6242 | 12.623 | 0 | 0.039 | 14.4 | 0 | 98.6419 | 0 | 0 | 0 | 2.7036 | 0
2137 | 90 | 31 | 3 | Monday | 0 | 2.582 | 0 | 33.9323 | 17.5343 | 18.3373 | 6.312 | 0 | 0.0358 | 14.4 | 0 | 84.2396 | 0 | 0 | 0 | 2.5822 | 0
2138 | 90 | 31 | 3 | Monday | 1 | 4.259 | 0 | 33.9346 | 14.6472 | 16.4006 | 6.312 | 0 | 0.0583 | 11.88 | 0 | 76.9208 | 0 | 0 | 0 | 4.2586 | 0
2139 | 90 | 31 | 3 | Monday | 2 | 9.405 | 0 | 33.9097 | 11.7686 | 14.464 | 6.312 | 0 | 0.171 | 11.88 | 0 | 72.1934 | 0 | 0 | 0 | 9.4407 | 0
2140 | 90 | 31 | 3 | Monday | 3 | 10.826 | 0 | 33.9681 | 11.7686 | 14.464 | 6.312 | 0 | 0.205 | 11.88 | 0 | 72.2857 | 0 | 0 | 0 | 10.9481 | 0
2141 | 90 | 31 | 3 | Monday | 4 | 11.7 | 0 | 34.1476 | 13.0128 | 14.464 | 6.312 | 0 | 0.2231 | 11.88 | 0 | 73.7276 | 0 | 0 | 0 | 11.9075 | 0
2142 | 90 | 31 | 3 | Monday | 5 | 11.691 | 0 | 34.2857 | 22.6634 | 20.5805 | 6.312 | 0 | 0.2246 | 11.88 | 0 | 89.6342 | 0 | 0 | 0 | 11.9826 | 0
2143 | 90 | 31 | 3 | Monday | 6 | 9.236 | 0 | 34.049 | 43.9518 | 35.484 | 31.558 | 0 | 0.2298 | 15.12 | 0.4917 | 128.8345 | 0 | 0 | 0 | 11.8669 | 0
2144 | 90 | 31 | 3 | Monday | 7 | 6.967 | 0 | 33.9654 | 52.6912 | 46.6998 | 44.181 | 0 | 0.2717 | 15.12 | 7.5764 | 148.748 | 0 | 0 | 0 | 13.7403 | 0
2145 | 90 | 31 | 3 | Monday | 8 | 3.638 | 0 | 33.808 | 55.4398 | 52.1343 | 50.492 | 0 | 0.3192 | 18.72 | 20.8754 | 160.4214 | 0 | 0 | 0 | 15.2606 | 0
2146 | 90 | 31 | 3 | Monday | 9 | 1.401 | 0 | 33.745 | 55.6055 | 52.8606 | 31.558 | 0 | 0.2668 | 18.72 | 34.0299 | 161.1979 | 0 | 0 | 0 | 8.4554 | 0
2147 | 90 | 31 | 3 | Monday | 10 | 0.235 | 0 | 33.7637 | 54.1115 | 51.878 | 12.623 | 0 | 0.2618 | 14.4 | 44.0253 | 154.415 | 0 | 0 | 0 | 1.2694 | 0
2148 | 90 | 31 | 3 | Monday | 11 | 0 | 7.292 | 33.9292 | 53.4917 | 51.878 | 12.623 | 0 | 0.5732 | 18.36 | 50.2324 | 166.1851 | 0 | 0 | 0 | 0 | 0
2149 | 90 | 31 | 3 | Monday | 12 | 0 | 19.546 | 34.014 | 51.4187 | 51.1854 | 18.935 | 0 | 1.2368 | 18.36 | 52.0718 | 178.0114 | 0 | 0 | 0 | 0 | 0
2150 | 90 | 31 | 3 | Monday | 13 | 0 | 31.842 | 34.0263 | 53.1314 | 51.878 | 18.935 | 0 | 1.7414 | 18.36 | 49.7517 | 191.3371 | 0 | 0 | 0 | 0 | 0
2151 | 90 | 31 | 3 | Monday | 14 | 0 | 40.039 | 33.9811 | 53.6288 | 51.878 | 6.312 | 0 | 1.8274 | 18.36 | 43.5537 | 193.8641 | 0 | 0 | 0 | 0 | 0
2152 | 90 | 31 | 3 | Monday | 15 | 0 | 39.284 | 33.9417 | 54.5526 | 51.878 | 6.312 | 0 | 1.7551 | 18.36 | 33.7939 | 194.6763 | 0 | 0 | 0 | 0 | 0
2153 | 90 | 31 | 3 | Monday | 16 | 0 | 38.656 | 33.9296 | 54.8623 | 50.7246 | 25.246 | 0 | 1.7373 | 22.68 | 21.2227 | 198.1227 | 0 | 0 | 0 | 0 | 0
2154 | 90 | 31 | 3 | Monday | 17 | 0 | 29.65 | 33.9696 | 49.1914 | 43.0931 | 31.558 | 0 | 1.5414 | 28.8 | 8.6626 | 187.7969 | 0 | 0 | 0 | 0 | 0
2155 | 90 | 31 | 3 | Monday | 18 | 0 | 16.201 | 33.8765 | 61.62 | 51.7393 | 44.181 | 0 | 0.8795 | 30.96 | 2.2575 | 196.8599 | 0 | 0 | 0 | 0 | 0
2156 | 90 | 31 | 3 | Monday | 19 | 0 | 10.974 | 33.8091 | 70.7204 | 57.1787 | 44.181 | 0 | 0.5881 | 25.2 | 0.4416 | 199.3653 | 0 | 0 | 0 | 0 | 0
2157 | 90 | 31 | 3 | Monday | 20 | 0 | 10.35 | 33.8034 | 75.2516 | 60.483 | 31.558 | 0 | 0.6088 | 25.2 | 0 | 206.5404 | 0 | 0 | 0 | 0 | 0
2158 | 90 | 31 | 3 | Monday | 21 | 0 | 6.783 | 33.7354 | 69.495 | 55.4564 | 18.935 | 0 | 0.5722 | 25.2 | 0 | 191.7946 | 0 | 0 | 0 | 0 | 0
2159 | 90 | 31 | 3 | Monday | 22 | 0 | 1.051 | 33.7182 | 49.7368 | 40.0199 | 12.623 | 0 | 0.4146 | 16.2 | 0 | 141.2264 | 0 | 0 | 0 | 0 | 0
2160 | 90 | 31 | 3 | Monday | 23 | 0.777 | 0.01 | 33.784 | 26.9226 | 24.6242 | 12.623 | 0 | 0.0762 | 16.2 | 0 | 101.6176 | 0 | 0 | 0 | 0.7775 | 0
2161 | 91 | 1 | 4 | Tuesday | 0 | 1.147 | 0 | 33.8743 | 17.5343 | 18.3373 | 6.064 | 0 | 0.0167 | 14.4 | 0 | 84.1627 | 0 | 0 | 0 | 1.1475 | 0
2162 | 91 | 1 | 4 | Tuesday | 1 | 1.277 | 0 | 33.9244 | 14.6472 | 16.4006 | 6.064 | 0 | 0.0185 | 11.88 | 0 | 76.8707 | 0 | 0 | 0 | 1.2774 | 0
2163 | 91 | 1 | 4 | Tuesday | 2 | 1.583 | 0 | 33.9584 | 11.7686 | 14.464 | 6.064 | 0 | 0.0225 | 11.88 | 0 | 72.0936 | 0 | 0 | 0 | 1.5834 | 0
2164 | 91 | 1 | 4 | Tuesday | 3 | 2.623 | 0 | 33.9754 | 11.7686 | 14.464 | 6.064 | 0 | 0.0364 | 11.88 | 0 | 72.1245 | 0 | 0 | 0 | 2.6234 | 0
2165 | 91 | 1 | 4 | Tuesday | 4 | 3.183 | 0 | 33.9523 | 13.0128 | 14.464 | 6.064 | 0 | 0.0438 | 11.88 | 0 | 73.3529 | 0 | 0 | 0 | 3.1831 | 0
2166 | 91 | 1 | 4 | Tuesday | 5 | 2.903 | 0 | 33.9301 | 22.6634 | 20.5805 | 6.064 | 0 | 0.0401 | 11.88 | 0 | 89.0941 | 0 | 0 | 0 | 2.9028 | 0
2167 | 91 | 1 | 4 | Tuesday | 6 | 2.036 | 0 | 33.8644 | 44.2813 | 35.484 | 30.32 | 0 | 0.0368 | 15.12 | 0 | 128.7865 | 0 | 0 | 0 | 2.0357 | 0
2168 | 91 | 1 | 4 | Tuesday | 7 | 1.481 | 0 | 33.8541 | 61.0361 | 46.6998 | 42.448 | 0 | 0.0532 | 15.12 | 0.4698 | 156.7633 | 0 | 0 | 0 | 2.1255 | 0
2169 | 91 | 1 | 4 | Tuesday | 8 | 0.914 | 0 | 33.8495 | 63.6278 | 52.1343 | 48.512 | 0 | 0.1292 | 18.72 | 5.172 | 168.4608 | 0 | 0 | 0 | 5.7779 | 0
2170 | 91 | 1 | 4 | Tuesday | 9 | 0.581 | 0 | 33.8839 | 59.374 | 52.8606 | 30.32 | 0 | 0.1174 | 18.72 | 13.4231 | 164.9559 | 0 | 0 | 0 | 5.8896 | 0
2171 | 91 | 1 | 4 | Tuesday | 10 | 0.499 | 0 | 33.9147 | 55.2741 | 51.878 | 12.128 | 0 | 0.0676 | 14.4 | 23.6187 | 155.5345 | 0 | 0 | 0 | 3.0573 | 0
2172 | 91 | 1 | 4 | Tuesday | 11 | 0.416 | 3.195 | 33.9086 | 54.0252 | 51.878 | 12.128 | 0 | 0.2642 | 18.36 | 31.7935 | 161.8914 | 0 | 0 | 0 | 2.7803 | 0
2173 | 91 | 1 | 4 | Tuesday | 12 | 0.38 | 8.43 | 34.0128 | 51.6057 | 51.1854 | 18.192 | 0 | 0.5618 | 18.36 | 36.2877 | 164.8427 | 0 | 0 | 0 | 3.0075 | 0
2174 | 91 | 1 | 4 | Tuesday | 13 | 0.323 | 9.374 | 33.8253 | 52.2766 | 51.878 | 18.192 | 0 | 0.5841 | 18.36 | 36.4725 | 167.0625 | 0 | 0 | 0 | 2.0787 | 0
2175 | 91 | 1 | 4 | Tuesday | 14 | 0.24 | 7.918 | 33.794 | 52.6628 | 51.878 | 6.064 | 0 | 0.4469 | 18.36 | 31.7983 | 165.7053 | 0 | 0 | 0 | 0.6229 | 0
2176 | 91 | 1 | 4 | Tuesday | 15 | 0.233 | 6.93 | 33.739 | 53.95 | 51.878 | 6.064 | 0 | 0.3692 | 18.36 | 25.5812 | 165.7905 | 0 | 0 | 0 | 0.6091 | 0
2177 | 91 | 1 | 4 | Tuesday | 16 | 0.206 | 6.499 | 33.7241 | 54.7058 | 50.7246 | 24.256 | 0 | 0.3853 | 22.68 | 20.4844 | 169.2488 | 0 | 0 | 0 | 2.4582 | 0
2178 | 91 | 1 | 4 | Tuesday | 17 | 0.577 | 6.784 | 33.7446 | 47.3909 | 43.0931 | 30.32 | 0 | 0.4491 | 28.8 | 15.6171 | 160.8147 | 0 | 0 | 0 | 4.9903 | 0
2179 | 91 | 1 | 4 | Tuesday | 18 | 0.826 | 8.57 | 33.8178 | 48.1697 | 51.7393 | 42.448 | 0 | 0.6388 | 30.96 | 8.6726 | 174.5945 | 0 | 0 | 0 | 9.7894 | 0
2180 | 91 | 1 | 4 | Tuesday | 19 | 0.964 | 8.489 | 33.8654 | 64.4568 | 57.1787 | 42.448 | 0 | 0.692 | 25.2 | 3.3351 | 190.5741 | 0 | 0 | 0 | 12.9342 | 0
2181 | 91 | 1 | 4 | Tuesday | 20 | 1.005 | 8.193 | 33.8327 | 75.1846 | 60.483 | 30.32 | 0 | 0.6377 | 25.2 | 0.6187 | 204.1984 | 0 | 0 | 0 | 11.2645 | 0
2182 | 91 | 1 | 4 | Tuesday | 21 | 1.452 | 5.168 | 33.8352 | 69.495 | 55.4564 | 18.192 | 0 | 0.4199 | 25.2 | 0 | 189.996 | 0 | 0 | 0 | 8.2539 | 0
2183 | 91 | 1 | 4 | Tuesday | 22 | 1.79 | 0.75 | 33.8681 | 49.7368 | 40.0199 | 12.128 | 0 | 0.1615 | 16.2 | 0 | 140.7971 | 0 | 0 | 0 | 6.5853 | 0
2184 | 91 | 1 | 4 | Tuesday | 23 | 3.802 | 0.008 | 33.8896 | 26.9226 | 24.6242 | 12.128 | 0 | 0.1651 | 16.2 | 0 | 101.8098 | 0 | 0 | 0 | 8.8005 | 0
2185 | 92 | 2 | 4 | Wednesday | 0 | 7.144 | 0 | 33.849 | 17.5343 | 18.3373 | 6.064 | 0 | 0.181 | 14.4 | 0 | 84.3016 | 0 | 0 | 0 | 9.7181 | 0
2186 | 92 | 2 | 4 | Wednesday | 1 | 9.836 | 0 | 33.8502 | 14.6472 | 16.4006 | 6.064 | 0 | 0.2328 | 11.88 | 0 | 77.0108 | 0 | 0 | 0 | 12.461 | 0
2187 | 92 | 2 | 4 | Wednesday | 2 | 11.375 | 0 | 33.9673 | 11.7686 | 14.464 | 6.064 | 0 | 0.2629 | 11.88 | 0 | 72.3429 | 0 | 0 | 0 | 14.0494 | 0
2188 | 92 | 2 | 4 | Wednesday | 3 | 12.826 | 0 | 34.1152 | 11.7686 | 14.464 | 6.064 | 0 | 0.2916 | 11.88 | 0 | 72.5195 | 0 | 0 | 0 | 15.5493 | 0
2189 | 92 | 2 | 4 | Wednesday | 4 | 15.116 | 0 | 34.3674 | 13.0128 | 14.464 | 6.064 | 0 | 0.3363 | 11.88 | 0 | 74.0605 | 0 | 0 | 0 | 17.887 | 0
2190 | 92 | 2 | 4 | Wednesday | 5 | 14.351 | 0 | 34.3788 | 22.6634 | 20.5805 | 6.064 | 0 | 0.3225 | 11.88 | 0 | 89.8252 | 0 | 0 | 0 | 17.1703 | 0
2191 | 92 | 2 | 4 | Wednesday | 6 | 10.18 | 0 | 34.0325 | 44.2813 | 35.484 | 30.32 | 0 | 0.4733 | 15.12 | 0 | 129.3911 | 0 | 0 | 0 | 24.9482 | 0
2192 | 92 | 2 | 4 | Wednesday | 7 | 8.234 | 0 | 33.8099 | 60.8316 | 46.6998 | 42.448 | 0 | 0.5859 | 15.12 | 0.5879 | 157.0473 | 0 | 0 | 0 | 30.673 | 0
2193 | 92 | 2 | 4 | Wednesday | 8 | 6.678 | 0 | 33.8126 | 60.7998 | 52.1343 | 48.512 | 0 | 0.6635 | 18.72 | 6.33 | 166.1303 | 0 | 0 | 0 | 34.6457 | 0
2194 | 92 | 2 | 4 | Wednesday | 9 | 5.514 | 0 | 33.8459 | 57.3072 | 52.8606 | 30.32 | 0 | 0.4647 | 18.72 | 16.2661 | 163.1983 | 0 | 0 | 0 | 24.0691 | 0
2195 | 92 | 2 | 4 | Wednesday | 10 | 4.139 | 0 | 33.8691 | 54.1735 | 51.878 | 12.128 | 0 | 0.281 | 14.4 | 27.8147 | 154.6016 | 0 | 0 | 0 | 11.1636 | 0
2196 | 92 | 2 | 4 | Wednesday | 11 | 2.828 | 2.638 | 33.8839 | 53.2869 | 51.878 | 12.128 | 0 | 0.4375 | 18.36 | 41.1238 | 160.6992 | 0 | 0 | 0 | 8.1908 | 0
2197 | 92 | 2 | 4 | Wednesday | 12 | 1.828 | 7.085 | 33.9649 | 51.5471 | 51.1854 | 18.192 | 0 | 0.6704 | 18.36 | 49.3713 | 163.3903 | 0 | 0 | 0 | 6.0291 | 0
2198 | 92 | 2 | 4 | Wednesday | 13 | 1.386 | 9.124 | 33.8287 | 52.4854 | 51.878 | 18.192 | 0 | 0.6808 | 18.36 | 50.4103 | 167.1009 | 0 | 0 | 0 | 2.0287 | 0
2199 | 92 | 2 | 4 | Wednesday | 14 | 1.113 | 7.662 | 33.756 | 52.4414 | 51.878 | 6.064 | 0 | 0.5541 | 18.36 | 49.6955 | 165.2762 | 0 | 0 | 0 | 1.1128 | 0
2200 | 92 | 2 | 4 | Wednesday | 15 | 0.854 | 6.827 | 33.7395 | 54.1457 | 51.878 | 6.064 | 0 | 0.4654 | 18.36 | 45.8833 | 165.9722 | 0 | 0 | 0 | 0.8538 | 0
2201 | 92 | 2 | 4 | Wednesday | 16 | 0.554 | 6.964 | 33.7288 | 58.2589 | 50.7246 | 24.256 | 0 | 0.407 | 22.68 | 35.9929 | 173.3312 | 0 | 0 | 0 | 0.5536 | 0
2202 | 92 | 2 | 4 | Wednesday | 17 | 0.927 | 7.053 | 33.727 | 47.6455 | 43.0931 | 30.32 | 0 | 0.3844 | 28.8 | 22.6282 | 161.278 | 0 | 0 | 0 | 0.9273 | 0
2203 | 92 | 2 | 4 | Wednesday | 18 | 1.219 | 8.367 | 33.765 | 45.5948 | 51.7393 | 42.448 | 0 | 0.4655 | 30.96 | 9.548 | 171.5733 | 0 | 0 | 0 | 1.219 | 0
2204 | 92 | 2 | 4 | Wednesday | 19 | 1.004 | 8.656 | 33.8405 | 57.4203 | 57.1787 | 42.448 | 0 | 0.4778 | 25.2 | 2.8787 | 183.4785 | 0 | 0 | 0 | 1.0041 | 0
2205 | 92 | 2 | 4 | Wednesday | 20 | 1.143 | 8.704 | 33.8724 | 74.6457 | 60.483 | 30.32 | 0 | 0.4742 | 25.2 | 0.5715 | 204.0888 | 0 | 0 | 0 | 1.1425 | 0
2206 | 92 | 2 | 4 | Wednesday | 21 | 1.811 | 5.437 | 33.7419 | 69.495 | 55.4564 | 18.192 | 0 | 0.3081 | 25.2 | 0 | 190.0811 | 0 | 0 | 0 | 1.8168 | 0
2207 | 92 | 2 | 4 | Wednesday | 22 | 2.406 | 0.811 | 33.731 | 49.7368 | 40.0199 | 12.128 | 0 | 0.0924 | 16.2 | 0 | 140.6567 | 0 | 0 | 0 | 2.6268 | 0
2208 | 92 | 2 | 4 | Wednesday | 23 | 3.605 | 0.004 | 33.8105 | 26.9226 | 24.6242 | 12.128 | 0 | 0.0794 | 16.2 | 0 | 101.6414 | 0 | 0 | 0 | 4.1422 | 0
2209 | 93 | 3 | 4 | Thursday | 0 | 4.836 | 0 | 33.8424 | 17.5343 | 18.3373 | 6.064 | 0 | 0.0976 | 14.4 | 0 | 84.2116 | 0 | 0 | 0 | 5.222 | 0
2210 | 93 | 3 | 4 | Thursday | 1 | 5.909 | 0 | 33.8368 | 14.6472 | 16.4006 | 6.064 | 0 | 0.119 | 11.88 | 0 | 76.8837 | 0 | 0 | 0 | 6.3738 | 0
2211 | 93 | 3 | 4 | Thursday | 2 | 6.324 | 0 | 33.8778 | 11.7686 | 14.464 | 6.064 | 0 | 0.1281 | 11.88 | 0 | 72.1186 | 0 | 0 | 0 | 6.8666 | 0
2212 | 93 | 3 | 4 | Thursday | 3 | 7.911 | 0 | 33.892 | 11.7686 | 14.464 | 6.064 | 0 | 0.1593 | 11.88 | 0 | 72.1639 | 0 | 0 | 0 | 8.5304 | 0
2213 | 93 | 3 | 4 | Thursday | 4 | 7.769 | 0 | 33.9639 | 13.0128 | 14.464 | 6.064 | 0 | 0.158 | 11.88 | 0 | 73.4787 | 0 | 0 | 0 | 8.4636 | 0
2214 | 93 | 3 | 4 | Thursday | 5 | 7.473 | 0 | 33.9567 | 22.6634 | 20.5805 | 6.064 | 0 | 0.1539 | 11.88 | 0 | 89.2345 | 0 | 0 | 0 | 8.2424 | 0
2215 | 93 | 3 | 4 | Thursday | 6 | 6.471 | 0 | 33.8332 | 44.2813 | 35.484 | 30.32 | 0 | 0.2194 | 15.12 | 0 | 128.9379 | 0 | 0 | 0 | 11.3606 | 0
2216 | 93 | 3 | 4 | Thursday | 7 | 6.015 | 0 | 33.8152 | 60.5479 | 46.6998 | 42.448 | 0 | 0.3055 | 15.12 | 0.5652 | 156.4884 | 0 | 0 | 0 | 15.597 | 0
2217 | 93 | 3 | 4 | Thursday | 8 | 4.759 | 0 | 33.8266 | 59.2518 | 52.1343 | 48.512 | 0 | 0.379 | 18.72 | 5.1885 | 164.3117 | 0 | 0 | 0 | 19.3107 | 0
2218 | 93 | 3 | 4 | Thursday | 9 | 3.458 | 0 | 33.8389 | 57.6536 | 52.8606 | 30.32 | 0 | 0.2735 | 18.72 | 12.1333 | 163.3465 | 0 | 0 | 0 | 14.359 | 0
2219 | 93 | 3 | 4 | Thursday | 10 | 2.675 | 0 | 33.9007 | 55.328 | 51.878 | 12.128 | 0 | 0.1407 | 14.4 | 17.8371 | 155.6474 | 0 | 0 | 0 | 7.4007 | 0
2220 | 93 | 3 | 4 | Thursday | 11 | 1.927 | 3.006 | 33.8891 | 54.3948 | 51.878 | 12.128 | 0 | 0.3038 | 18.36 | 23.0962 | 162.0764 | 0 | 0 | 0 | 6.6693 | 0
2221 | 93 | 3 | 4 | Thursday | 12 | 1.502 | 8.329 | 33.9805 | 52.1439 | 51.1854 | 18.192 | 0 | 0.6441 | 18.36 | 29.5374 | 165.3218 | 0 | 0 | 0 | 7.9585 | 0
2222 | 93 | 3 | 4 | Thursday | 13 | 1.145 | 9.261 | 33.8057 | 52.7837 | 51.878 | 18.192 | 0 | 0.6765 | 18.36 | 33.3095 | 167.5194 | 0 | 0 | 0 | 6.3068 | 0
2223 | 93 | 3 | 4 | Thursday | 14 | 0.951 | 7.654 | 33.7647 | 52.9134 | 51.878 | 6.064 | 0 | 0.4727 | 18.36 | 27.0382 | 165.6666 | 0 | 0 | 0 | 2.3091 | 0
2224 | 93 | 3 | 4 | Thursday | 15 | 0.586 | 6.761 | 33.7628 | 54.14 | 51.878 | 6.064 | 0 | 0.3839 | 18.36 | 18.4906 | 165.837 | 0 | 0 | 0 | 1.898 | 0
2225 | 93 | 3 | 4 | Thursday | 16 | 0.408 | 6.637 | 33.7521 | 55.4338 | 50.7246 | 24.256 | 0 | 0.4624 | 22.68 | 14.7891 | 170.2303 | 0 | 0 | 0 | 6.2916 | 0
2226 | 93 | 3 | 4 | Thursday | 17 | 0.785 | 6.997 | 33.7375 | 47.6018 | 43.0931 | 30.32 | 0 | 0.5426 | 28.8 | 11.5288 | 161.3419 | 0 | 0 | 0 | 9.4952 | 0
2227 | 93 | 3 | 4 | Thursday | 18 | 0.778 | 9.009 | 33.8007 | 47.293 | 51.7393 | 42.448 | 0 | 0.7633 | 30.96 | 7.5391 | 174.3001 | 0 | 0 | 0 | 15.3338 | 0
2228 | 93 | 3 | 4 | Thursday | 19 | 0.69 | 9.318 | 33.88 | 61.7691 | 57.1787 | 42.448 | 0 | 0.8245 | 25.2 | 3.3127 | 188.9299 | 0 | 0 | 0 | 17.7957 | 0
2229 | 93 | 3 | 4 | Thursday | 20 | 0.63 | 9.23 | 33.8816 | 74.7922 | 60.483 | 30.32 | 0 | 0.7479 | 25.2 | 0.5691 | 205.0874 | 0 | 0 | 0 | 14.2986 | 0
2230 | 93 | 3 | 4 | Thursday | 21 | 1.121 | 5.818 | 33.7757 | 69.495 | 55.4564 | 18.192 | 0 | 0.483 | 25.2 | 0 | 190.7019 | 0 | 0 | 0 | 9.8696 | 0
2231 | 93 | 3 | 4 | Thursday | 22 | 1.307 | 0.995 | 33.7188 | 49.7368 | 40.0199 | 12.128 | 0 | 0.1881 | 16.2 | 0 | 140.9395 | 0 | 0 | 0 | 7.3606 | 0
2232 | 93 | 3 | 4 | Thursday | 23 | 1.785 | 0.006 | 33.8222 | 26.9226 | 24.6242 | 12.128 | 0 | 0.1499 | 16.2 | 0 | 101.7253 | 0 | 0 | 0 | 8.0113 | 0
2233 | 94 | 4 | 4 | Friday | 0 | 1.999 | 0 | 33.9304 | 17.5343 | 18.3373 | 6.064 | 0 | 0.0962 | 14.4 | 0 | 84.2982 | 0 | 0 | 0 | 5.1756 | 0
2234 | 94 | 4 | 4 | Friday | 1 | 2.025 | 0 | 33.959 | 14.6472 | 16.4006 | 6.064 | 0 | 0.0975 | 11.88 | 0 | 76.9843 | 0 | 0 | 0 | 5.2444 | 0
2235 | 94 | 4 | 4 | Friday | 2 | 2.214 | 0 | 33.9794 | 11.7686 | 14.464 | 6.064 | 0 | 0.1017 | 11.88 | 0 | 72.1937 | 0 | 0 | 0 | 5.4757 | 0
2236 | 94 | 4 | 4 | Friday | 3 | 3.698 | 0 | 33.9782 | 11.7686 | 14.464 | 6.064 | 0 | 0.13 | 11.88 | 0 | 72.2209 | 0 | 0 | 0 | 7.0005 | 0
2237 | 94 | 4 | 4 | Friday | 4 | 5.661 | 0 | 33.9314 | 13.0128 | 14.464 | 6.064 | 0 | 0.1675 | 11.88 | 0 | 73.4556 | 0 | 0 | 0 | 9.0045 | 0
2238 | 94 | 4 | 4 | Friday | 5 | 5.997 | 0 | 33.8581 | 22.6634 | 20.5805 | 6.064 | 0 | 0.1745 | 11.88 | 0 | 89.1565 | 0 | 0 | 0 | 9.3813 | 0
2239 | 94 | 4 | 4 | Friday | 6 | 4.832 | 0 | 33.7946 | 44.2813 | 35.484 | 30.32 | 0 | 0.4204 | 15.12 | 0 | 129.1003 | 0 | 0 | 0 | 22.3213 | 0
2240 | 94 | 4 | 4 | Friday | 7 | 4.019 | 0 | 33.7768 | 61.02 | 46.6998 | 42.448 | 0 | 0.5691 | 15.12 | 0.4795 | 157.1857 | 0 | 0 | 0 | 29.9999 | 0
2241 | 94 | 4 | 4 | Friday | 8 | 2.936 | 0 | 33.778 | 63.3421 | 52.1343 | 48.512 | 0 | 0.6579 | 18.72 | 5.4653 | 168.6324 | 0 | 0 | 0 | 34.5991 | 0
2242 | 94 | 4 | 4 | Friday | 9 | 2.35 | 0 | 33.8072 | 58.0779 | 52.8606 | 30.32 | 0 | 0.454 | 18.72 | 15.8534 | 163.9196 | 0 | 0 | 0 | 22.829 | 0
2243 | 94 | 4 | 4 | Friday | 10 | 1.75 | 0 | 33.865 | 54.6907 | 51.878 | 12.128 | 0 | 0.2665 | 14.4 | 28.4964 | 155.1002 | 0 | 0 | 0 | 9.1546 | 0
2244 | 94 | 4 | 4 | Friday | 11 | 1.277 | 3.418 | 33.8782 | 53.9279 | 51.878 | 12.128 | 0 | 0.4454 | 18.36 | 38.4225 | 162.1857 | 0 | 0 | 0 | 6.8411 | 0
2245 | 94 | 4 | 4 | Friday | 12 | 0.834 | 9.938 | 33.9602 | 51.769 | 51.1854 | 18.192 | 0 | 0.7851 | 18.36 | 43.4048 | 166.8076 | 0 | 0 | 0 | 5.8674 | 0
2246 | 94 | 4 | 4 | Friday | 13 | 0.306 | 10.179 | 33.8971 | 52.3823 | 51.878 | 18.192 | 0 | 0.7199 | 18.36 | 45.3371 | 168.2465 | 0 | 0 | 0 | 2.1346 | 0
2247 | 94 | 4 | 4 | Friday | 14 | 0 | 8.594 | 33.7693 | 52.4226 | 51.878 | 6.064 | 0 | 0.6093 | 18.36 | 39.667 | 166.3338 | 0 | 0 | 0 | 0 | 0
2248 | 94 | 4 | 4 | Friday | 15 | 0 | 7.775 | 33.7522 | 53.0974 | 51.878 | 6.064 | 0 | 0.4456 | 18.36 | 30.98 | 165.9413 | 0 | 0 | 0 | 0 | 0
2249 | 94 | 4 | 4 | Friday | 16 | 0 | 7.097 | 33.7428 | 54.5411 | 50.7246 | 24.256 | 0 | 0.4029 | 22.68 | 19.8936 | 169.7671 | 0 | 0 | 0 | 0 | 0
2250 | 94 | 4 | 4 | Friday | 17 | 0.06 | 7.279 | 33.7352 | 48.9733 | 43.0931 | 30.32 | 0 | 0.7589 | 28.8 | 10.2701 | 163.2332 | 0 | 0 | 0 | 0.0787 | 0
2251 | 94 | 4 | 4 | Friday | 18 | 0.679 | 9.413 | 33.8279 | 54.4562 | 51.7393 | 42.448 | 0 | 0.5588 | 30.96 | 5.2879 | 181.722 | 0 | 0 | 0 | 2.9605 | 0
2252 | 94 | 4 | 4 | Friday | 19 | 0.732 | 9.309 | 33.8796 | 67.4965 | 57.1787 | 42.448 | 0 | 0.6192 | 25.2 | 2.485 | 194.4422 | 0 | 0 | 0 | 6.5722 | 0
2253 | 94 | 4 | 4 | Friday | 20 | 0.714 | 9.115 | 33.879 | 75.2379 | 60.483 | 30.32 | 0 | 0.6069 | 25.2 | 0.5255 | 205.2651 | 0 | 0 | 0 | 6.9037 | 0
2254 | 94 | 4 | 4 | Friday | 21 | 0.812 | 5.725 | 33.7417 | 69.495 | 55.4564 | 18.192 | 0 | 0.3946 | 25.2 | 0 | 190.4795 | 0 | 0 | 0 | 5.2893 | 0
2255 | 94 | 4 | 4 | Friday | 22 | 1.074 | 0.965 | 33.7182 | 49.7368 | 40.0199 | 12.128 | 0 | 0.1319 | 16.2 | 0 | 140.8506 | 0 | 0 | 0 | 4.3671 | 0
2256 | 94 | 4 | 4 | Friday | 23 | 1.65 | 0.008 | 33.8779 | 26.9226 | 24.6242 | 12.128 | 0 | 0.0983 | 16.2 | 0 | 101.7315 | 0 | 0 | 0 | 5.1836 | 0
2257 | 95 | 5 | 4 | Saturday | 0 | 1.911 | 0 | 33.9257 | 18.3332 | 19.1419 | 6.064 | 0 | 0.0704 | 15.84 | 0 | 87.3113 | 0 | 0 | 0 | 3.7666 | 0
2258 | 95 | 5 | 4 | Saturday | 1 | 3.49 | 0 | 33.9204 | 17.5283 | 18.3373 | 6.064 | 0 | 0.1007 | 12.6 | 0 | 82.4867 | 0 | 0 | 0 | 5.4055 | 0
2259 | 95 | 5 | 4 | Saturday | 2 | 4.241 | 0 | 33.9331 | 11.771 | 14.464 | 6.064 | 0 | 0.1158 | 12.6 | 0 | 72.884 | 0 | 0 | 0 | 6.2153 | 0
2260 | 95 | 5 | 4 | Saturday | 3 | 6.375 | 0 | 33.8849 | 11.771 | 14.464 | 6.064 | 0 | 0.1566 | 12.6 | 0 | 72.8765 | 0 | 0 | 0 | 8.4078 | 0
2261 | 95 | 5 | 4 | Saturday | 4 | 7.156 | 0 | 33.8639 | 11.771 | 14.464 | 6.064 | 0 | 0.1723 | 12.6 | 0 | 72.8712 | 0 | 0 | 0 | 9.2455 | 0
2262 | 95 | 5 | 4 | Saturday | 5 | 8.05 | 0 | 33.9054 | 13.0152 | 14.464 | 6.064 | 0 | 0.1902 | 12.6 | 0 | 74.1748 | 0 | 0 | 0 | 10.1968 | 0
2263 | 95 | 5 | 4 | Saturday | 6 | 8.071 | 0 | 33.8708 | 30.2702 | 24.9086 | 30.32 | 0 | 0.3723 | 14.4 | 0 | 103.822 | 0 | 0 | 0 | 19.5963 | 0
2264 | 95 | 5 | 4 | Saturday | 7 | 7.134 | 0 | 33.8748 | 33.0371 | 26.405 | 42.448 | 0 | 0.4862 | 11.52 | 0.4096 | 105.3231 | 0 | 0 | 0 | 25.3522 | 0
2265 | 95 | 5 | 4 | Saturday | 8 | 5.86 | 0 | 33.8248 | 41.7074 | 37.4339 | 48.512 | 0 | 0.5658 | 16.2 | 4.0835 | 129.7319 | 0 | 0 | 0 | 29.4224 | 0
2266 | 95 | 5 | 4 | Saturday | 9 | 5.024 | 0 | 33.8178 | 35.1264 | 37.9057 | 30.32 | 0 | 0.3986 | 16.2 | 10.9762 | 123.4484 | 0 | 0 | 0 | 21.1264 | 0
2267 | 95 | 5 | 4 | Saturday | 10 | 4.786 | 0 | 33.8798 | 31.3374 | 37.2508 | 12.128 | 0 | 0.23 | 15.12 | 19.4519 | 117.818 | 0 | 0 | 0 | 11.4177 | 0
2268 | 95 | 5 | 4 | Saturday | 11 | 3.901 | 2.915 | 33.868 | 28.9569 | 35.3135 | 12.128 | 0 | 0.3746 | 21.6 | 23.639 | 123.2656 | 0 | 0 | 0 | 10.2163 | 0
2269 | 95 | 5 | 4 | Saturday | 12 | 3.489 | 3.016 | 33.8471 | 26.1261 | 34.2247 | 18.192 | 0 | 0.4077 | 23.4 | 21.5345 | 121.2678 | 0 | 0 | 0 | 12.6014 | 0
2270 | 95 | 5 | 4 | Saturday | 13 | 3.166 | 3.065 | 33.9384 | 25.9396 | 33.0722 | 18.192 | 0 | 0.4027 | 23.4 | 21.2434 | 120.0671 | 0 | 0 | 0 | 12.2766 | 0
2271 | 95 | 5 | 4 | Saturday | 14 | 2.966 | 3.131 | 33.9332 | 24.6772 | 33.0722 | 6.064 | 0 | 0.3019 | 23.4 | 23.4709 | 118.7709 | 0 | 0 | 0 | 5.8854 | 0
2272 | 95 | 5 | 4 | Saturday | 15 | 2.951 | 3.164 | 33.9087 | 25.1478 | 33.0722 | 6.064 | 0 | 0.3068 | 23.4 | 24.9254 | 119.2575 | 0 | 0 | 0 | 5.604 | 0
2273 | 95 | 5 | 4 | Saturday | 16 | 3.079 | 3.193 | 33.8812 | 25.8929 | 33.0722 | 24.256 | 0 | 0.4437 | 23.4 | 24.4757 | 120.143 | 0 | 0 | 0 | 12.7773 | 0
2274 | 95 | 5 | 4 | Saturday | 17 | 3.672 | 2.834 | 33.9338 | 24.3318 | 32.9581 | 30.32 | 0 | 0.4536 | 27 | 17.4601 | 121.7422 | 0 | 0 | 0 | 15.9082 | 0
2275 | 95 | 5 | 4 | Saturday | 18 | 3.058 | 7.436 | 33.9196 | 39.5066 | 46.5147 | 42.448 | 0 | 0.8081 | 28.8 | 8.7732 | 157.5909 | 0 | 0 | 0 | 22.1087 | 0
2276 | 95 | 5 | 4 | Saturday | 19 | 3.065 | 9.223 | 33.9051 | 54.9281 | 50.3878 | 42.448 | 0 | 0.9397 | 28.8 | 3.4871 | 178.935 | 0 | 0 | 0 | 24.2992 | 0
2277 | 95 | 5 | 4 | Saturday | 20 | 3.684 | 7.43 | 33.8601 | 61.1893 | 50.3878 | 30.32 | 0 | 0.7603 | 27 | 0.7253 | 181.2328 | 0 | 0 | 0 | 20.0924 | 0
2278 | 95 | 5 | 4 | Saturday | 21 | 3.878 | 6.318 | 33.8172 | 61.3343 | 50.3878 | 18.192 | 0 | 0.5891 | 27 | 0 | 179.9615 | 0 | 0 | 0 | 14.1918 | 0
2279 | 95 | 5 | 4 | Saturday | 22 | 4.084 | 1.809 | 33.7657 | 49.2003 | 40.077 | 12.128 | 0 | 0.2995 | 19.8 | 0 | 145.0989 | 0 | 0 | 0 | 11.1486 | 0
2280 | 95 | 5 | 4 | Saturday | 23 | 5.456 | 0.029 | 33.8348 | 28.1779 | 24.6242 | 12.128 | 0 | 0.2887 | 19.8 | 0 | 106.7572 | 0 | 0 | 0 | 12.6683 | 0
2281 | 96 | 6 | 4 | Sunday | 0 | 7.942 | 0 | 33.8237 | 24.1043 | 23.0149 | 6.064 | 0 | 0.216 | 19.8 | 0 | 100.9589 | 0 | 0 | 0 | 11.6018 | 0
2282 | 96 | 6 | 4 | Sunday | 1 | 8.293 | 0 | 33.8391 | 23.3102 | 22.2101 | 6.064 | 0 | 0.2233 | 19.8 | 0 | 99.3828 | 0 | 0 | 0 | 11.9898 | 0
2283 | 96 | 6 | 4 | Sunday | 2 | 9.684 | 0 | 33.8457 | 17.5379 | 18.3373 | 6.064 | 0 | 0.2504 | 15.48 | 0 | 85.4512 | 0 | 0 | 0 | 13.4168 | 0
2284 | 96 | 6 | 4 | Sunday | 3 | 11.086 | 0 | 33.9463 | 17.5379 | 18.3373 | 6.064 | 0 | 0.2777 | 15.48 | 0 | 85.5792 | 0 | 0 | 0 | 14.8541 | 0
2285 | 96 | 6 | 4 | Sunday | 4 | 10.986 | 0 | 33.9909 | 17.5379 | 18.3373 | 6.064 | 0 | 0.2764 | 15.48 | 0 | 85.6225 | 0 | 0 | 0 | 14.7883 | 0
2286 | 96 | 6 | 4 | Sunday | 5 | 10.228 | 0 | 33.9682 | 18.7817 | 18.3373 | 6.064 | 0 | 0.2626 | 15.48 | 0 | 86.8298 | 0 | 0 | 0 | 14.0652 | 0
2287 | 96 | 6 | 4 | Sunday | 6 | 9.519 | 0 | 33.8269 | 26.931 | 24.6242 | 30.32 | 0 | 0.5509 | 18.72 | 0 | 104.653 | 0 | 0 | 0 | 29.1919 | 0
2288 | 96 | 6 | 4 | Sunday | 7 | 8.395 | 0 | 33.7969 | 34.0452 | 29.9942 | 42.448 | 0 | 0.6726 | 18.72 | 0.5384 | 117.2289 | 0 | 0 | 0 | 37.2396 | 0
2289 | 96 | 6 | 4 | Sunday | 8 | 7.712 | 0 | 33.8007 | 31.0227 | 33.2132 | 48.512 | 0 | 0.6778 | 23.4 | 6.7745 | 122.1144 | 0 | 0 | 0 | 42.4319 | 0
2290 | 96 | 6 | 4 | Sunday | 9 | 7.143 | 0 | 33.8128 | 22.235 | 29.3396 | 30.32 | 0 | 0.5885 | 23.4 | 18.8816 | 109.3759 | 0 | 0 | 0 | 28.9487 | 0
2291 | 96 | 6 | 4 | Sunday | 10 | 6.105 | 0 | 33.7984 | 22.0592 | 32.5586 | 12.128 | 0 | 0.3536 | 19.08 | 28.5161 | 107.8498 | 0 | 0 | 0 | 13.8466 | 0
2292 | 96 | 6 | 4 | Sunday | 11 | 5.319 | 0 | 33.7884 | 20.9531 | 32.5586 | 12.128 | 0 | 0.3465 | 21.6 | 37.0889 | 109.2466 | 0 | 0 | 0 | 11.315 | 0
2293 | 96 | 6 | 4 | Sunday | 12 | 3.603 | 0 | 33.7633 | 20.2562 | 33.0367 | 18.192 | 0 | 0.3353 | 19.08 | 43.867 | 106.4716 | 0 | 0 | 0 | 9.2516 | 0
2294 | 96 | 6 | 4 | Sunday | 13 | 2.955 | 0 | 33.7616 | 17.129 | 29.1634 | 18.192 | 0 | 0.2202 | 18.36 | 39.2395 | 98.6342 | 0 | 0 | 0 | 5.6775 | 0
2295 | 96 | 6 | 4 | Sunday | 14 | 2.704 | 0 | 33.8036 | 17.6572 | 29.1634 | 6.064 | 0 | 0.0843 | 18 | 27.3535 | 98.7084 | 0 | 0 | 0 | 3.2174 | 0
2296 | 96 | 6 | 4 | Sunday | 15 | 2.416 | 0 | 33.8531 | 18.5362 | 29.1634 | 6.064 | 0 | 0.0557 | 15.84 | 22.216 | 97.4484 | 0 | 0 | 0 | 2.95 | 0
2297 | 96 | 6 | 4 | Sunday | 16 | 2.286 | 0 | 33.7998 | 17.7203 | 27.5539 | 24.256 | 0 | 0.1013 | 23.04 | 19.1264 | 102.2153 | 0 | 0 | 0 | 5.15 | 0
2298 | 96 | 6 | 4 | Sunday | 17 | 2.762 | 0 | 33.7565 | 17.0095 | 26.399 | 30.32 | 0 | 0.1545 | 22.32 | 13.8336 | 99.6394 | 0 | 0 | 0 | 7.8995 | 0
2299 | 96 | 6 | 4 | Sunday | 18 | 2.891 | 0 | 33.7463 | 28.4736 | 38.0184 | 42.448 | 0 | 0.2522 | 23.4 | 7.5829 | 123.8905 | 0 | 0 | 0 | 12.7962 | 0
2300 | 96 | 6 | 4 | Sunday | 19 | 2.974 | 0 | 33.7342 | 46.0089 | 45.7644 | 42.448 | 0 | 0.3074 | 22.68 | 2.8823 | 148.4949 | 0 | 0 | 0 | 15.8098 | 0
2301 | 96 | 6 | 4 | Sunday | 20 | 3.414 | 0 | 33.8222 | 59.5723 | 49.6381 | 30.32 | 0 | 0.2709 | 22.68 | 0.6087 | 165.9835 | 0 | 0 | 0 | 14.2476 | 0
2302 | 96 | 6 | 4 | Sunday | 21 | 3.901 | 0 | 33.7359 | 48.5011 | 41.8913 | 18.192 | 0 | 0.2072 | 22.68 | 0 | 147.0155 | 0 | 0 | 0 | 11.0306 | 0
2303 | 96 | 6 | 4 | Sunday | 22 | 4.338 | 0 | 33.7356 | 40.3665 | 35.5897 | 12.128 | 0 | 0.1747 | 14.4 | 0 | 124.2664 | 0 | 0 | 0 | 9.3447 | 0
2304 | 96 | 6 | 4 | Sunday | 23 | 4.847 | 0 | 33.802 | 25.6748 | 24.6242 | 12.128 | 0 | 0.1879 | 14.4 | 0 | 98.6889 | 0 | 0 | 0 | 10.0521 | 0
2305 | 97 | 7 | 4 | Monday | 0 | 5.224 | 0 | 33.8505 | 17.5343 | 18.3373 | 6.064 | 0 | 0.1468 | 14.4 | 0 | 84.2689 | 0 | 0 | 0 | 7.8996 | 0
2306 | 97 | 7 | 4 | Monday | 1 | 5.43 | 0 | 33.8843 | 14.6472 | 16.4006 | 6.064 | 0 | 0.1516 | 11.88 | 0 | 76.9638 | 0 | 0 | 0 | 8.1554 | 0
2307 | 97 | 7 | 4 | Monday | 2 | 6.52 | 0 | 33.8944 | 11.7686 | 14.464 | 6.064 | 0 | 0.1729 | 11.88 | 0 | 72.18 | 0 | 0 | 0 | 9.2934 | 0
2308 | 97 | 7 | 4 | Monday | 3 | 7.823 | 0 | 33.8643 | 11.7686 | 14.464 | 6.064 | 0 | 0.1982 | 11.88 | 0 | 72.1752 | 0 | 0 | 0 | 10.6437 | 0
2309 | 97 | 7 | 4 | Monday | 4 | 7.801 | 0 | 33.9067 | 13.0128 | 14.464 | 6.064 | 0 | 0.1987 | 11.88 | 0 | 73.4622 | 0 | 0 | 0 | 10.6695 | 0
2310 | 97 | 7 | 4 | Monday | 5 | 7.548 | 0 | 33.897 | 22.6634 | 20.5805 | 6.064 | 0 | 0.1949 | 11.88 | 0 | 89.2158 | 0 | 0 | 0 | 10.4632 | 0
2311 | 97 | 7 | 4 | Monday | 6 | 6.046 | 0 | 33.8199 | 44.2677 | 35.484 | 30.32 | 0 | 0.4019 | 15.12 | 0.1347 | 129.0934 | 0 | 0 | 0 | 21.2749 | 0
2312 | 97 | 7 | 4 | Monday | 7 | 4.994 | 0 | 33.8145 | 58.581 | 46.6998 | 42.448 | 0 | 0.5337 | 15.12 | 1.7591 | 154.749 | 0 | 0 | 0 | 28.0327 | 0
2313 | 97 | 7 | 4 | Monday | 8 | 3.601 | 0 | 33.8147 | 60.1502 | 52.1343 | 48.512 | 0 | 0.6162 | 18.72 | 9.7543 | 165.4355 | 0 | 0 | 0 | 32.1866 | 0
2314 | 97 | 7 | 4 | Monday | 9 | 2.378 | 0 | 33.8286 | 57.3263 | 52.8606 | 30.32 | 0 | 0.4436 | 18.72 | 23.2104 | 163.179 | 0 | 0 | 0 | 20.3897 | 0
2315 | 97 | 7 | 4 | Monday | 10 | 1.586 | 0 | 33.868 | 54.5947 | 51.878 | 12.128 | 0 | 0.2732 | 14.4 | 36.5035 | 155.0139 | 0 | 0 | 0 | 7.4363 | 0
2316 | 97 | 7 | 4 | Monday | 11 | 0.976 | 3.04 | 33.8886 | 53.6866 | 51.878 | 12.128 | 0 | 0.4191 | 18.36 | 46.776 | 161.5194 | 0 | 0 | 0 | 4.4168 | 0
2317 | 97 | 7 | 4 | Monday | 12 | 0.406 | 9.792 | 33.9655 | 51.6683 | 51.1854 | 18.192 | 0 | 0.8643 | 18.36 | 53.0508 | 166.6341 | 0 | 0 | 0 | 1.5373 | 0
2318 | 97 | 7 | 4 | Monday | 13 | 0 | 10.364 | 33.9063 | 52.8238 | 51.878 | 18.192 | 0 | 0.8851 | 18.36 | 54.9369 | 169.0617 | 0 | 0 | 0 | 0 | 0
2319 | 97 | 7 | 4 | Monday | 14 | 0 | 8.686 | 33.8344 | 53.271 | 51.878 | 6.064 | 0 | 0.645 | 18.36 | 52.5147 | 167.3821 | 0 | 0 | 0 | 0 | 0
2320 | 97 | 7 | 4 | Monday | 15 | 0 | 7.806 | 33.7438 | 53.7549 | 51.878 | 6.064 | 0 | 0.5218 | 18.36 | 46.1952 | 166.7012 | 0 | 0 | 0 | 0 | 0
2321 | 97 | 7 | 4 | Monday | 16 | 0 | 7.257 | 33.733 | 54.025 | 50.7246 | 24.256 | 0 | 0.4017 | 22.68 | 36.0332 | 169.4124 | 0 | 0 | 0 | 0 | 0
2322 | 97 | 7 | 4 | Monday | 17 | 0 | 7.413 | 33.7267 | 46.7004 | 43.0931 | 30.32 | 0 | 0.3912 | 28.8 | 23.2 | 160.7289 | 0 | 0 | 0 | 0 | 0
2323 | 97 | 7 | 4 | Monday | 18 | 0 | 9.711 | 33.8609 | 45.6713 | 51.7393 | 42.448 | 0 | 0.6762 | 30.96 | 10.1031 | 173.4106 | 0 | 0 | 0 | 0 | 0
2324 | 97 | 7 | 4 | Monday | 19 | 0 | 10.002 | 33.8937 | 58.2284 | 57.1787 | 42.448 | 0 | 0.7227 | 25.2 | 2.7737 | 186.041 | 0 | 0 | 0 | 0 | 0
2325 | 97 | 7 | 4 | Monday | 20 | 0 | 10.011 | 33.8972 | 74.6927 | 60.483 | 30.32 | 0 | 0.8241 | 25.2 | 0.5947 | 205.9236 | 0 | 0 | 0 | 0 | 0
2326 | 97 | 7 | 4 | Monday | 21 | 0.541 | 6.182 | 33.8313 | 69.495 | 55.4564 | 18.192 | 0 | 0.4379 | 25.2 | 0 | 191.1064 | 0 | 0 | 0 | 0.5411 | 0
2327 | 97 | 7 | 4 | Monday | 22 | 0.872 | 1.255 | 33.7216 | 49.7368 | 40.0199 | 12.128 | 0 | 0.0784 | 16.2 | 0 | 141.114 | 0 | 0 | 0 | 0.8723 | 0
2328 | 97 | 7 | 4 | Monday | 23 | 1.295 | 0.007 | 33.7823 | 26.9226 | 24.6242 | 12.128 | 0 | 0.0206 | 16.2 | 0 | 101.557 | 0 | 0 | 0 | 1.2955 | 0
2329 | 98 | 8 | 4 | Tuesday | 0 | 1.513 | 0 | 33.8448 | 17.5343 | 18.3373 | 6.064 | 0 | 0.0216 | 14.4 | 0 | 84.1379 | 0 | 0 | 0 | 1.5128 | 0
2330 | 98 | 8 | 4 | Tuesday | 1 | 1.636 | 0 | 33.9406 | 14.6472 | 16.4006 | 6.064 | 0 | 0.0232 | 11.88 | 0 | 76.8916 | 0 | 0 | 0 | 1.6357 | 0
2331 | 98 | 8 | 4 | Tuesday | 2 | 1.862 | 0 | 33.9821 | 11.7686 | 14.464 | 6.064 | 0 | 0.0262 | 11.88 | 0 | 72.1209 | 0 | 0 | 0 | 1.8616 | 0
2332 | 98 | 8 | 4 | Tuesday | 3 | 2.05 | 0 | 34.0116 | 11.7686 | 14.464 | 6.064 | 0 | 0.0287 | 11.88 | 0 | 72.1529 | 0 | 0 | 0 | 2.0496 | 0
2333 | 98 | 8 | 4 | Tuesday | 4 | 3.01 | 0 | 33.9914 | 13.0128 | 14.464 | 6.064 | 0 | 0.0416 | 11.88 | 0 | 73.3897 | 0 | 0 | 0 | 3.0101 | 0
2334 | 98 | 8 | 4 | Tuesday | 5 | 2.856 | 0 | 33.962 | 22.6634 | 20.5805 | 6.064 | 0 | 0.0395 | 11.88 | 0 | 89.1254 | 0 | 0 | 0 | 2.8558 | 0
2335 | 98 | 8 | 4 | Tuesday | 6 | 2.11 | 0 | 33.9102 | 44.2757 | 35.484 | 30.32 | 0 | 0.0628 | 15.12 | 0.1854 | 128.8527 | 0 | 0 | 0 | 2.9612 | 0
2336 | 98 | 8 | 4 | Tuesday | 7 | 1.918 | 0 | 33.9043 | 58.0148 | 46.6998 | 42.448 | 0 | 0.1321 | 15.12 | 2.0217 | 153.871 | 0 | 0 | 0 | 6.2391 | 0
2337 | 98 | 8 | 4 | Tuesday | 8 | 1.715 | 0 | 33.8866 | 57.9832 | 52.1343 | 48.512 | 0 | 0.2208 | 18.72 | 8.4437 | 162.945 | 0 | 0 | 0 | 10.7776 | 0
2338 | 98 | 8 | 4 | Tuesday | 9 | 0.817 | 0 | 33.8903 | 56.7718 | 52.8606 | 30.32 | 0 | 0.1686 | 18.72 | 18.6351 | 162.4111 | 0 | 0 | 0 | 8.539 | 0
2339 | 98 | 8 | 4 | Tuesday | 10 | 0.508 | 0 | 33.8906 | 53.7622 | 51.878 | 12.128 | 0 | 0.1196 | 14.4 | 29.2635 | 154.0504 | 0 | 0 | 0 | 3.6411 | 0
2340 | 98 | 8 | 4 | Tuesday | 11 | 0.237 | 3.353 | 33.8516 | 53.0317 | 51.878 | 12.128 | 0 | 0.3023 | 18.36 | 35.3891 | 161.05 | 0 | 0 | 0 | 2.4871 | 0
2341 | 98 | 8 | 4 | Tuesday | 12 | 0.037 | 11.043 | 33.9371 | 51.3856 | 51.1854 | 18.192 | 0 | 0.6893 | 18.36 | 35.2513 | 167.5007 | 0 | 0 | 0 | 1.9349 | 0
2342 | 98 | 8 | 4 | Tuesday | 13 | 0.023 | 10.784 | 33.8979 | 53.0714 | 51.878 | 18.192 | 0 | 0.6186 | 18.36 | 29.0826 | 169.4894 | 0 | 0 | 0 | 1.2854 | 0
2343 | 98 | 8 | 4 | Tuesday | 14 | 0.007 | 8.931 | 33.8377 | 54.5638 | 51.878 | 6.064 | 0 | 0.4719 | 18.36 | 19.5826 | 168.7706 | 0 | 0 | 0 | 0.4889 | 0
2344 | 98 | 8 | 4 | Tuesday | 15 | 0.02 | 7.961 | 33.7515 | 55.4544 | 51.878 | 6.064 | 0 | 0.4222 | 18.36 | 13.9503 | 168.4759 | 0 | 0 | 0 | 0.5798 | 0
2345 | 98 | 8 | 4 | Tuesday | 16 | 0.03 | 7.336 | 33.7438 | 55.8745 | 50.7246 | 24.256 | 0 | 0.4389 | 22.68 | 11.292 | 171.3959 | 0 | 0 | 0 | 2.9953 | 0
2346 | 98 | 8 | 4 | Tuesday | 17 | 0.273 | 7.453 | 33.7333 | 48.7422 | 43.0931 | 30.32 | 0 | 0.494 | 28.8 | 8.6436 | 162.9226 | 0 | 0 | 0 | 5.5304 | 0
2347 | 98 | 8 | 4 | Tuesday | 18 | 0.556 | 9.744 | 33.8469 | 53.9458 | 51.7393 | 42.448 | 0 | 0.7161 | 30.96 | 5.3313 | 181.7464 | 0 | 0 | 0 | 10.6184 | 0
2348 | 98 | 8 | 4 | Tuesday | 19 | 0.583 | 9.63 | 33.8863 | 66.4773 | 57.1787 | 42.448 | 0 | 0.7638 | 25.2 | 2.4339 | 193.9216 | 0 | 0 | 0 | 13.5625 | 0
2349 | 98 | 8 | 4 | Tuesday | 20 | 0.598 | 9.423 | 33.8855 | 75.0828 | 60.483 | 30.32 | 0 | 0.7075 | 25.2 | 0.5823 | 205.5496 | 0 | 0 | 0 | 11.5269 | 0
2350 | 98 | 8 | 4 | Tuesday | 21 | 0.835 | 5.764 | 33.7449 | 69.495 | 55.4564 | 18.192 | 0 | 0.4464 | 25.2 | 0 | 190.5763 | 0 | 0 | 0 | 8.0188 | 0
2351 | 98 | 8 | 4 | Tuesday | 22 | 1.082 | 0.932 | 33.7767 | 49.7368 | 40.0199 | 12.128 | 0 | 0.1623 | 16.2 | 0 | 140.9032 | 0 | 0 | 0 | 6.1238 | 0
2352 | 98 | 8 | 4 | Tuesday | 23 | 2.15 | 0.009 | 33.9098 | 26.9226 | 24.6242 | 12.128 | 0 | 0.1898 | 16.2 | 0 | 101.856 | 0 | 0 | 0 | 7.3903 | 0
2353 | 99 | 9 | 4 | Wednesday | 0 | 5.663 | 0 | 33.8819 | 17.5343 | 18.3373 | 6.064 | 0 | 0.1555 | 14.4 | 0 | 84.309 | 0 | 0 | 0 | 8.3558 | 0
2354 | 99 | 9 | 4 | Wednesday | 1 | 7.063 | 0 | 33.8855 | 14.6472 | 16.4006 | 6.064 | 0 | 0.1826 | 11.88 | 0 | 76.996 | 0 | 0 | 0 | 9.8047 | 0
2355 | 99 | 9 | 4 | Wednesday | 2 | 8.057 | 0 | 33.8792 | 11.7686 | 14.464 | 6.064 | 0 | 0.2022 | 11.88 | 0 | 72.194 | 0 | 0 | 0 | 10.8461 | 0
2356 | 99 | 9 | 4 | Wednesday | 3 | 7.99 | 0 | 33.9326 | 11.7686 | 14.464 | 6.064 | 0 | 0.2018 | 11.88 | 0 | 72.247 | 0 | 0 | 0 | 10.8272 | 0
2357 | 99 | 9 | 4 | Wednesday | 4 | 7.709 | 0 | 33.9789 | 13.0128 | 14.464 | 6.064 | 0 | 0.1974 | 11.88 | 0 | 73.5331 | 0 | 0 | 0 | 10.5935 | 0
2358 | 99 | 9 | 4 | Wednesday | 5 | 6.421 | 0 | 33.8637 | 22.6634 | 20.5805 | 6.064 | 0 | 0.1741 | 11.88 | 0 | 89.1617 | 0 | 0 | 0 | 9.3518 | 0
2359 | 99 | 9 | 4 | Wednesday | 6 | 4.974 | 0 | 33.7922 | 44.2813 | 35.484 | 30.32 | 0 | 0.383 | 15.12 | 0.1511 | 129.0605 | 0 | 0 | 0 | 20.2784 | 0
2360 | 99 | 9 | 4 | Wednesday | 7 | 4.217 | 0 | 33.7724 | 60.5372 | 46.6998 | 42.448 | 0 | 0.5207 | 15.12 | 1.4686 | 156.6501 | 0 | 0 | 0 | 27.3548 | 0
2361 | 99 | 9 | 4 | Wednesday | 8 | 3.494 | 0 | 33.7804 | 62.8619 | 52.1343 | 48.512 | 0 | 0.6146 | 18.72 | 4.9778 | 168.1112 | 0 | 0 | 0 | 32.1898 | 0
2362 | 99 | 9 | 4 | Wednesday | 9 | 2.622 | 0 | 33.7977 | 58.4796 | 52.8606 | 30.32 | 0 | 0.4075 | 18.72 | 11.0578 | 164.2654 | 0 | 0 | 0 | 21.6876 | 0
2363 | 99 | 9 | 4 | Wednesday | 10 | 1.895 | 0 | 33.8484 | 54.514 | 51.878 | 12.128 | 0 | 0.1992 | 14.4 | 17.2116 | 154.8396 | 0 | 0 | 0 | 9.6412 | 0
2364 | 99 | 9 | 4 | Wednesday | 11 | 1.363 | 3.413 | 33.861 | 53.4974 | 51.878 | 12.128 | 0 | 0.401 | 18.36 | 25.8106 | 161.6886 | 0 | 0 | 0 | 8.5651 | 0
2365 | 99 | 9 | 4 | Wednesday | 12 | 0.773 | 10.132 | 33.9539 | 51.6478 | 51.1854 | 18.192 | 0 | 0.8287 | 18.36 | 36.1101 | 166.9337 | 0 | 0 | 0 | 9.4734 | 0
2366 | 99 | 9 | 4 | Wednesday | 13 | 0.457 | 10.06 | 33.8996 | 52.9342 | 51.878 | 18.192 | 0 | 0.7552 | 18.36 | 35.4937 | 168.7067 | 0 | 0 | 0 | 6.6556 | 0
2367 | 99 | 9 | 4 | Wednesday | 14 | 0.398 | 8.435 | 33.7772 | 53.3268 | 51.878 | 6.064 | 0 | 0.5434 | 18.36 | 31.565 | 167.0082 | 0 | 0 | 0 | 1.8445 | 0
2368 | 99 | 9 | 4 | Wednesday | 15 | 0.271 | 7.405 | 33.751 | 53.4386 | 51.878 | 6.064 | 0 | 0.4535 | 18.36 | 28.8374 | 165.8899 | 0 | 0 | 0 | 1.2902 | 0
2369 | 99 | 9 | 4 | Wednesday | 16 | 0.247 | 6.971 | 33.7369 | 54.5115 | 50.7246 | 24.256 | 0 | 0.4578 | 22.68 | 25.0077 | 169.6493 | 0 | 0 | 0 | 3.92 | 0
2370 | 99 | 9 | 4 | Wednesday | 17 | 0.745 | 7.303 | 33.735 | 47.0831 | 43.0931 | 30.32 | 0 | 0.5049 | 28.8 | 20.2511 | 161.1138 | 0 | 0 | 0 | 6.3792 | 0
2371 | 99 | 9 | 4 | Wednesday | 18 | 1.06 | 9.309 | 33.8151 | 46.6193 | 51.7393 | 42.448 | 0 | 0.7108 | 30.96 | 10.6308 | 173.9127 | 0 | 0 | 0 | 11.5829 | 0
2372 | 99 | 9 | 4 | Wednesday | 19 | 0.952 | 9.536 | 33.8852 | 57.4408 | 57.1787 | 42.448 | 0 | 0.7734 | 25.2 | 3.2822 | 184.7919 | 0 | 0 | 0 | 14.3548 | 0
2373 | 99 | 9 | 4 | Wednesday | 20 | 0.871 | 9.24 | 33.8817 | 74.5063 | 60.483 | 30.32 | 0 | 0.7081 | 25.2 | 0.6571 | 204.7726 | 0 | 0 | 0 | 12.0818 | 0
2374 | 99 | 9 | 4 | Wednesday | 21 | 1.129 | 5.81 | 33.751 | 69.495 | 55.4564 | 18.192 | 0 | 0.4572 | 25.2 | 0 | 190.6428 | 0 | 0 | 0 | 8.4741 | 0
2375 | 99 | 9 | 4 | Wednesday | 22 | 1.738 | 0.994 | 33.7182 | 49.7368 | 40.0199 | 12.128 | 0 | 0.1795 | 16.2 | 0 | 140.929 | 0 | 0 | 0 | 6.8841 | 0
2376 | 99 | 9 | 4 | Wednesday | 23 | 2.898 | 0.008 | 33.8025 | 26.9226 | 24.6242 | 12.128 | 0 | 0.1546 | 16.2 | 0 | 101.7129 | 0 | 0 | 0 | 8.2393 | 0
2377 | 100 | 10 | 4 | Thursday | 0 | 3.537 | 0 | 33.858 | 17.5343 | 18.3373 | 6.064 | 0 | 0.1168 | 14.4 | 0 | 84.2464 | 0 | 0 | 0 | 6.2792 | 0
2378 | 100 | 10 | 4 | Thursday | 1 | 5.321 | 0 | 33.8765 | 14.6472 | 16.4006 | 6.064 | 0 | 0.1509 | 11.88 | 0 | 76.9552 | 0 | 0 | 0 | 8.1112 | 0
2379 | 100 | 10 | 4 | Thursday | 2 | 5.562 | 0 | 33.8872 | 11.7686 | 14.464 | 6.064 | 0 | 0.1562 | 11.88 | 0 | 72.1561 | 0 | 0 | 0 | 8.4 | 0
2380 | 100 | 10 | 4 | Thursday | 3 | 6.487 | 0 | 33.8816 | 11.7686 | 14.464 | 6.064 | 0 | 0.1745 | 11.88 | 0 | 72.1687 | 0 | 0 | 0 | 9.3722 | 0
2381 | 100 | 10 | 4 | Thursday | 4 | 6.62 | 0 | 33.8696 | 13.0128 | 14.464 | 6.064 | 0 | 0.1778 | 11.88 | 0 | 73.4042 | 0 | 0 | 0 | 9.5512 | 0
2382 | 100 | 10 | 4 | Thursday | 5 | 5.983 | 0 | 33.8551 | 22.6634 | 20.5805 | 6.064 | 0 | 0.1667 | 11.88 | 0 | 89.1458 | 0 | 0 | 0 | 8.96 | 0
2383 | 100 | 10 | 4 | Thursday | 6 | 5.09 | 0 | 33.7981 | 44.2813 | 35.484 | 30.32 | 0 | 0.3893 | 15.12 | 0.1516 | 129.0727 | 0 | 0 | 0 | 20.6192 | 0
2384 | 100 | 10 | 4 | Thursday | 7 | 4.253 | 0 | 33.784 | 60.007 | 46.6998 | 42.448 | 0 | 0.5267 | 15.12 | 1.6345 | 156.1375 | 0 | 0 | 0 | 27.6824 | 0
2385 | 100 | 10 | 4 | Thursday | 8 | 3.532 | 0 | 33.7954 | 61.6426 | 52.1343 | 48.512 | 0 | 0.6209 | 18.72 | 7.447 | 166.9132 | 0 | 0 | 0 | 32.5321 | 0
2386 | 100 | 10 | 4 | Thursday | 9 | 2.972 | 0 | 33.8151 | 58.8101 | 52.8606 | 30.32 | 0 | 0.434 | 18.72 | 17.7914 | 164.6397 | 0 | 0 | 0 | 21.9634 | 0
2387 | 100 | 10 | 4 | Thursday | 10 | 2.37 | 0 | 33.8823 | 54.4772 | 51.878 | 12.128 | 0 | 0.2449 | 14.4 | 27.4128 | 154.8824 | 0 | 0 | 0 | 9.4566 | 0
2388 | 100 | 10 | 4 | Thursday | 11 | 1.569 | 3.386 | 33.8587 | 52.914 | 51.878 | 12.128 | 0 | 0.4258 | 18.36 | 37.0488 | 161.0983 | 0 | 0 | 0 | 7.3197 | 0
2389 | 100 | 10 | 4 | Thursday | 12 | 0.82 | 9.231 | 33.9568 | 50.9057 | 51.1854 | 18.192 | 0 | 0.7644 | 18.36 | 46.4999 | 165.1565 | 0 | 0 | 0 | 6.3411 | 0
2390 | 100 | 10 | 4 | Thursday | 13 | 0.321 | 10.061 | 33.8993 | 52.0729 | 51.878 | 18.192 | 0 | 0.7231 | 18.36 | 47.4913 | 167.8142 | 0 | 0 | 0 | 2.4293 | 0
2391 | 100 | 10 | 4 | Thursday | 14 | 0 | 8.478 | 33.7655 | 52.4465 | 51.878 | 6.064 | 0 | 0.7356 | 18.36 | 42.3184 | 166.3543 | 0 | 0 | 0 | 0 | 0
2392 | 100 | 10 | 4 | Thursday | 15 | 0 | 7.704 | 33.7473 | 53.2744 | 51.878 | 6.064 | 0 | 0.4772 | 18.36 | 34.4588 | 166.069 | 0 | 0 | 0 | 0 | 0
2393 | 100 | 10 | 4 | Thursday | 16 | 0 | 7.255 | 33.7455 | 54.0397 | 50.7246 | 24.256 | 0 | 0.4 | 22.68 | 26.2922 | 169.4361 | 0 | 0 | 0 | 0 | 0
2394 | 100 | 10 | 4 | Thursday | 17 | 0 | 7.369 | 33.7312 | 46.7523 | 43.0931 | 30.32 | 0 | 0.6376 | 28.8 | 19.7348 | 160.9834 | 0 | 0 | 0 | 0 | 0
2395 | 100 | 10 | 4 | Thursday | 18 | 8.757 | 9.533 | 33.8259 | 46.2472 | 51.7393 | 42.448 | 0 | 0.7592 | 30.96 | 10.4642 | 173.8418 | 0 | 0 | 0 | 15.1977 | 0
2396 | 100 | 10 | 4 | Thursday | 19 | 0.538 | 9.732 | 33.8876 | 56.2065 | 57.1787 | 42.448 | 0 | 0.6163 | 25.2 | 3.2817 | 183.6144 | 0 | 0 | 0 | 5.1888 | 0
2397 | 100 | 10 | 4 | Thursday | 20 | 0.635 | 9.432 | 33.8847 | 74.2101 | 60.483 | 30.32 | 0 | 0.6071 | 25.2 | 0.6801 | 204.5853 | 0 | 0 | 0 | 5.9987 | 0
2398 | 100 | 10 | 4 | Thursday | 21 | 0.775 | 5.855 | 33.7528 | 69.495 | 55.4564 | 18.192 | 0 | 0.3921 | 25.2 | 0 | 190.6287 | 0 | 0 | 0 | 4.7806 | 0
2399 | 100 | 10 | 4 | Thursday | 22 | 0.964 | 0.975 | 33.7182 | 49.7368 | 40.0199 | 12.128 | 0 | 0.1248 | 16.2 | 0 | 140.8542 | 0 | 0 | 0 | 3.9513 | 0
2400 | 100 | 10 | 4 | Thursday | 23 | 1.591 | 0.009 | 33.8965 | 26.9226 | 24.6242 | 12.128 | 0 | 0.1428 | 16.2 | 0 | 101.7956 | 0 | 0 | 0 | 4.8272 | 0
2401 | 101 | 11 | 4 | Friday | 0 | 1.809 | 0 | 33.9552 | 17.5343 | 18.3373 | 6.064 | 0 | 0.0659 | 14.4 | 0 | 84.2926 | 0 | 0 | 0 | 3.5189 | 0
2402 | 101 | 11 | 4 | Friday | 1 | 3.188 | 0 | 33.9619 | 14.6472 | 16.4006 | 6.064 | 0 | 0.0925 | 11.88 | 0 | 76.9822 | 0 | 0 | 0 | 4.9591 | 0
2403 | 101 | 11 | 4 | Friday | 2 | 5.744 | 0 | 33.8956 | 11.7686 | 14.464 | 6.064 | 0 | 0.1412 | 11.88 | 0 | 72.1495 | 0 | 0 | 0 | 7.5762 | 0
2404 | 101 | 11 | 4 | Friday | 3 | 5.91 | 0 | 33.885 | 11.7686 | 14.464 | 6.064 | 0 | 0.1454 | 11.88 | 0 | 72.1431 | 0 | 0 | 0 | 7.8027 | 0
2405 | 101 | 11 | 4 | Friday | 4 | 6.402 | 0 | 33.8652 | 13.0128 | 14.464 | 6.064 | 0 | 0.1557 | 11.88 | 0 | 73.3776 | 0 | 0 | 0 | 8.3536 | 0
2406 | 101 | 11 | 4 | Friday | 5 | 6.109 | 0 | 33.8551 | 22.6634 | 20.5805 | 6.064 | 0 | 0.1513 | 11.88 | 0 | 89.1304 | 0 | 0 | 0 | 8.1187 | 0
2407 | 101 | 11 | 4 | Friday | 6 | 5.012 | 0 | 33.7946 | 44.2813 | 35.484 | 30.32 | 0 | 0.302 | 15.12 | 0.1095 | 128.982 | 0 | 0 | 0 | 15.8785 | 0
2408 | 101 | 11 | 4 | Friday | 7 | 4.244 | 0 | 33.7815 | 60.9717 | 46.6998 | 42.448 | 0 | 0.415 | 15.12 | 1.0204 | 156.9881 | 0 | 0 | 0 | 21.6056 | 0
2409 | 101 | 11 | 4 | Friday | 8 | 3.591 | 0 | 33.7878 | 67.4077 | 52.1343 | 48.512 | 0 | 0.5058 | 18.72 | 2.6229 | 172.5557 | 0 | 0 | 0 | 26.26 | 0
2410 | 101 | 11 | 4 | Friday | 9 | 3.252 | 0 | 33.8112 | 67.0755 | 52.8606 | 30.32 | 0 | 0.3556 | 18.72 | 3.6161 | 172.8228 | 0 | 0 | 0 | 18.839 | 0
2411 | 101 | 11 | 4 | Friday | 10 | 3.535 | 0 | 33.8842 | 62.0376 | 51.878 | 12.128 | 0 | 0.1879 | 14.4 | 4.4549 | 162.3876 | 0 | 0 | 0 | 10.0583 | 0
2412 | 101 | 11 | 4 | Friday | 11 | 3.339 | 3.327 | 33.9205 | 60.0595 | 51.878 | 12.128 | 0 | 0.357 | 18.36 | 5.4311 | 168.1735 | 0 | 0 | 0 | 10.0241 | 0
2413 | 101 | 11 | 4 | Friday | 12 | 3.089 | 7.862 | 34.0332 | 55.14 | 51.1854 | 18.192 | 0 | 0.6592 | 18.36 | 8.6403 | 167.8813 | 0 | 0 | 0 | 13.4084 | 0
2414 | 101 | 11 | 4 | Friday | 13 | 2.582 | 8.966 | 33.8384 | 55.5108 | 51.878 | 18.192 | 0 | 0.7106 | 18.36 | 13.1036 | 169.9942 | 0 | 0 | 0 | 13.2387 | 0
2415 | 101 | 11 | 4 | Friday | 14 | 2.158 | 7.593 | 33.8145 | 55.1108 | 51.878 | 6.064 | 0 | 0.4981 | 18.36 | 14.9633 | 167.8729 | 0 | 0 | 0 | 5.7831 | 0
2416 | 101 | 11 | 4 | Friday | 15 | 1.717 | 6.785 | 33.7896 | 55.141 | 51.878 | 6.064 | 0 | 0.4483 | 18.36 | 15.1101 | 166.9546 | 0 | 0 | 0 | 5.3789 | 0
2417 | 101 | 11 | 4 | Friday | 16 | 1.508 | 6.506 | 33.7555 | 55.5874 | 50.7246 | 24.256 | 0 | 0.6427 | 22.68 | 13.481 | 170.4265 | 0 | 0 | 0 | 16.507 | 0
2418 | 101 | 11 | 4 | Friday | 17 | 2.165 | 6.765 | 33.7557 | 48.0398 | 43.0931 | 30.32 | 0 | 0.7536 | 28.8 | 9.2502 | 161.7587 | 0 | 0 | 0 | 21.6577 | 0
2419 | 101 | 11 | 4 | Friday | 18 | 2.55 | 8.37 | 33.7693 | 47.3834 | 51.7393 | 42.448 | 0 | 1.0198 | 30.96 | 5.3737 | 173.9238 | 0 | 0 | 0 | 31.1384 | 0
2420 | 101 | 11 | 4 | Friday | 19 | 2.283 | 8.664 | 33.809 | 62.5335 | 57.1787 | 42.448 | 0 | 1.0558 | 25.2 | 2.6313 | 189.1477 | 0 | 0 | 0 | 32.2766 | 0
2421 | 101 | 11 | 4 | Friday | 20 | 1.948 | 8.601 | 33.8079 | 75.1858 | 60.483 | 30.32 | 0 | 0.8958 | 25.2 | 0.5876 | 204.8746 | 0 | 0 | 0 | 24.1718 | 0
2422 | 101 | 11 | 4 | Friday | 21 | 2.407 | 5.379 | 33.7385 | 69.495 | 55.4564 | 18.192 | 0 | 0.5737 | 25.2 | 0 | 190.2806 | 0 | 0 | 0 | 16.0422 | 0
2423 | 101 | 11 | 4 | Friday | 22 | 3.139 | 0.793 | 33.7835 | 49.7368 | 40.0199 | 12.128 | 0 | 0.2698 | 16.2 | 0 | 140.8674 | 0 | 0 | 0 | 12.351 | 0
2424 | 101 | 11 | 4 | Friday | 23 | 5.638 | 0.008 | 33.8293 | 26.9226 | 24.6242 | 12.128 | 0 | 0.2788 | 16.2 | 0 | 101.8633 | 0 | 0 | 0 | 14.9437 | 0
2425 | 102 | 12 | 4 | Saturday | 0 | 7.111 | 0 | 33.8772 | 18.3332 | 19.1419 | 6.064 | 0 | 0.2194 | 15.84 | 0 | 87.4117 | 0 | 0 | 0 | 11.7976 | 0
2426 | 102 | 12 | 4 | Saturday | 1 | 8 | 0 | 33.8997 | 17.5283 | 18.3373 | 6.064 | 0 | 0.2366 | 12.6 | 0 | 82.6018 | 0 | 0 | 0 | 12.7099 | 0
2427 | 102 | 12 | 4 | Saturday | 2 | 9.333 | 0 | 33.9457 | 11.771 | 14.464 | 6.064 | 0 | 0.2623 | 12.6 | 0 | 73.043 | 0 | 0 | 0 | 14.0658 | 0
2428 | 102 | 12 | 4 | Saturday | 3 | 9.773 | 0 | 34.0356 | 11.771 | 14.464 | 6.064 | 0 | 0.2711 | 12.6 | 0 | 73.1418 | 0 | 0 | 0 | 14.5282 | 0
2429 | 102 | 12 | 4 | Saturday | 4 | 11.114 | 0 | 34.0402 | 11.771 | 14.464 | 6.064 | 0 | 0.2971 | 12.6 | 0 | 73.1724 | 0 | 0 | 0 | 15.8908 | 0
2430 | 102 | 12 | 4 | Saturday | 5 | 12.554 | 0 | 34.0947 | 13.0152 | 14.464 | 6.064 | 0 | 0.3252 | 12.6 | 0 | 74.499 | 0 | 0 | 0 | 17.3526 | 0
2431 | 102 | 12 | 4 | Saturday | 6 | 12.536 | 0 | 34.048 | 30.268 | 24.9086 | 30.32 | 0 | 0.6698 | 14.4 | 0.1867 | 104.2944 | 0 | 0 | 0 | 36.8579 | 0
2432 | 102 | 12 | 4 | Saturday | 7 | 11.33 | 0 | 34.071 | 31.3524 | 26.405 | 42.448 | 0 | 0.6766 | 11.52 | 2.188 | 104.0249 | 0 | 0 | 0 | 46.3172 | 0
2433 | 102 | 12 | 4 | Saturday | 8 | 9.737 | 0 | 33.9258 | 35.0114 | 37.4339 | 48.512 | 0 | 0.6819 | 16.2 | 8.7481 | 123.2529 | 0 | 0 | 0 | 50.8532 | 0
2434 | 102 | 12 | 4 | Saturday | 9 | 7.627 | 0 | 33.8981 | 32.4593 | 37.9057 | 30.32 | 0 | 0.6555 | 16.2 | 16.6031 | 121.1185 | 0 | 0 | 0 | 33.1886 | 0
2435 | 102 | 12 | 4 | Saturday | 10 | 6.026 | 0 | 33.8955 | 30.6177 | 37.2508 | 12.128 | 0 | 0.3577 | 15.12 | 24.1481 | 117.2417 | 0 | 0 | 0 | 15.5493 | 0
2436 | 102 | 12 | 4 | Saturday | 11 | 4.986 | 2.803 | 33.8722 | 27.8304 | 35.3135 | 12.128 | 0 | 0.4883 | 21.6 | 31.5184 | 122.1355 | 0 | 0 | 0 | 13.2462 | 0
2437 | 102 | 12 | 4 | Saturday | 12 | 4.002 | 3.032 | 33.8473 | 24.8637 | 34.2247 | 18.192 | 0 | 0.5383 | 23.4 | 37.8486 | 120.1526 | 0 | 0 | 0 | 13.8857 | 0
2438 | 102 | 12 | 4 | Saturday | 13 | 3.696 | 3.093 | 33.959 | 25.0224 | 33.0722 | 18.192 | 0 | 0.4894 | 23.4 | 41.0553 | 119.2877 | 0 | 0 | 0 | 10.8356 | 0
2439 | 102 | 12 | 4 | Saturday | 14 | 3.757 | 3.144 | 33.9595 | 23.5045 | 33.0722 | 6.064 | 0 | 0.3791 | 23.4 | 42.7915 | 117.7152 | 0 | 0 | 0 | 5.2181 | 0
2440 | 102 | 12 | 4 | Saturday | 15 | 3.889 | 3.192 | 33.8604 | 24.3688 | 33.0722 | 6.064 | 0 | 0.355 | 23.4 | 43.4035 | 118.508 | 0 | 0 | 0 | 4.4541 | 0
2441 | 102 | 12 | 4 | Saturday | 16 | 3.74 | 3.225 | 33.8559 | 25.2665 | 33.0722 | 24.256 | 0 | 0.2983 | 23.4 | 36.8106 | 119.3809 | 0 | 0 | 0 | 3.9157 | 0
2442 | 102 | 12 | 4 | Saturday | 17 | 4.146 | 2.869 | 33.9122 | 22.675 | 32.9581 | 30.32 | 0 | 0.2462 | 27 | 24.4623 | 119.8944 | 0 | 0 | 0 | 4.7499 | 0
2443 | 102 | 12 | 4 | Saturday | 18 | 3.845 | 5.937 | 33.9303 | 36.3867 | 46.5147 | 42.448 | 0 | 0.4679 | 28.8 | 11.579 | 152.5202 | 0 | 0 | 0 | 7.7748 | 0
2444 | 102 | 12 | 4 | Saturday | 19 | 4.081 | 8.84 | 33.8727 | 47.6243 | 50.3878 | 42.448 | 0 | 0.6841 | 28.8 | 3.6003 | 170.9294 | 0 | 0 | 0 | 11.4289 | 0
2445 | 102 | 12 | 4 | Saturday | 20 | 4.758 | 7.161 | 33.8031 | 60.2984 | 50.3878 | 30.32 | 0 | 0.5974 | 27 | 0.7408 | 179.8313 | 0 | 0 | 0 | 11.9486 | 0
2446 | 102 | 12 | 4 | Saturday | 21 | 5.368 | 6.062 | 33.7539 | 61.3343 | 50.3878 | 18.192 | 0 | 0.507 | 27 | 0 | 179.5387 | 0 | 0 | 0 | 10.4165 | 0
2447 | 102 | 12 | 4 | Saturday | 22 | 6.353 | 1.387 | 33.7311 | 49.2003 | 40.077 | 12.128 | 0 | 0.2581 | 19.8 | 0 | 144.5667 | 0 | 0 | 0 | 10.015 | 0
2448 | 102 | 12 | 4 | Saturday | 23 | 9.161 | 0.018 | 33.794 | 28.1779 | 24.6242 | 12.128 | 0 | 0.246 | 19.8 | 0 | 106.6618 | 0 | 0 | 0 | 13.0542 | 0
2449 | 103 | 13 | 4 | Sunday | 0 | 11.082 | 0 | 33.8373 | 24.1043 | 23.0149 | 6.064 | 0 | 0.2453 | 19.8 | 0 | 101.0018 | 0 | 0 | 0 | 13.1143 | 0
2450 | 103 | 13 | 4 | Sunday | 1 | 13.614 | 0 | 33.933 | 23.3102 | 22.2101 | 6.064 | 0 | 0.2948 | 19.8 | 0 | 99.5482 | 0 | 0 | 0 | 15.7035 | 0
2451 | 103 | 13 | 4 | Sunday | 2 | 15.409 | 0 | 34.1289 | 17.5379 | 18.3373 | 6.064 | 0 | 0.3304 | 15.48 | 0 | 85.8145 | 0 | 0 | 0 | 17.5553 | 0
2452 | 103 | 13 | 4 | Sunday | 3 | 19.547 | 0 | 34.4098 | 17.5379 | 18.3373 | 6.064 | 0 | 0.411 | 15.48 | 0 | 86.176 | 0 | 0 | 0 | 21.7489 | 0
2453 | 103 | 13 | 4 | Sunday | 4 | 22.619 | 0 | 34.6824 | 17.5379 | 18.3373 | 6.064 | 0 | 0.4723 | 15.48 | 0 | 86.5099 | 0 | 0 | 0 | 24.8759 | 0
2454 | 103 | 13 | 4 | Sunday | 5 | 26.023 | 0 | 34.7196 | 18.7817 | 18.3373 | 6.064 | 0 | 0.5403 | 15.48 | 0 | 87.8589 | 0 | 0 | 0 | 28.334 | 0
2455 | 103 | 13 | 4 | Sunday | 6 | 27.043 | 0 | 34.5507 | 26.9289 | 24.6242 | 30.32 | 0 | 0.6829 | 18.72 | 0.2738 | 105.5067 | 0 | 0 | 0 | 39.3805 | 0
2456 | 103 | 13 | 4 | Sunday | 7 | 25.957 | 0 | 34.2144 | 32.0078 | 29.9942 | 42.448 | 0 | 0.689 | 18.72 | 2.6816 | 115.6254 | 0 | 0 | 0 | 45.2755 | 0
2457 | 103 | 13 | 4 | Sunday | 8 | 22.234 | 0 | 34.1222 | 28.3883 | 33.2132 | 48.512 | 0 | 0.6918 | 23.4 | 10.3559 | 119.8154 | 0 | 0 | 0 | 46.9718 | 0
2458 | 103 | 13 | 4 | Sunday | 9 | 16.097 | 0 | 34.1463 | 21.8105 | 29.3396 | 30.32 | 0 | 0.6528 | 23.4 | 24.6331 | 109.3492 | 0 | 0 | 0 | 32.3887 | 0
2459 | 103 | 13 | 4 | Sunday | 10 | 11.285 | 0 | 33.9917 | 22.1915 | 32.5586 | 12.128 | 0 | 0.4295 | 19.08 | 38.5441 | 108.2513 | 0 | 0 | 0 | 16.84 | 0
2460 | 103 | 13 | 4 | Sunday | 11 | 7.774 | 0 | 33.8669 | 20.4012 | 32.5586 | 12.128 | 0 | 0.365 | 21.6 | 46.6023 | 108.7917 | 0 | 0 | 0 | 11.3083 | 0
2461 | 103 | 13 | 4 | Sunday | 12 | 4.875 | 0 | 33.7852 | 19.7265 | 33.0367 | 18.192 | 0 | 0.2877 | 19.08 | 49.6579 | 105.9162 | 0 | 0 | 0 | 6.7841 | 0
2462 | 103 | 13 | 4 | Sunday | 13 | 4.059 | 0 | 33.7676 | 17.5559 | 29.1634 | 18.192 | 0 | 0.1961 | 18.36 | 48.6242 | 99.043 | 0 | 0 | 0 | 4.077 | 0
2463 | 103 | 13 | 4 | Sunday | 14 | 3.543 | 0 | 33.7703 | 17.3369 | 29.1634 | 6.064 | 0 | 0.1518 | 18 | 46.1495 | 98.4225 | 0 | 0 | 0 | 3.5433 | 0
2464 | 103 | 13 | 4 | Sunday | 15 | 3.526 | 0 | 33.8169 | 17.7227 | 29.1634 | 6.064 | 0 | 0.1173 | 15.84 | 42.547 | 96.6604 | 0 | 0 | 0 | 3.5258 | 0
2465 | 103 | 13 | 4 | Sunday | 16 | 3.491 | 0 | 33.7875 | 17.6776 | 27.5539 | 24.256 | 0 | 0.0728 | 23.04 | 34.2046 | 102.1318 | 0 | 0 | 0 | 3.4911 | 0
2466 | 103 | 13 | 4 | Sunday | 17 | 3.783 | 0 | 33.7528 | 17.4575 | 26.399 | 30.32 | 0 | 0.0601 | 22.32 | 22.2825 | 99.9893 | 0 | 0 | 0 | 3.783 | 0
2467 | 103 | 13 | 4 | Sunday | 18 | 3.864 | 0 | 33.732 | 29.8596 | 38.0184 | 42.448 | 0 | 0.0693 | 23.4 | 10.7808 | 125.0793 | 0 | 0 | 0 | 3.864 | 0
2468 | 103 | 13 | 4 | Sunday | 19 | 3.61 | 0 | 33.7192 | 44.6265 | 45.7644 | 42.448 | 0 | 0.0658 | 22.68 | 4.232 | 146.856 | 0 | 0 | 0 | 3.6095 | 0
2469 | 103 | 13 | 4 | Sunday | 20 | 4.006 | 0 | 33.7396 | 59.2806 | 49.6381 | 30.32 | 0 | 0.0757 | 22.68 | 0.8903 | 165.414 | 0 | 0 | 0 | 4.1981 | 0
2470 | 103 | 13 | 4 | Sunday | 21 | 5.004 | 0 | 33.7241 | 48.5011 | 41.8913 | 18.192 | 0 | 0.1129 | 22.68 | 0 | 146.9094 | 0 | 0 | 0 | 5.8749 | 0
2471 | 103 | 13 | 4 | Sunday | 22 | 5.744 | 0 | 33.7545 | 40.3665 | 35.5897 | 12.128 | 0 | 0.1266 | 14.4 | 0 | 124.2372 | 0 | 0 | 0 | 6.7064 | 0
2472 | 103 | 13 | 4 | Sunday | 23 | 6.86 | 0 | 33.8064 | 25.6748 | 24.6242 | 12.128 | 0 | 0.1529 | 14.4 | 0 | 98.6584 | 0 | 0 | 0 | 8.1202 | 0
2473 | 104 | 14 | 4 | Monday | 0 | 9.621 | 0 | 33.829 | 17.5343 | 18.3373 | 6.064 | 0 | 0.1937 | 14.4 | 0 | 84.2942 | 0 | 0 | 0 | 10.362 | 0
2474 | 104 | 14 | 4 | Monday | 1 | 11.911 | 0 | 33.9658 | 14.6472 | 16.4006 | 6.064 | 0 | 0.2385 | 11.88 | 0 | 77.1322 | 0 | 0 | 0 | 12.7255 | 0
2475 | 104 | 14 | 4 | Monday | 2 | 12.855 | 0 | 34.1034 | 11.7686 | 14.464 | 6.064 | 0 | 0.2578 | 11.88 | 0 | 72.4739 | 0 | 0 | 0 | 13.743 | 0
2476 | 104 | 14 | 4 | Monday | 3 | 15.374 | 0 | 34.3573 | 11.7686 | 14.464 | 6.064 | 0 | 0.3076 | 11.88 | 0 | 72.7775 | 0 | 0 | 0 | 16.3342 | 0
2477 | 104 | 14 | 4 | Monday | 4 | 18.506 | 0 | 34.7098 | 13.0128 | 14.464 | 6.064 | 0 | 0.37 | 11.88 | 0 | 74.4366 | 0 | 0 | 0 | 19.5373 | 0
2478 | 104 | 14 | 4 | Monday | 5 | 18.968 | 0 | 34.6563 | 22.6634 | 20.5805 | 6.064 | 0 | 0.3799 | 11.88 | 0 | 90.1601 | 0 | 0 | 0 | 20.0701 | 0
2479 | 104 | 14 | 4 | Monday | 6 | 14.376 | 0 | 34.245 | 44.2576 | 35.484 | 30.32 | 0 | 0.4004 | 15.12 | 0.221 | 129.507 | 0 | 0 | 0 | 20.8654 | 0
2480 | 104 | 14 | 4 | Monday | 7 | 11.454 | 0 | 33.9924 | 57.6899 | 46.6998 | 42.448 | 0 | 0.4486 | 15.12 | 2.6395 | 153.9506 | 0 | 0 | 0 | 23.1188 | 0
2481 | 104 | 14 | 4 | Monday | 8 | 8.566 | 0 | 33.9783 | 58.3901 | 52.1343 | 48.512 | 0 | 0.4925 | 18.72 | 11.4339 | 163.7153 | 0 | 0 | 0 | 25.2915 | 0
2482 | 104 | 14 | 4 | Monday | 9 | 5.631 | 0 | 33.9502 | 56.6939 | 52.8606 | 30.32 | 0 | 0.3606 | 18.72 | 24.5037 | 162.5852 | 0 | 0 | 0 | 17.4703 | 0
2483 | 104 | 14 | 4 | Monday | 10 | 4.175 | 0 | 33.9472 | 54.2473 | 51.878 | 12.128 | 0 | 0.2576 | 14.4 | 37.7685 | 154.7301 | 0 | 0 | 0 | 8.1699 | 0
2484 | 104 | 14 | 4 | Monday | 11 | 3.265 | 2.452 | 33.9388 | 53.4477 | 51.878 | 12.128 | 0 | 0.3793 | 18.36 | 47.8826 | 160.6557 | 0 | 0 | 0 | 5.3595 | 0
2485 | 104 | 14 | 4 | Monday | 12 | 2.589 | 6.731 | 34.0444 | 51.5264 | 51.1854 | 18.192 | 0 | 0.5732 | 18.36 | 54.383 | 162.9691 | 0 | 0 | 0 | 2.8747 | 0
2486 | 104 | 14 | 4 | Monday | 13 | 1.949 | 8.847 | 33.876 | 52.6246 | 51.878 | 18.192 | 0 | 0.6592 | 18.36 | 57.377 | 166.9661 | 0 | 0 | 0 | 1.9485 | 0
2487 | 104 | 14 | 4 | Monday | 14 | 1.579 | 7.584 | 33.7775 | 52.7877 | 51.878 | 6.064 | 0 | 0.5502 | 18.36 | 55.592 | 165.5557 | 0 | 0 | 0 | 1.5794 | 0
2488 | 104 | 14 | 4 | Monday | 15 | 1.362 | 6.585 | 33.7605 | 53.538 | 51.878 | 6.064 | 0 | 0.4368 | 18.36 | 49.4426 | 165.0948 | 0 | 0 | 0 | 1.3621 | 0
2489 | 104 | 14 | 4 | Monday | 16 | 1.205 | 6.115 | 33.7438 | 54.0485 | 50.7246 | 24.256 | 0 | 0.3515 | 22.68 | 39.2763 | 168.1612 | 0 | 0 | 0 | 1.2048 | 0
2490 | 104 | 14 | 4 | Monday | 17 | 1.912 | 6.108 | 33.7463 | 46.6247 | 43.0931 | 30.32 | 0 | 0.3481 | 28.8 | 26.1477 | 159.2175 | 0 | 0 | 0 | 1.9119 | 0
2491 | 104 | 14 | 4 | Monday | 18 | 1.908 | 7.71 | 33.7469 | 45.4162 | 51.7393 | 42.448 | 0 | 0.44 | 30.96 | 12.3931 | 170.6411 | 0 | 0 | 0 | 1.9082 | 0
2492 | 104 | 14 | 4 | Monday | 19 | 1.695 | 7.961 | 33.794 | 53.7664 | 57.1787 | 42.448 | 0 | 0.4504 | 25.2 | 3.6696 | 178.9998 | 0 | 0 | 0 | 1.6946 | 0
2493 | 104 | 14 | 4 | Monday | 20 | 1.809 | 7.918 | 33.8095 | 73.406 | 60.483 | 30.32 | 0 | 0.4415 | 25.2 | 0.7815 | 201.9035 | 0 | 0 | 0 | 1.8093 | 0
2494 | 104 | 14 | 4 | Monday | 21 | 2.475 | 4.901 | 33.7606 | 69.495 | 55.4564 | 18.192 | 0 | 0.288 | 25.2 | 0 | 189.5002 | 0 | 0 | 0 | 2.4752 | 0
2495 | 104 | 14 | 4 | Monday | 22 | 3.29 | 0.616 | 33.77 | 49.7368 | 40.0199 | 12.128 | 0 | 0.0781 | 16.2 | 0 | 140.4707 | 0 | 0 | 0 | 3.2897 | 0
2496 | 104 | 14 | 4 | Monday | 23 | 5.256 | 0.003 | 33.8144 | 26.9226 | 24.6242 | 12.128 | 0 | 0.0735 | 16.2 | 0 | 101.6373 | 0 | 0 | 0 | 5.2564 | 0
2497 | 105 | 15 | 4 | Tuesday | 0 | 7.643 | 0 | 33.8677 | 17.5343 | 18.3373 | 6.064 | 0 | 0.1042 | 14.4 | 0 | 84.2434 | 0 | 0 | 0 | 7.643 | 0
2498 | 105 | 15 | 4 | Tuesday | 1 | 10.922 | 0 | 34.0283 | 14.6472 | 16.4006 | 6.064 | 0 | 0.1494 | 11.88 | 0 | 77.1055 | 0 | 0 | 0 | 10.9222 | 0
2499 | 105 | 15 | 4 | Tuesday | 2 | 13.09 | 0 | 34.2208 | 11.7686 | 14.464 | 6.064 | 0 | 0.1796 | 11.88 | 0 | 72.5131 | 0 | 0 | 0 | 13.0905 | 0
2500 | 105 | 15 | 4 | Tuesday | 3 | 16.133 | 0 | 34.6082 | 11.7686 | 14.464 | 6.064 | 0 | 0.2223 | 11.88 | 0 | 72.9431 | 0 | 0 | 0 | 16.1328 | 0
2501 | 105 | 15 | 4 | Tuesday | 4 | 21.462 | 0 | 34.89 | 13.0128 | 14.464 | 6.064 | 0 | 0.2982 | 11.88 | 0 | 74.5451 | 0 | 0 | 0 | 21.4615 | 0
2502 | 105 | 15 | 4 | Tuesday | 5 | 21.82 | 0 | 34.7685 | 22.6634 | 20.5805 | 6.064 | 0 | 0.3034 | 11.88 | 0 | 90.1958 | 0 | 0 | 0 | 21.8195 | 0
2503 | 105 | 15 | 4 | Tuesday | 6 | 17.975 | 0 | 34.3471 | 44.2011 | 35.484 | 30.32 | 0 | 0.3438 | 15.12 | 0.2147 | 129.496 | 0 | 0 | 0 | 18.6746 | 0
2504 | 105 | 15 | 4 | Tuesday | 7 | 15.751 | 0 | 34.1693 | 54.7213 | 46.6998 | 42.448 | 0 | 0.3894 | 15.12 | 2.9037 | 151.0998 | 0 | 0 | 0 | 19.8481 | 0
2505 | 105 | 15 | 4 | Tuesday | 8 | 9.629 | 0 | 34.2336 | 56.4556 | 52.1343 | 48.512 | 0 | 0.3664 | 18.72 | 13.1468 | 161.9099 | 0 | 0 | 0 | 18.4576 | 0
2506 | 105 | 15 | 4 | Tuesday | 9 | 5.942 | 0 | 34.0892 | 56.4879 | 52.8606 | 30.32 | 0 | 0.2807 | 18.72 | 27.6362 | 162.4383 | 0 | 0 | 0 | 13.2785 | 0
2507 | 105 | 15 | 4 | Tuesday | 10 | 3.802 | 0 | 33.9936 | 54.1713 | 51.878 | 12.128 | 0 | 0.2209 | 14.4 | 40.9022 | 154.6637 | 0 | 0 | 0 | 6.0879 | 0
2508 | 105 | 15 | 4 | Tuesday | 11 | 2.454 | 2.59 | 33.957 | 53.5325 | 51.878 | 12.128 | 0 | 0.3442 | 18.36 | 50.7999 | 160.8729 | 0 | 0 | 0 | 2.953 | 0
2509 | 105 | 15 | 4 | Tuesday | 12 | 1.56 | 8.479 | 34.036 | 51.7482 | 51.1854 | 18.192 | 0 | 0.6388 | 18.36 | 56.1839 | 165.1386 | 0 | 0 | 0 | 1.5599 | 0
2510 | 105 | 15 | 4 | Tuesday | 13 | 1.113 | 9.496 | 33.9229 | 52.6098 | 51.878 | 18.192 | 0 | 0.6507 | 18.36 | 54.4641 | 167.6911 | 0 | 0 | 0 | 1.1125 | 0
2511 | 105 | 15 | 4 | Tuesday | 14 | 0.563 | 7.924 | 33.784 | 52.4428 | 51.878 | 6.064 | 0 | 0.5601 | 18.36 | 50.0921 | 165.5947 | 0 | 0 | 0 | 0.5632 | 0
2512 | 105 | 15 | 4 | Tuesday | 15 | 0 | 7.135 | 33.7556 | 52.7924 | 51.878 | 6.064 | 0 | 0.8219 | 18.36 | 41.9445 | 165.3247 | 0 | 0 | 0 | 0 | 0
2513 | 105 | 15 | 4 | Tuesday | 16 | 0 | 6.817 | 33.7436 | 53.5133 | 50.7246 | 24.256 | 0 | 0.5908 | 22.68 | 29.5306 | 168.6252 | 0 | 0 | 0 | 0 | 0
2514 | 105 | 15 | 4 | Tuesday | 17 | 0 | 7.023 | 33.7305 | 46.4179 | 43.0931 | 30.32 | 0 | 0.7441 | 28.8 | 20.0923 | 160.3813 | 0 | 0 | 0 | 0 | 0
2515 | 105 | 15 | 4 | Tuesday | 18 | 0.189 | 8.735 | 33.8104 | 44.5643 | 51.7393 | 42.448 | 0 | 0.7515 | 30.96 | 11.1149 | 171.2725 | 0 | 0 | 0 | 0.1885 | 0
2516 | 105 | 15 | 4 | Tuesday | 19 | 0.471 | 8.91 | 33.8726 | 52.1364 | 57.1787 | 42.448 | 0 | 0.4842 | 25.2 | 4.5521 | 178.5078 | 0 | 0 | 0 | 0.4706 | 0
2517 | 105 | 15 | 4 | Tuesday | 20 | 0.617 | 8.905 | 33.8772 | 73.3873 | 60.483 | 30.32 | 0 | 0.4779 | 25.2 | 0.9468 | 203.0567 | 0 | 0 | 0 | 0.6173 | 0
2518 | 105 | 15 | 4 | Tuesday | 21 | 1.155 | 5.472 | 33.7504 | 69.495 | 55.4564 | 18.192 | 0 | 0.3001 | 25.2 | 0 | 190.1203 | 0 | 0 | 0 | 1.1548 | 0
2519 | 105 | 15 | 4 | Tuesday | 22 | 1.416 | 0.8 | 33.7187 | 49.7368 | 40.0199 | 12.128 | 0 | 0.0625 | 16.2 | 0 | 140.6033 | 0 | 0 | 0 | 1.4165 | 0
2520 | 105 | 15 | 4 | Tuesday | 23 | 1.963 | 0.003 | 33.8893 | 26.9226 | 24.6242 | 12.128 | 0 | 0.0293 | 16.2 | 0 | 101.6692 | 0 | 0 | 0 | 1.9626 | 0
2521 | 106 | 16 | 4 | Wednesday | 0 | 2.672 | 0 | 33.9619 | 17.5343 | 18.3373 | 6.064 | 0 | 0.037 | 14.4 | 0 | 84.2705 | 0 | 0 | 0 | 2.6716 | 0
2522 | 106 | 16 | 4 | Wednesday | 1 | 6.756 | 0 | 33.932 | 14.6472 | 16.4006 | 6.064 | 0 | 0.0921 | 11.88 | 0 | 76.9519 | 0 | 0 | 0 | 6.7558 | 0
2523 | 106 | 16 | 4 | Wednesday | 2 | 7.611 | 0 | 33.9715 | 11.7686 | 14.464 | 6.064 | 0 | 0.1038 | 11.88 | 0 | 72.1879 | 0 | 0 | 0 | 7.6114 | 0
2524 | 106 | 16 | 4 | Wednesday | 3 | 7.764 | 0 | 34.0553 | 11.7686 | 14.464 | 6.064 | 0 | 0.1058 | 11.88 | 0 | 72.2737 | 0 | 0 | 0 | 7.7645 | 0
2525 | 106 | 16 | 4 | Wednesday | 4 | 7.589 | 0 | 34.1041 | 13.0128 | 14.464 | 6.064 | 0 | 0.1139 | 11.88 | 0 | 73.5748 | 0 | 0 | 0 | 7.5949 | 0
2526 | 106 | 16 | 4 | Wednesday | 5 | 6.281 | 0 | 33.9265 | 22.6634 | 20.5805 | 6.064 | 0 | 0.1188 | 11.88 | 0 | 89.1692 | 0 | 0 | 0 | 6.3544 | 0
2527 | 106 | 16 | 4 | Wednesday | 6 | 4.917 | 0 | 33.8144 | 44.2774 | 35.484 | 30.32 | 0 | 0.1285 | 15.12 | 0.2523 | 128.8243 | 0 | 0 | 0 | 6.4496 | 0
2528 | 106 | 16 | 4 | Wednesday | 7 | 4.074 | 0 | 33.789 | 58.5967 | 46.6998 | 42.448 | 0 | 0.1885 | 15.12 | 2.5038 | 154.3941 | 0 | 0 | 0 | 9.2866 | 0
2529 | 106 | 16 | 4 | Wednesday | 8 | 3.217 | 0 | 33.8089 | 59.884 | 52.1343 | 48.512 | 0 | 0.266 | 18.72 | 8.0681 | 164.8133 | 0 | 0 | 0 | 13.2107 | 0
2530 | 106 | 16 | 4 | Wednesday | 9 | 2.652 | 0 | 33.8555 | 58.0261 | 52.8606 | 30.32 | 0 | 0.2106 | 18.72 | 16.7535 | 163.6728 | 0 | 0 | 0 | 10.9204 | 0
2531 | 106 | 16 | 4 | Wednesday | 10 | 2.181 | 0 | 33.9516 | 55.103 | 51.878 | 12.128 | 0 | 0.1526 | 14.4 | 29.353 | 155.4852 | 0 | 0 | 0 | 5.6058 | 0
2532 | 106 | 16 | 4 | Wednesday | 11 | 1.671 | 3.133 | 33.9453 | 54.1618 | 51.878 | 12.128 | 0 | 0.3442 | 18.36 | 40.766 | 162.0776 | 0 | 0 | 0 | 4.0617 | 0
2533 | 106 | 16 | 4 | Wednesday | 12 | 1.068 | 9.255 | 34.0197 | 51.8347 | 51.1854 | 18.192 | 0 | 0.6684 | 18.36 | 49.0453 | 166.0784 | 0 | 0 | 0 | 2.0996 | 0
2534 | 106 | 16 | 4 | Wednesday | 13 | 0.655 | 9.993 | 33.9228 | 52.693 | 51.878 | 18.192 | 0 | 0.7104 | 18.36 | 54.9243 | 168.3719 | 0 | 0 | 0 | 0.6548 | 0
2535 | 106 | 16 | 4 | Wednesday | 14 | 0 | 8.312 | 33.7942 | 52.6435 | 51.878 | 6.064 | 0 | 1.026 | 18.36 | 52.9972 | 166.691 | 0 | 0 | 0 | 0 | 0
2536 | 106 | 16 | 4 | Wednesday | 15 | 0 | 7.331 | 33.7567 | 53.1287 | 51.878 | 6.064 | 0 | 0.7647 | 18.36 | 47.2351 | 165.817 | 0 | 0 | 0 | 0 | 0
2537 | 106 | 16 | 4 | Wednesday | 16 | 0 | 6.885 | 33.7475 | 53.8952 | 50.7246 | 24.256 | 0 | 0.5862 | 22.68 | 38.9154 | 169.0796 | 0 | 0 | 0 | 0 | 0
2538 | 106 | 16 | 4 | Wednesday | 17 | 0.547 | 6.973 | 33.7434 | 46.6322 | 43.0931 | 30.32 | 0 | 0.5464 | 28.8 | 26.3765 | 160.3568 | 0 | 0 | 0 | 0.5468 | 0
2539 | 106 | 16 | 4 | Wednesday | 18 | 1.081 | 8.8 | 33.7827 | 45.8253 | 51.7393 | 42.448 | 0 | 0.4866 | 30.96 | 12.7667 | 172.3115 | 0 | 0 | 0 | 1.0813 | 0
2540 | 106 | 16 | 4 | Wednesday | 19 | 0.947 | 9.083 | 33.8673 | 54.4921 | 57.1787 | 42.448 | 0 | 0.4997 | 25.2 | 3.9195 | 181.0612 | 0 | 0 | 0 | 0.9468 | 0
2541 | 106 | 16 | 4 | Wednesday | 20 | 0.75 | 8.979 | 33.8761 | 73.4687 | 60.483 | 30.32 | 0 | 0.4835 | 25.2 | 0.8538 | 203.2225 | 0 | 0 | 0 | 0.7503 | 0
2542 | 106 | 16 | 4 | Wednesday | 21 | 1.414 | 5.499 | 33.7369 | 69.495 | 55.4564 | 18.192 | 0 | 0.305 | 25.2 | 0 | 190.1403 | 0 | 0 | 0 | 1.4139 | 0
2543 | 106 | 16 | 4 | Wednesday | 22 | 2.421 | 0.815 | 33.7247 | 49.7368 | 40.0199 | 12.128 | 0 | 0.0766 | 16.2 | 0 | 140.6391 | 0 | 0 | 0 | 2.4213 | 0
2544 | 106 | 16 | 4 | Wednesday | 23 | 3.708 | 0.006 | 33.8201 | 26.9226 | 24.6242 | 12.128 | 0 | 0.053 | 16.2 | 0 | 101.6267 | 0 | 0 | 0 | 3.7087 | 0
2545 | 107 | 17 | 4 | Thursday | 0 | 5.388 | 0 | 33.8874 | 17.5343 | 18.3373 | 6.064 | 0 | 0.1018 | 14.4 | 0 | 84.2608 | 0 | 0 | 0 | 5.4393 | 0
2546 | 107 | 17 | 4 | Thursday | 1 | 7.141 | 0 | 33.9283 | 14.6472 | 16.4006 | 6.064 | 0 | 0.1359 | 11.88 | 0 | 76.9921 | 0 | 0 | 0 | 7.2752 | 0
2547 | 107 | 17 | 4 | Thursday | 2 | 9.078 | 0 | 34.0613 | 11.7686 | 14.464 | 6.064 | 0 | 0.1738 | 11.88 | 0 | 72.3477 | 0 | 0 | 0 | 9.2941 | 0
2548 | 107 | 17 | 4 | Thursday | 3 | 12.376 | 0 | 34.2377 | 11.7686 | 14.464 | 6.064 | 0 | 0.2379 | 11.88 | 0 | 72.5882 | 0 | 0 | 0 | 12.6728 | 0
2549 | 107 | 17 | 4 | Thursday | 4 | 14.945 | 0 | 34.5244 | 13.0128 | 14.464 | 6.064 | 0 | 0.2882 | 11.88 | 0 | 74.1694 | 0 | 0 | 0 | 15.3219 | 0
2550 | 107 | 17 | 4 | Thursday | 5 | 15.328 | 0 | 34.5364 | 22.6634 | 20.5805 | 6.064 | 0 | 0.2968 | 11.88 | 0 | 89.9572 | 0 | 0 | 0 | 15.7842 | 0
2551 | 107 | 17 | 4 | Thursday | 6 | 12.203 | 0 | 34.1627 | 44.2471 | 35.484 | 30.32 | 0 | 0.2999 | 15.12 | 0.2328 | 129.3137 | 0 | 0 | 0 | 15.5796 | 0
2552 | 107 | 17 | 4 | Thursday | 7 | 9.021 | 0 | 34.0424 | 56.9792 | 46.6998 | 42.448 | 0 | 0.3264 | 15.12 | 3.1454 | 153.1678 | 0 | 0 | 0 | 16.6339 | 0
2553 | 107 | 17 | 4 | Thursday | 8 | 6.825 | 0 | 33.9886 | 58.0362 | 52.1343 | 48.512 | 0 | 0.3807 | 18.72 | 13.6087 | 163.2598 | 0 | 0 | 0 | 19.3223 | 0
2554 | 107 | 17 | 4 | Thursday | 9 | 4.9 | 0 | 33.9489 | 56.8775 | 52.8606 | 30.32 | 0 | 0.3034 | 18.72 | 28.0593 | 162.7104 | 0 | 0 | 0 | 14.2689 | 0
2555 | 107 | 17 | 4 | Thursday | 10 | 3.723 | 0 | 33.9543 | 54.653 | 51.878 | 12.128 | 0 | 0.2358 | 14.4 | 41.5879 | 155.121 | 0 | 0 | 0 | 6.7065 | 0
2556 | 107 | 17 | 4 | Thursday | 11 | 2.786 | 2.849 | 33.954 | 53.9122 | 51.878 | 12.128 | 0 | 0.376 | 18.36 | 51.7356 | 161.5612 | 0 | 0 | 0 | 3.804 | 0
2557 | 107 | 17 | 4 | Thursday | 12 | 1.863 | 8.966 | 34.0299 | 51.7221 | 51.1854 | 18.192 | 0 | 0.675 | 18.36 | 57.5587 | 165.6695 | 0 | 0 | 0 | 1.8628 | 0
2558 | 107 | 17 | 4 | Thursday | 13 | 0.971 | 9.959 | 33.9212 | 52.4748 | 51.878 | 18.192 | 0 | 0.7027 | 18.36 | 58.7998 | 168.108 | 0 | 0 | 0 | 0.9714 | 0
2559 | 107 | 17 | 4 | Thursday | 14 | 0.532 | 8.292 | 33.7852 | 52.5158 | 51.878 | 6.064 | 0 | 0.5979 | 18.36 | 55.9937 | 166.1043 | 0 | 0 | 0 | 0.5316 | 0
2560 | 107 | 17 | 4 | Thursday | 15 | 0 | 7.522 | 33.7567 | 53.1933 | 51.878 | 6.064 | 0 | 0.8059 | 18.36 | 49.4894 | 166.1288 | 0 | 0 | 0 | 0 | 0
2561 | 107 | 17 | 4 | Thursday | 16 | 0 | 7.151 | 33.7618 | 53.8607 | 50.7246 | 24.256 | 0 | 0.5918 | 22.68 | 39.4123 | 169.3523 | 0 | 0 | 0 | 0 | 0
2562 | 107 | 17 | 4 | Thursday | 17 | 0 | 7.281 | 33.7533 | 46.5966 | 43.0931 | 30.32 | 0 | 0.6955 | 28.8 | 26.411 | 160.8129 | 0 | 0 | 0 | 0 | 0
2563 | 107 | 17 | 4 | Thursday | 18 | 0 | 9.19 | 33.8103 | 45.2733 | 51.7393 | 42.448 | 0 | 0.9599 | 30.96 | 12.7725 | 172.6824 | 0 | 0 | 0 | 0 | 0
2564 | 107 | 17 | 4 | Thursday | 19 | 0 | 9.39 | 33.8805 | 52.9232 | 57.1787 | 42.448 | 0 | 0.9703 | 25.2 | 3.9594 | 180.3084 | 0 | 0 | 0 | 0 | 0
2565 | 107 | 17 | 4 | Thursday | 20 | 0 | 9.287 | 33.8823 | 73.0455 | 60.483 | 30.32 | 0 | 0.9567 | 25.2 | 0.856 | 203.612 | 0 | 0 | 0 | 0 | 0
2566 | 107 | 17 | 4 | Thursday | 21 | 0.558 | 5.739 | 33.7559 | 69.495 | 55.4564 | 18.192 | 0 | 0.3372 | 25.2 | 0 | 190.4508 | 0 | 0 | 0 | 0.5582 | 0
2567 | 107 | 17 | 4 | Thursday | 22 | 0.977 | 0.933 | 33.7182 | 49.7368 | 40.0199 | 12.128 | 0 | 0.0634 | 16.2 | 0 | 140.7478 | 0 | 0 | 0 | 0.9773 | 0
2568 | 107 | 17 | 4 | Thursday | 23 | 1.535 | 0.006 | 33.855 | 26.9226 | 24.6242 | 12.128 | 0 | 0.0238 | 16.2 | 0 | 101.6321 | 0 | 0 | 0 | 1.5347 | 0
2569 | 108 | 18 | 4 | Friday | 0 | 1.773 | 0 | 33.9512 | 17.5343 | 18.3373 | 6.064 | 0 | 0.025 | 14.4 | 0 | 84.2478 | 0 | 0 | 0 | 1.7734 | 0
2570 | 108 | 18 | 4 | Friday | 1 | 6.016 | 0 | 33.9416 | 14.6472 | 16.4006 | 6.064 | 0 | 0.0822 | 11.88 | 0 | 76.9517 | 0 | 0 | 0 | 6.016 | 0
2571 | 108 | 18 | 4 | Friday | 2 | 8.203 | 0 | 33.9944 | 11.7686 | 14.464 | 6.064 | 0 | 0.1119 | 11.88 | 0 | 72.2189 | 0 | 0 | 0 | 8.2034 | 0
2572 | 108 | 18 | 4 | Friday | 3 | 9.382 | 0 | 34.141 | 11.7686 | 14.464 | 6.064 | 0 | 0.1281 | 11.88 | 0 | 72.3817 | 0 | 0 | 0 | 9.3818 | 0
2573 | 108 | 18 | 4 | Friday | 4 | 11.915 | 0 | 34.3778 | 13.0128 | 14.464 | 6.064 | 0 | 0.1632 | 11.88 | 0 | 73.8978 | 0 | 0 | 0 | 11.9154 | 0
2574 | 108 | 18 | 4 | Friday | 5 | 13.893 | 0 | 34.4502 | 22.6634 | 20.5805 | 6.064 | 0 | 0.1905 | 11.88 | 0 | 89.7647 | 0 | 0 | 0 | 13.8926 | 0
2575 | 108 | 18 | 4 | Friday | 6 | 12.305 | 0 | 34.1602 | 44.1412 | 35.484 | 30.32 | 0 | 0.1766 | 15.12 | 0.2513 | 129.082 | 0 | 0 | 0 | 12.3053 | 0
2576 | 108 | 18 | 4 | Friday | 7 | 9.974 | 0 | 34.0669 | 53.7995 | 46.6998 | 42.448 | 0 | 0.2217 | 15.12 | 3.3787 | 149.9078 | 0 | 0 | 0 | 11.4346 | 0
2577 | 108 | 18 | 4 | Friday | 8 | 6.27 | 0 | 34.0089 | 56.2374 | 52.1343 | 48.512 | 0 | 0.251 | 18.72 | 14.3654 | 161.3517 | 0 | 0 | 0 | 12.3162 | 0
2578 | 108 | 18 | 4 | Friday | 9 | 3.882 | 0 | 33.8974 | 56.3863 | 52.8606 | 30.32 | 0 | 0.2139 | 18.72 | 29.137 | 162.0782 | 0 | 0 | 0 | 9.5832 | 0
2579 | 108 | 18 | 4 | Friday | 10 | 2.42 | 0 | 33.8968 | 54.1393 | 51.878 | 12.128 | 0 | 0.1864 | 14.4 | 42.1841 | 154.5004 | 0 | 0 | 0 | 4.028 | 0
2580 | 108 | 18 | 4 | Friday | 11 | 1.096 | 3.148 | 33.9133 | 53.3595 | 51.878 | 12.128 | 0 | 0.3456 | 18.36 | 51.6863 | 161.2605 | 0 | 0 | 0 | 1.2329 | 0
2581 | 108 | 18 | 4 | Friday | 12 | 0.03 | 10.86 | 33.956 | 51.4723 | 51.1854 | 18.192 | 0 | 1.0482 | 18.36 | 57.4234 | 167.7675 | 0 | 0 | 0 | 0.03 | 0
2582 | 108 | 18 | 4 | Friday | 13 | 0 | 10.923 | 33.9042 | 52.5303 | 51.878 | 18.192 | 0 | 0.8976 | 18.36 | 59.1175 | 169.3831 | 0 | 0 | 0 | 0 | 0
2583 | 108 | 18 | 4 | Friday | 14 | 0 | 9.007 | 33.869 | 52.6038 | 51.878 | 6.064 | 0 | 0.7081 | 18.36 | 56.5319 | 167.16 | 0 | 0 | 0 | 0 | 0
2584 | 108 | 18 | 4 | Friday | 15 | 0 | 8.216 | 33.7564 | 53.2689 | 51.878 | 6.064 | 0 | 0.5761 | 18.36 | 49.9628 | 166.7246 | 0 | 0 | 0 | 0 | 0
2585 | 108 | 18 | 4 | Friday | 16 | 0 | 7.767 | 33.7339 | 53.8727 | 50.7246 | 24.256 | 0 | 0.4975 | 22.68 | 39.677 | 169.9084 | 0 | 0 | 0 | 0 | 0
2586 | 108 | 18 | 4 | Friday | 17 | 0 | 7.869 | 33.7417 | 46.5822 | 43.0931 | 30.32 | 0 | 0.493 | 28.8 | 26.6711 | 161.2204 | 0 | 0 | 0 | 0 | 0
2587 | 108 | 18 | 4 | Friday | 18 | 0 | 10.165 | 33.8732 | 45.281 | 51.7393 | 42.448 | 0 | 0.6071 | 30.96 | 12.9574 | 173.4543 | 0 | 0 | 0 | 0 | 0
2588 | 108 | 18 | 4 | Friday | 19 | 0 | 10.172 | 33.8947 | 52.8592 | 57.1787 | 42.448 | 0 | 0.7008 | 25.2 | 3.992 | 180.8342 | 0 | 0 | 0 | 0 | 0
2589 | 108 | 18 | 4 | Friday | 20 | 0 | 10.013 | 33.8953 | 72.8785 | 60.483 | 30.32 | 0 | 0.7464 | 25.2 | 0.8737 | 204.0326 | 0 | 0 | 0 | 0 | 0
2590 | 108 | 18 | 4 | Friday | 21 | 0 | 6.229 | 33.8101 | 69.495 | 55.4564 | 18.192 | 0 | 0.6356 | 25.2 | 0 | 191.3338 | 0 | 0 | 0 | 0 | 0
2591 | 108 | 18 | 4 | Friday | 22 | 0 | 1.174 | 33.7202 | 49.7368 | 40.0199 | 12.128 | 0 | 0.4986 | 16.2 | 0 | 141.4455 | 0 | 0 | 0 | 0 | 0
2592 | 108 | 18 | 4 | Friday | 23 | 0.76 | 0.008 | 33.7935 | 26.9226 | 24.6242 | 12.128 | 0 | 0.0759 | 16.2 | 0 | 101.6244 | 0 | 0 | 0 | 0.7601 | 0
2593 | 109 | 19 | 4 | Saturday | 0 | 1.142 | 0 | 33.9113 | 18.3332 | 19.1419 | 6.064 | 0 | 0.0167 | 15.84 | 0 | 87.2432 | 0 | 0 | 0 | 1.1423 | 0
2594 | 109 | 19 | 4 | Saturday | 1 | 1.252 | 0 | 33.9411 | 17.5283 | 18.3373 | 6.064 | 0 | 0.0181 | 12.6 | 0 | 82.4248 | 0 | 0 | 0 | 1.2518 | 0
2595 | 109 | 19 | 4 | Saturday | 2 | 4.503 | 0 | 33.955 | 11.771 | 14.464 | 6.064 | 0 | 0.0619 | 12.6 | 0 | 72.8519 | 0 | 0 | 0 | 4.5033 | 0
2596 | 109 | 19 | 4 | Saturday | 3 | 7.541 | 0 | 33.9918 | 11.771 | 14.464 | 6.064 | 0 | 0.1028 | 12.6 | 0 | 72.9297 | 0 | 0 | 0 | 7.5406 | 0
2597 | 109 | 19 | 4 | Saturday | 4 | 7.997 | 0 | 34.0624 | 11.771 | 14.464 | 6.064 | 0 | 0.1091 | 12.6 | 0 | 73.0065 | 0 | 0 | 0 | 7.9967 | 0
2598 | 109 | 19 | 4 | Saturday | 5 | 9.397 | 0 | 34.1805 | 13.0152 | 14.464 | 6.064 | 0 | 0.1284 | 12.6 | 0 | 74.3881 | 0 | 0 | 0 | 9.3969 | 0
2599 | 109 | 19 | 4 | Saturday | 6 | 10.184 | 0 | 34.1249 | 30.2051 | 24.9086 | 30.32 | 0 | 0.1474 | 14.4 | 0.2603 | 103.786 | 0 | 0 | 0 | 10.1842 | 0
2600 | 109 | 19 | 4 | Saturday | 7 | 10.974 | 0 | 34.1475 | 29.6736 | 26.405 | 42.448 | 0 | 0.1663 | 11.52 | 3.4493 | 101.9123 | 0 | 0 | 0 | 10.9736 | 0
2601 | 109 | 19 | 4 | Saturday | 8 | 7.425 | 0 | 34.002 | 34.8635 | 37.4339 | 48.512 | 0 | 0.1863 | 16.2 | 13.9856 | 122.6857 | 0 | 0 | 0 | 9.2302 | 0
2602 | 109 | 19 | 4 | Saturday | 9 | 4.583 | 0 | 33.8905 | 32.0634 | 37.9057 | 30.32 | 0 | 0.1709 | 16.2 | 28.0574 | 120.2305 | 0 | 0 | 0 | 7.9883 | 0
2603 | 109 | 19 | 4 | Saturday | 10 | 3.201 | 0 | 33.8765 | 30.0378 | 37.2508 | 12.128 | 0 | 0.1685 | 15.12 | 41.4369 | 116.4536 | 0 | 0 | 0 | 4.2548 | 0
2604 | 109 | 19 | 4 | Saturday | 11 | 2.742 | 2.912 | 33.8519 | 27.9727 | 35.3135 | 12.128 | 0 | 0.3282 | 21.6 | 51.4651 | 122.2155 | 0 | 0 | 0 | 2.7891 | 0
2605 | 109 | 19 | 4 | Saturday | 12 | 2.277 | 3.078 | 33.8928 | 25.0075 | 34.2247 | 18.192 | 0 | 0.3411 | 23.4 | 56.7525 | 120.1944 | 0 | 0 | 0 | 2.2767 | 0
2606 | 109 | 19 | 4 | Saturday | 13 | 1.939 | 3.143 | 34.0347 | 24.139 | 33.0722 | 18.192 | 0 | 0.3153 | 23.4 | 55.8786 | 118.3599 | 0 | 0 | 0 | 1.939 | 0
2607 | 109 | 19 | 4 | Saturday | 14 | 1.669 | 3.192 | 34.0359 | 22.9035 | 33.0722 | 6.064 | 0 | 0.243 | 23.4 | 47.3054 | 117.1068 | 0 | 0 | 0 | 1.6693 | 0
2608 | 109 | 19 | 4 | Saturday | 15 | 1.433 | 3.233 | 34.0039 | 23.4009 | 33.0722 | 6.064 | 0 | 0.187 | 23.4 | 36.6129 | 117.5609 | 0 | 0 | 0 | 1.4332 | 0
2609 | 109 | 19 | 4 | Saturday | 16 | 1.491 | 3.256 | 33.9208 | 24.2402 | 33.0722 | 24.256 | 0 | 0.1923 | 23.4 | 31.8687 | 118.3467 | 0 | 0 | 0 | 1.4909 | 0
2610 | 109 | 19 | 4 | Saturday | 17 | 2.518 | 2.885 | 33.9421 | 22.4526 | 32.9581 | 30.32 | 0 | 0.1896 | 27 | 24.8171 | 119.6619 | 0 | 0 | 0 | 2.5185 | 0
2611 | 109 | 19 | 4 | Saturday | 18 | 2.294 | 6.965 | 33.9127 | 35.8948 | 46.5147 | 42.448 | 0 | 0.409 | 28.8 | 13.04 | 153.0637 | 0 | 0 | 0 | 2.2938 | 0
2612 | 109 | 19 | 4 | Saturday | 19 | 2.388 | 9.219 | 33.8918 | 46.3 | 50.3878 | 42.448 | 0 | 0.5261 | 28.8 | 4.2284 | 169.8766 | 0 | 0 | 0 | 2.3881 | 0
2613 | 109 | 19 | 4 | Saturday | 20 | 2.875 | 7.539 | 33.8597 | 59.5955 | 50.3878 | 30.32 | 0 | 0.4358 | 27 | 0.931 | 179.4328 | 0 | 0 | 0 | 2.8745 | 0
2614 | 109 | 19 | 4 | Saturday | 21 | 3.332 | 6.287 | 33.8117 | 61.3343 | 50.3878 | 18.192 | 0 | 0.3714 | 27 | 0 | 179.7042 | 0 | 0 | 0 | 3.332 | 0
2615 | 109 | 19 | 4 | Saturday | 22 | 4.095 | 1.625 | 33.7628 | 49.2003 | 40.077 | 12.128 | 0 | 0.1401 | 19.8 | 0 | 144.7371 | 0 | 0 | 0 | 4.0954 | 0
2616 | 109 | 19 | 4 | Saturday | 23 | 7.212 | 0.022 | 33.8386 | 28.1779 | 24.6242 | 12.128 | 0 | 0.1286 | 19.8 | 0 | 106.5935 | 0 | 0 | 0 | 7.2822 | 0
2617 | 110 | 20 | 4 | Sunday | 0 | 12.402 | 0 | 33.9131 | 24.1043 | 23.0149 | 6.064 | 0 | 0.2351 | 19.8 | 0 | 101.0674 | 0 | 0 | 0 | 12.5492 | 0
2618 | 110 | 20 | 4 | Sunday | 1 | 19.42 | 0 | 34.0505 | 23.3102 | 22.2101 | 6.064 | 0 | 0.3702 | 19.8 | 0 | 99.741 | 0 | 0 | 0 | 19.6493 | 0
2619 | 110 | 20 | 4 | Sunday | 2 | 22.605 | 0 | 34.2251 | 17.5379 | 18.3373 | 6.064 | 0 | 0.4337 | 15.48 | 0 | 86.014 | 0 | 0 | 0 | 22.9146 | 0
2620 | 110 | 20 | 4 | Sunday | 3 | 22.83 | 0 | 34.534 | 17.5379 | 18.3373 | 6.064 | 0 | 0.4396 | 15.48 | 0 | 86.3288 | 0 | 0 | 0 | 23.2197 | 0
2621 | 110 | 20 | 4 | Sunday | 4 | 24.467 | 0 | 34.7855 | 17.5379 | 18.3373 | 6.064 | 0 | 0.4729 | 15.48 | 0 | 86.6135 | 0 | 0 | 0 | 24.9351 | 0
2622 | 110 | 20 | 4 | Sunday | 5 | 26.138 | 0 | 34.8921 | 18.7817 | 18.3373 | 6.064 | 0 | 0.5071 | 15.48 | 0 | 87.9981 | 0 | 0 | 0 | 26.6835 | 0
2623 | 110 | 20 | 4 | Sunday | 6 | 24.619 | 0 | 34.68 | 26.9308 | 24.6242 | 30.32 | 0 | 0.5475 | 18.72 | 0.2403 | 105.5025 | 0 | 0 | 0 | 28.429 | 0
2624 | 110 | 20 | 4 | Sunday | 7 | 19.216 | 0 | 34.2805 | 32.8263 | 29.9942 | 42.448 | 0 | 0.5324 | 18.72 | 2.2701 | 116.3535 | 0 | 0 | 0 | 27.3927 | 0
2625 | 110 | 20 | 4 | Sunday | 8 | 13.802 | 0 | 34.1545 | 29.0872 | 33.2132 | 48.512 | 0 | 0.5256 | 23.4 | 6.1607 | 120.3804 | 0 | 0 | 0 | 26.8865 | 0
2626 | 110 | 20 | 4 | Sunday | 9 | 11.256 | 0 | 34.1008 | 21.7761 | 29.3396 | 30.32 | 0 | 0.4062 | 23.4 | 9.5207 | 109.0227 | 0 | 0 | 0 | 21.3101 | 0
2627 | 110 | 20 | 4 | Sunday | 10 | 9.279 | 0 | 33.9478 | 23.6175 | 32.5586 | 12.128 | 0 | 0.2568 | 19.08 | 10.0465 | 109.4606 | 0 | 0 | 0 | 13.6837 | 0
2628 | 110 | 20 | 4 | Sunday | 11 | 8.748 | 0 | 33.945 | 23.7673 | 32.5586 | 12.128 | 0 | 0.2507 | 21.6 | 9.32 | 112.1216 | 0 | 0 | 0 | 13.3656 | 0
2629 | 110 | 20 | 4 | Sunday | 12 | 8.021 | 0 | 33.9437 | 23.028 | 33.0367 | 18.192 | 0 | 0.2885 | 19.08 | 13.0147 | 109.3769 | 0 | 0 | 0 | 15.3335 | 0
2630 | 110 | 20 | 4 | Sunday | 13 | 7.098 | 0 | 33.9661 | 18.5265 | 29.1634 | 18.192 | 0 | 0.3085 | 18.36 | 25.4752 | 100.3245 | 0 | 0 | 0 | 14.5363 | 0
2631 | 110 | 20 | 4 | Sunday | 14 | 6.65 | 0 | 33.9726 | 18.2948 | 29.1634 | 6.064 | 0 | 0.2217 | 18 | 30.7717 | 99.6525 | 0 | 0 | 0 | 8.8105 | 0
2632 | 110 | 20 | 4 | Sunday | 15 | 6.2 | 0 | 33.9787 | 18.3594 | 29.1634 | 6.064 | 0 | 0.1904 | 15.84 | 28.6963 | 97.5319 | 0 | 0 | 0 | 8.0143 | 0
2633 | 110 | 20 | 4 | Sunday | 16 | 5.763 | 0 | 33.9375 | 17.5564 | 27.5539 | 24.256 | 0 | 0.2684 | 23.04 | 27.9739 | 102.3562 | 0 | 0 | 0 | 12.3339 | 0
2634 | 110 | 20 | 4 | Sunday | 17 | 6.11 | 0 | 33.8986 | 17.0026 | 26.399 | 30.32 | 0 | 0.2886 | 22.32 | 21.1865 | 99.9087 | 0 | 0 | 0 | 14.8966 | 0
2635 | 110 | 20 | 4 | Sunday | 18 | 5.718 | 0 | 33.8071 | 28.1978 | 38.0184 | 42.448 | 0 | 0.3922 | 23.4 | 12.1029 | 123.8155 | 0 | 0 | 0 | 20.3354 | 0
2636 | 110 | 20 | 4 | Sunday | 19 | 5.83 | 0 | 33.7376 | 41.2401 | 45.7644 | 42.448 | 0 | 0.4411 | 22.68 | 4.6251 | 143.8633 | 0 | 0 | 0 | 22.9934 | 0
2637 | 110 | 20 | 4 | Sunday | 20 | 6.096 | 0 | 33.7451 | 58.263 | 49.6381 | 30.32 | 0 | 0.3744 | 22.68 | 1.0497 | 164.7006 | 0 | 0 | 0 | 19.8018 | 0
2638 | 110 | 20 | 4 | Sunday | 21 | 6.615 | 0 | 33.7222 | 48.5011 | 41.8913 | 18.192 | 0 | 0.2885 | 22.68 | 0 | 147.083 | 0 | 0 | 0 | 15.3857 | 0
2639 | 110 | 20 | 4 | Sunday | 22 | 7.351 | 0 | 33.747 | 40.3665 | 35.5897 | 12.128 | 0 | 0.2508 | 14.4 | 0 | 124.354 | 0 | 0 | 0 | 13.4179 | 0
2640 | 110 | 20 | 4 | Sunday | 23 | 10.061 | 0 | 33.7965 | 25.6748 | 24.6242 | 12.128 | 0 | 0.3056 | 14.4 | 0 | 98.8011 | 0 | 0 | 0 | 16.2998 | 0
2641 | 111 | 21 | 4 | Monday | 0 | 12.441 | 0 | 33.9151 | 17.5343 | 18.3373 | 6.064 | 0 | 0.2927 | 14.4 | 0 | 84.4794 | 0 | 0 | 0 | 15.6241 | 0
2642 | 111 | 21 | 4 | Monday | 1 | 13.454 | 0 | 34.0534 | 14.6472 | 16.4006 | 6.064 | 0 | 0.3129 | 11.88 | 0 | 77.2942 | 0 | 0 | 0 | 16.6795 | 0
2643 | 111 | 21 | 4 | Monday | 2 | 14.197 | 0 | 34.1542 | 11.7686 | 14.464 | 6.064 | 0 | 0.328 | 11.88 | 0 | 72.5948 | 0 | 0 | 0 | 17.4636 | 0
2644 | 111 | 21 | 4 | Monday | 3 | 14.745 | 0 | 34.393 | 11.7686 | 14.464 | 6.064 | 0 | 0.3393 | 11.88 | 0 | 72.845 | 0 | 0 | 0 | 18.053 | 0
2645 | 111 | 21 | 4 | Monday | 4 | 14.885 | 0 | 34.6097 | 13.0128 | 14.464 | 6.064 | 0 | 0.3429 | 11.88 | 0 | 74.3093 | 0 | 0 | 0 | 18.2344 | 0
2646 | 111 | 21 | 4 | Monday | 5 | 15.024 | 0 | 34.5794 | 22.6634 | 20.5805 | 6.064 | 0 | 0.3467 | 11.88 | 0 | 90.05 | 0 | 0 | 0 | 18.4135 | 0
2647 | 111 | 21 | 4 | Monday | 6 | 13.75 | 0 | 34.1209 | 44.2772 | 35.484 | 30.32 | 0 | 0.5945 | 15.12 | 0.2559 | 129.5966 | 0 | 0 | 0 | 31.2644 | 0
2648 | 111 | 21 | 4 | Monday | 7 | 10.759 | 0 | 33.9618 | 58.4386 | 46.6998 | 42.448 | 0 | 0.6764 | 15.12 | 2.6437 | 154.8967 | 0 | 0 | 0 | 36.7905 | 0
2649 | 111 | 21 | 4 | Monday | 8 | 8.414 | 0 | 33.9725 | 58.0965 | 52.1343 | 48.512 | 0 | 0.6798 | 18.72 | 10.1875 | 163.6031 | 0 | 0 | 0 | 40.1749 | 0
2650 | 111 | 21 | 4 | Monday | 9 | 7.307 | 0 | 34.0442 | 56.5591 | 52.8606 | 30.32 | 0 | 0.5638 | 18.72 | 24.1885 | 162.7476 | 0 | 0 | 0 | 27.418 | 0
2651 | 111 | 21 | 4 | Monday | 10 | 5.507 | 0 | 34.0753 | 53.9913 | 51.878 | 12.128 | 0 | 0.3372 | 14.4 | 35.8751 | 154.6817 | 0 | 0 | 0 | 12.4849 | 0
2652 | 111 | 21 | 4 | Monday | 11 | 4.65 | 2.343 | 34.205 | 52.9049 | 51.878 | 12.128 | 0 | 0.4212 | 18.36 | 40.7388 | 160.3035 | 0 | 0 | 0 | 9.9535 | 0
2653 | 111 | 21 | 4 | Monday | 12 | 3.855 | 3.743 | 34.1331 | 50.8266 | 51.1854 | 18.192 | 0 | 0.4814 | 18.36 | 42.5886 | 159.0342 | 0 | 0 | 0 | 9.4165 | 0
2654 | 111 | 21 | 4 | Monday | 13 | 3.015 | 7.986 | 34.0521 | 51.9691 | 51.878 | 18.192 | 0 | 0.6544 | 18.36 | 45.8711 | 165.5506 | 0 | 0 | 0 | 6.2791 | 0
2655 | 111 | 21 | 4 | Monday | 14 | 2.815 | 6.955 | 33.8861 | 52.1876 | 51.878 | 6.064 | 0 | 0.5282 | 18.36 | 48.1736 | 164.3616 | 0 | 0 | 0 | 3.0737 | 0
2656 | 111 | 21 | 4 | Monday | 15 | 2.658 | 5.845 | 33.8616 | 53.0285 | 51.878 | 6.064 | 0 | 0.4037 | 18.36 | 42.655 | 163.8525 | 0 | 0 | 0 | 2.658 | 0
2657 | 111 | 21 | 4 | Monday | 16 | 2.644 | 5.443 | 33.8172 | 53.9063 | 50.7246 | 24.256 | 0 | 0.3321 | 22.68 | 33.1492 | 167.3461 | 0 | 0 | 0 | 2.6436 | 0
2658 | 111 | 21 | 4 | Monday | 17 | 3.585 | 5.472 | 33.8388 | 46.4822 | 43.0931 | 30.32 | 0 | 0.3373 | 28.8 | 22.0741 | 158.469 | 0 | 0 | 0 | 3.5847 | 0
2659 | 111 | 21 | 4 | Monday | 18 | 3.625 | 7.118 | 33.7845 | 45.0303 | 51.7393 | 42.448 | 0 | 0.4856 | 30.96 | 11.7967 | 169.6983 | 0 | 0 | 0 | 5.5529 | 0
2660 | 111 | 21 | 4 | Monday | 19 | 3.32 | 7.066 | 33.7528 | 53.3756 | 57.1787 | 42.448 | 0 | 0.5429 | 25.2 | 4.7157 | 177.6924 | 0 | 0 | 0 | 8.8297 | 0
2661 | 111 | 21 | 4 | Monday | 20 | 3.483 | 7.14 | 33.7964 | 73.2951 | 60.483 | 30.32 | 0 | 0.55 | 25.2 | 1.0509 | 201.046 | 0 | 0 | 0 | 9.4541 | 0
2662 | 111 | 21 | 4 | Monday | 21 | 4.385 | 4.394 | 33.7565 | 69.495 | 55.4564 | 18.192 | 0 | 0.3894 | 25.2 | 0 | 189.049 | 0 | 0 | 0 | 8.7369 | 0
2663 | 111 | 21 | 4 | Monday | 22 | 5.2 | 0.479 | 33.7948 | 49.7368 | 40.0199 | 12.128 | 0 | 0.1821 | 16.2 | 0 | 140.4518 | 0 | 0 | 0 | 8.4123 | 0
2664 | 111 | 21 | 4 | Monday | 23 | 8.818 | 0.002 | 33.8134 | 26.9226 | 24.6242 | 12.128 | 0 | 0.2306 | 16.2 | 0 | 101.7932 | 0 | 0 | 0 | 12.2722 | 0
2665 | 112 | 22 | 4 | Tuesday | 0 | 12.301 | 0 | 33.9507 | 17.5343 | 18.3373 | 6.064 | 0 | 0.2646 | 14.4 | 0 | 84.4868 | 0 | 0 | 0 | 14.1173 | 0
2666 | 112 | 22 | 4 | Tuesday | 1 | 13.995 | 0 | 34.0932 | 14.6472 | 16.4006 | 6.064 | 0 | 0.2982 | 11.88 | 0 | 77.3193 | 0 | 0 | 0 | 15.872 | 0
2667 | 112 | 22 | 4 | Tuesday | 2 | 15.473 | 0 | 34.3348 | 11.7686 | 14.464 | 6.064 | 0 | 0.3278 | 11.88 | 0 | 72.7753 | 0 | 0 | 0 | 17.4095 | 0
2668 | 112 | 22 | 4 | Tuesday | 3 | 22.503 | 0 | 34.7491 | 11.7686 | 14.464 | 6.064 | 0 | 0.4663 | 11.88 | 0 | 73.328 | 0 | 0 | 0 | 24.4972 | 0
2669 | 112 | 22 | 4 | Tuesday | 4 | 25.726 | 0 | 34.8296 | 13.0128 | 14.464 | 6.064 | 0 | 0.5309 | 11.88 | 0 | 74.7173 | 0 | 0 | 0 | 27.7777 | 0
2670 | 112 | 22 | 4 | Tuesday | 5 | 22.755 | 0 | 34.7773 | 22.6634 | 20.5805 | 6.064 | 0 | 0.4736 | 11.88 | 0 | 90.3748 | 0 | 0 | 0 | 24.8642 | 0
2671 | 112 | 22 | 4 | Tuesday | 6 | 16.651 | 0 | 34.3629 | 44.1487 | 35.484 | 30.32 | 0 | 0.5364 | 15.12 | 0.2883 | 129.652 | 0 | 0 | 0 | 27.997 | 0
2672 | 112 | 22 | 4 | Tuesday | 7 | 14.649 | 0 | 34.0877 | 55.4438 | 46.6998 | 42.448 | 0 | 0.6297 | 15.12 | 3.6117 | 151.981 | 0 | 0 | 0 | 32.6354 | 0
2673 | 112 | 22 | 4 | Tuesday | 8 | 11.735 | 0 | 34.0819 | 58.15 | 52.1343 | 48.512 | 0 | 0.677 | 18.72 | 13.528 | 163.7632 | 0 | 0 | 0 | 35.0564 | 0
2674 | 112 | 22 | 4 | Tuesday | 9 | 9.086 | 0 | 34.0149 | 56.6509 | 52.8606 | 30.32 | 0 | 0.502 | 18.72 | 25.5595 | 162.7483 | 0 | 0 | 0 | 24.5197 | 0
2675 | 112 | 22 | 4 | Tuesday | 10 | 6.935 | 0 | 33.9428 | 54.0951 | 51.878 | 12.128 | 0 | 0.311 | 14.4 | 33.1135 | 154.627 | 0 | 0 | 0 | 12.4072 | 0
2676 | 112 | 22 | 4 | Tuesday | 11 | 5.644 | 2.53 | 34.0205 | 52.8754 | 51.878 | 12.128 | 0 | 0.4004 | 18.36 | 35.9368 | 160.2699 | 0 | 0 | 0 | 9.9517 | 0
2677 | 112 | 22 | 4 | Tuesday | 12 | 4.711 | 5.371 | 34.0355 | 50.719 | 51.1854 | 18.192 | 0 | 0.5411 | 18.36 | 37.352 | 160.6503 | 0 | 0 | 0 | 9.5423 | 0
2678 | 112 | 22 | 4 | Tuesday | 13 | 4.474 | 8.619 | 33.8555 | 51.9841 | 51.878 | 18.192 | 0 | 0.67 | 18.36 | 37.2682 | 166.069 | 0 | 0 | 0 | 7.9556 | 0
2679 | 112 | 22 | 4 | Tuesday | 14 | 3.793 | 7.218 | 33.8059 | 52.2919 | 51.878 | 6.064 | 0 | 0.5266 | 18.36 | 37.9122 | 164.6685 | 0 | 0 | 0 | 4.4948 | 0
2680 | 112 | 22 | 4 | Tuesday | 15 | 2.809 | 6.265 | 33.7646 | 52.909 | 51.878 | 6.064 | 0 | 0.4355 | 18.36 | 36.6125 | 164.1222 | 0 | 0 | 0 | 3.0481 | 0
2681 | 112 | 22 | 4 | Tuesday | 16 | 2.387 | 5.809 | 33.7505 | 53.6656 | 50.7246 | 24.256 | 0 | 0.3805 | 22.68 | 31.7751 | 167.4832 | 0 | 0 | 0 | 2.7552 | 0
2682 | 112 | 22 | 4 | Tuesday | 17 | 3.309 | 6.059 | 33.7496 | 46.4599 | 43.0931 | 30.32 | 0 | 0.4142 | 28.8 | 23.5883 | 159.0698 | 0 | 0 | 0 | 5.0978 | 0
2683 | 112 | 22 | 4 | Tuesday | 18 | 3.129 | 7.655 | 33.7351 | 44.7523 | 51.7393 | 42.448 | 0 | 0.5709 | 30.96 | 13.4165 | 170.0368 | 0 | 0 | 0 | 8.6757 | 0
2684 | 112 | 22 | 4 | Tuesday | 19 | 2.47 | 7.74 | 33.7886 | 51.9162 | 57.1787 | 42.448 | 0 | 0.6232 | 25.2 | 4.94 | 177.0772 | 0 | 0 | 0 | 11.3021 | 0
2685 | 112 | 22 | 4 | Tuesday | 20 | 2.329 | 7.747 | 33.7959 | 72.6017 | 60.483 | 30.32 | 0 | 0.6008 | 25.2 | 1.0665 | 201.0594 | 0 | 0 | 0 | 10.5059 | 0
2686 | 112 | 22 | 4 | Tuesday | 21 | 3.085 | 4.794 | 33.7612 | 69.495 | 55.4564 | 18.192 | 0 | 0.409 | 25.2 | 0 | 189.5059 | 0 | 0 | 0 | 8.6971 | 0
2687 | 112 | 22 | 4 | Tuesday | 22 | 4.104 | 0.574 | 33.7896 | 49.7368 | 40.0199 | 12.128 | 0 | 0.1815 | 16.2 | 0 | 140.5489 | 0 | 0 | 0 | 8.1299 | 0
2688 | 112 | 22 | 4 | Tuesday | 23 | 7.566 | 0.003 | 33.8104 | 26.9226 | 24.6242 | 12.128 | 0 | 0.2216 | 16.2 | 0 | 101.7815 | 0 | 0 | 0 | 11.8146 | 0
2689 | 113 | 23 | 4 | Wednesday | 0 | 12.071 | 0 | 34.0125 | 17.5343 | 18.3373 | 6.064 | 0 | 0.2675 | 14.4 | 0 | 84.5515 | 0 | 0 | 0 | 14.2774 | 0
2690 | 113 | 23 | 4 | Wednesday | 1 | 21.105 | 0 | 34.228 | 14.6472 | 16.4006 | 6.064 | 0 | 0.442 | 11.88 | 0 | 77.5979 | 0 | 0 | 0 | 23.3666 | 0
2691 | 113 | 23 | 4 | Wednesday | 2 | 31.966 | 0 | 34.6771 | 11.7686 | 14.464 | 6.064 | 0 | 0.6366 | 11.88 | 0 | 73.4264 | 0 | 0 | 0 | 34.282 | 0
2692 | 113 | 23 | 4 | Wednesday | 3 | 37.587 | 0 | 34.8853 | 11.7686 | 14.464 | 6.064 | 0 | 0.6831 | 11.88 | 0 | 73.681 | 0 | 0 | 0 | 39.9594 | 0
2693 | 113 | 23 | 4 | Wednesday | 4 | 44.176 | 0 | 34.8764 | 13.0128 | 14.464 | 6.064 | 0 | 0.6896 | 11.88 | 0 | 74.9228 | 0 | 0 | 0 | 46.6069 | 0
2694 | 113 | 23 | 4 | Wednesday | 5 | 47.901 | 0 | 34.6925 | 22.6634 | 20.5805 | 6.064 | 0 | 0.6933 | 11.88 | 0 | 90.5097 | 0 | 0 | 0 | 50.3861 | 0
2695 | 113 | 23 | 4 | Wednesday | 6 | 41.253 | 0 | 34.4459 | 43.9302 | 35.484 | 30.32 | 0 | 0.6943 | 15.12 | 0.3424 | 129.6744 | 0 | 0 | 0 | 54.4298 | 0
2696 | 113 | 23 | 4 | Wednesday | 7 | 33.759 | 0 | 34.368 | 53.6362 | 46.6998 | 42.448 | 0 | 0.6961 | 15.12 | 4.6239 | 150.5201 | 0 | 0 | 0 | 54.1437 | 0
2697 | 113 | 23 | 4 | Wednesday | 8 | 18.102 | 0 | 34.3455 | 57.572 | 52.1343 | 48.512 | 0 | 0.6895 | 18.72 | 14.6072 | 163.4613 | 0 | 0 | 0 | 43.886 | 0
2698 | 113 | 23 | 4 | Wednesday | 9 | 10.023 | 0 | 34.2316 | 56.4758 | 52.8606 | 30.32 | 0 | 0.5538 | 18.72 | 27.4261 | 162.8418 | 0 | 0 | 0 | 26.6458 | 0
2699 | 113 | 23 | 4 | Wednesday | 10 | 6.938 | 0 | 34.0006 | 54.2285 | 51.878 | 12.128 | 0 | 0.3476 | 14.4 | 38.7242 | 154.8547 | 0 | 0 | 0 | 12.5111 | 0
2700 | 113 | 23 | 4 | Wednesday | 11 | 5.636 | 2.519 | 34.0087 | 53.2656 | 51.878 | 12.128 | 0 | 0.4498 | 18.36 | 46.3398 | 160.6864 | 0 | 0 | 0 | 9.2537 | 0
2701 | 113 | 23 | 4 | Wednesday | 12 | 4.303 | 6.81 | 33.9804 | 51.1793 | 51.1854 | 18.192 | 0 | 0.6374 | 18.36 | 51.6114 | 162.7076 | 0 | 0 | 0 | 6.3343 | 0
2702 | 113 | 23 | 4 | Wednesday | 13 | 3.278 | 8.826 | 33.8222 | 51.9547 | 51.878 | 18.192 | 0 | 0.6303 | 18.36 | 48.464 | 166.1903 | 0 | 0 | 0 | 3.3051 | 0
2703 | 113 | 23 | 4 | Wednesday | 14 | 2.607 | 7.578 | 33.7648 | 52.1323 | 51.878 | 6.064 | 0 | 0.4966 | 18.36 | 42.522 | 164.8273 | 0 | 0 | 0 | 2.6066 | 0
2704 | 113 | 23 | 4 | Wednesday | 15 | 2.044 | 6.718 | 33.7539 | 52.6874 | 51.878 | 6.064 | 0 | 0.406 | 18.36 | 37.2591 | 164.3508 | 0 | 0 | 0 | 2.044 | 0
2705 | 113 | 23 | 4 | Wednesday | 16 | 1.181 | 6.375 | 33.7534 | 53.4624 | 50.7246 | 24.256 | 0 | 0.3553 | 22.68 | 31.8296 | 167.8707 | 0 | 0 | 0 | 1.1808 | 0
2706 | 113 | 23 | 4 | Wednesday | 17 | 1.949 | 6.592 | 33.738 | 46.4304 | 43.0931 | 30.32 | 0 | 0.3739 | 28.8 | 24.6924 | 159.5649 | 0 | 0 | 0 | 1.9489 | 0
2707 | 113 | 23 | 4 | Wednesday | 18 | 1.559 | 8.377 | 33.7663 | 45.1518 | 51.7393 | 42.448 | 0 | 0.4705 | 30.96 | 13.8114 | 171.1478 | 0 | 0 | 0 | 1.5594 | 0
2708 | 113 | 23 | 4 | Wednesday | 19 | 1.142 | 8.576 | 33.861 | 52.9734 | 57.1787 | 42.448 | 0 | 0.5147 | 25.2 | 4.615 | 179.0026 | 0 | 0 | 0 | 2.9916 | 0
2709 | 113 | 23 | 4 | Wednesday | 20 | 1.255 | 8.494 | 33.8698 | 72.65 | 60.483 | 30.32 | 0 | 0.5356 | 25.2 | 1.0221 | 201.9248 | 0 | 0 | 0 | 4.7968 | 0
2710 | 113 | 23 | 4 | Wednesday | 21 | 1.909 | 5.225 | 33.7384 | 69.495 | 55.4564 | 18.192 | 0 | 0.3611 | 25.2 | 0 | 189.9011 | 0 | 0 | 0 | 4.8737 | 0
2711 | 113 | 23 | 4 | Wednesday | 22 | 2.697 | 0.697 | 33.781 | 49.7368 | 40.0199 | 12.128 | 0 | 0.1303 | 16.2 | 0 | 140.6213 | 0 | 0 | 0 | 5.0122 | 0
2712 | 113 | 23 | 4 | Wednesday | 23 | 4.775 | 0.003 | 33.8213 | 26.9226 | 24.6242 | 12.128 | 0 | 0.1386 | 16.2 | 0 | 101.7099 | 0 | 0 | 0 | 7.3542 | 0
2713 | 114 | 24 | 4 | Thursday | 0 | 6.96 | 0 | 33.8809 | 17.5343 | 18.3373 | 6.064 | 0 | 0.1556 | 14.4 | 0 | 84.3081 | 0 | 0 | 0 | 8.3479 | 0
2714 | 114 | 24 | 4 | Thursday | 1 | 9.082 | 0 | 34.0811 | 14.6472 | 16.4006 | 6.064 | 0 | 0.1967 | 11.88 | 0 | 77.2057 | 0 | 0 | 0 | 10.5354 | 0
2715 | 114 | 24 | 4 | Thursday | 2 | 11.331 | 0 | 34.2131 | 11.7686 | 14.464 | 6.064 | 0 | 0.2406 | 11.88 | 0 | 72.5663 | 0 | 0 | 0 | 12.849 | 0
2716 | 114 | 24 | 4 | Thursday | 3 | 13.055 | 0 | 34.4933 | 11.7686 | 14.464 | 6.064 | 0 | 0.2747 | 11.88 | 0 | 72.8807 | 0 | 0 | 0 | 14.6377 | 0
2717 | 114 | 24 | 4 | Thursday | 4 | 13.07 | 0 | 34.7348 | 13.0128 | 14.464 | 6.064 | 0 | 0.2762 | 11.88 | 0 | 74.3678 | 0 | 0 | 0 | 14.7156 | 0
2718 | 114 | 24 | 4 | Thursday | 5 | 11.583 | 0 | 34.4775 | 22.6634 | 20.5805 | 6.064 | 0 | 0.249 | 11.88 | 0 | 89.8504 | 0 | 0 | 0 | 13.2908 | 0
2719 | 114 | 24 | 4 | Thursday | 6 | 8.614 | 0 | 34.0516 | 44.1262 | 35.484 | 30.32 | 0 | 0.3437 | 15.12 | 0.3193 | 129.1255 | 0 | 0 | 0 | 18.0262 | 0
2720 | 114 | 24 | 4 | Thursday | 7 | 6.607 | 0 | 33.8488 | 55.4374 | 46.6998 | 42.448 | 0 | 0.4254 | 15.12 | 4.3018 | 151.5314 | 0 | 0 | 0 | 22.0755 | 0
2721 | 114 | 24 | 4 | Thursday | 8 | 4.264 | 0 | 33.8082 | 57.762 | 52.1343 | 48.512 | 0 | 0.4826 | 18.72 | 14.084 | 162.9072 | 0 | 0 | 0 | 24.9586 | 0
2722 | 114 | 24 | 4 | Thursday | 9 | 3.072 | 0 | 33.8251 | 56.9225 | 52.8606 | 30.32 | 0 | 0.3616 | 18.72 | 26.4137 | 162.6898 | 0 | 0 | 0 | 16.938 | 0
2723 | 114 | 24 | 4 | Thursday | 10 | 2.238 | 0 | 33.8967 | 54.4398 | 51.878 | 12.128 | 0 | 0.2403 | 14.4 | 39.2462 | 154.8547 | 0 | 0 | 0 | 6.85 | 0
2724 | 114 | 24 | 4 | Thursday | 11 | 1.257 | 3.113 | 33.9347 | 53.351 | 51.878 | 12.128 | 0 | 0.3901 | 18.36 | 48.9413 | 161.2801 | 0 | 0 | 0 | 3.8451 | 0
2725 | 114 | 24 | 4 | Thursday | 12 | 0.276 | 10.225 | 33.9915 | 51.3791 | 51.1854 | 18.192 | 0 | 0.8692 | 18.36 | 53.4878 | 166.8444 | 0 | 0 | 0 | 0.8971 | 0
2726 | 114 | 24 | 4 | Thursday | 13 | 0 | 10.476 | 33.9269 | 52.4567 | 51.878 | 18.192 | 0 | 0.8412 | 18.36 | 54.2748 | 168.7931 | 0 | 0 | 0 | 0 | 0
2727 | 114 | 24 | 4 | Thursday | 14 | 0 | 8.446 | 33.8309 | 52.2942 | 51.878 | 6.064 | 0 | 0.6314 | 18.36 | 46.3733 | 166.1294 | 0 | 0 | 0 | 0 | 0
2728 | 114 | 24 | 4 | Thursday | 15 | 0 | 7.717 | 33.781 | 52.7005 | 51.878 | 6.064 | 0 | 0.4708 | 18.36 | 33.8496 | 165.5358 | 0 | 0 | 0 | 0 | 0
2729 | 114 | 24 | 4 | Thursday | 16 | 0 | 7.384 | 33.7447 | 53.333 | 50.7246 | 24.256 | 0 | 0.4179 | 22.68 | 25.3377 | 168.8857 | 0 | 0 | 0 | 0 | 0
2730 | 114 | 24 | 4 | Thursday | 17 | 0 | 7.581 | 33.741 | 46.1404 | 43.0931 | 30.32 | 0 | 0.5089 | 28.8 | 17.7598 | 160.4821 | 0 | 0 | 0 | 0 | 0
2731 | 114 | 24 | 4 | Thursday | 18 | 0 | 9.594 | 33.861 | 43.9942 | 51.7393 | 42.448 | 0 | 0.8411 | 30.96 | 11.1291 | 171.7713 | 0 | 0 | 0 | 0 | 0
2732 | 114 | 24 | 4 | Thursday | 19 | 0 | 9.51 | 33.8832 | 50.2982 | 57.1787 | 42.448 | 0 | 0.8989 | 25.2 | 5.4834 | 177.7438 | 0 | 0 | 0 | 0 | 0
2733 | 114 | 24 | 4 | Thursday | 20 | 0.149 | 9.673 | 33.8903 | 72.3774 | 60.483 | 30.32 | 0 | 0.8033 | 25.2 | 1.2427 | 203.2151 | 0 | 0 | 0 | 0.4423 | 0
2734 | 114 | 24 | 4 | Thursday | 21 | 0.64 | 5.942 | 33.7947 | 69.495 | 55.4564 | 18.192 | 0 | 0.3404 | 25.2 | 0 | 190.713 | 0 | 0 | 0 | 1.7026 | 0
2735 | 114 | 24 | 4 | Thursday | 22 | 0.995 | 1.055 | 33.7196 | 49.7368 | 40.0199 | 12.128 | 0 | 0.0948 | 16.2 | 0 | 140.9122 | 0 | 0 | 0 | 2.0835 | 0
2736 | 114 | 24 | 4 | Thursday | 23 | 1.488 | 0.006 | 33.7848 | 26.9226 | 24.6242 | 12.128 | 0 | 0.056 | 16.2 | 0 | 101.5939 | 0 | 0 | 0 | 2.8721 | 0
2737 | 115 | 25 | 4 | Friday | 0 | 1.575 | 0 | 33.897 | 17.5343 | 18.3373 | 6.064 | 0 | 0.045 | 14.4 | 0 | 84.2136 | 0 | 0 | 0 | 2.3761 | 0
2738 | 115 | 25 | 4 | Friday | 1 | 1.663 | 0 | 33.963 | 14.6472 | 16.4006 | 6.064 | 0 | 0.048 | 11.88 | 0 | 76.9388 | 0 | 0 | 0 | 2.5374 | 0
2739 | 115 | 25 | 4 | Friday | 2 | 1.881 | 0 | 34.0127 | 11.7686 | 14.464 | 6.064 | 0 | 0.0533 | 11.88 | 0 | 72.1787 | 0 | 0 | 0 | 2.8282 | 0
2740 | 115 | 25 | 4 | Friday | 3 | 2.391 | 0 | 34.0404 | 11.7686 | 14.464 | 6.064 | 0 | 0.064 | 11.88 | 0 | 72.2171 | 0 | 0 | 0 | 3.4095 | 0
2741 | 115 | 25 | 4 | Friday | 4 | 5.99 | 0 | 33.982 | 13.0128 | 14.464 | 6.064 | 0 | 0.1322 | 11.88 | 0 | 73.471 | 0 | 0 | 0 | 7.0785 | 0
2742 | 115 | 25 | 4 | Friday | 5 | 6.86 | 0 | 33.9733 | 22.6634 | 20.5805 | 6.064 | 0 | 0.1496 | 11.88 | 0 | 89.2469 | 0 | 0 | 0 | 8.0187 | 0
2743 | 115 | 25 | 4 | Friday | 6 | 5.268 | 0 | 33.82 | 44.0389 | 35.484 | 30.32 | 0 | 0.2313 | 15.12 | 0.3418 | 128.6943 | 0 | 0 | 0 | 12.0321 | 0
2744 | 115 | 25 | 4 | Friday | 7 | 4.244 | 0 | 33.788 | 54.4241 | 46.6998 | 42.448 | 0 | 0.3169 | 15.12 | 4.7916 | 150.3489 | 0 | 0 | 0 | 16.2671 | 0
2745 | 115 | 25 | 4 | Friday | 8 | 2.84 | 0 | 33.7906 | 56.753 | 52.1343 | 48.512 | 0 | 0.3901 | 18.72 | 15.8348 | 161.788 | 0 | 0 | 0 | 19.9358 | 0
2746 | 115 | 25 | 4 | Friday | 9 | 1.506 | 0 | 33.7613 | 56.2112 | 52.8606 | 30.32 | 0 | 0.3058 | 18.72 | 29.8743 | 161.8589 | 0 | 0 | 0 | 12.9367 | 0
2747 | 115 | 25 | 4 | Friday | 10 | 0.633 | 0 | 33.8149 | 54.0393 | 51.878 | 12.128 | 0 | 0.209 | 14.4 | 42.4004 | 154.3412 | 0 | 0 | 0 | 3.9679 | 0
2748 | 115 | 25 | 4 | Friday | 11 | 0.153 | 3.737 | 33.9181 | 53.3078 | 51.878 | 12.128 | 0 | 0.472 | 18.36 | 51.6944 | 161.9771 | 0 | 0 | 0 | 1.1675 | 0
2749 | 115 | 25 | 4 | Friday | 12 | 0 | 12.582 | 33.9325 | 51.4267 | 51.1854 | 18.192 | 0 | 0.8548 | 18.36 | 57.1348 | 169.3678 | 0 | 0 | 0 | 0 | 0
2750 | 115 | 25 | 4 | Friday | 13 | 0 | 13.024 | 33.9247 | 52.4667 | 51.878 | 18.192 | 0 | 0.865 | 18.36 | 58.5218 | 171.5808 | 0 | 0 | 0 | 0 | 0
2751 | 115 | 25 | 4 | Friday | 14 | 0 | 13.834 | 33.9362 | 52.5319 | 51.878 | 6.064 | 0 | 0.8696 | 18.36 | 55.9871 | 172.6719 | 0 | 0 | 0 | 0 | 0
2752 | 115 | 25 | 4 | Friday | 15 | 0 | 15.602 | 33.9546 | 53.201 | 51.878 | 6.064 | 0 | 0.9144 | 18.36 | 49.5487 | 175.6316 | 0 | 0 | 0 | 0 | 0
2753 | 115 | 25 | 4 | Friday | 16 | 0 | 16.973 | 33.9804 | 53.8189 | 50.7246 | 24.256 | 0 | 0.9362 | 22.68 | 39.7028 | 181.1456 | 0 | 0 | 0 | 0 | 0
2754 | 115 | 25 | 4 | Friday | 17 | 0 | 17.806 | 34.0061 | 46.5379 | 43.0931 | 30.32 | 0 | 0.9661 | 28.8 | 27.1277 | 173.341 | 0 | 0 | 0 | 0 | 0
2755 | 115 | 25 | 4 | Friday | 18 | 0 | 20.986 | 34.0095 | 46.3608 | 51.7393 | 42.448 | 0 | 1.1554 | 30.96 | 13.758 | 187.7139 | 0 | 0 | 0 | 0 | 0
2756 | 115 | 25 | 4 | Friday | 19 | 0 | 19.889 | 33.9385 | 54.9388 | 57.1787 | 42.448 | 0 | 1.0884 | 25.2 | 4.8859 | 194.4283 | 0 | 0 | 0 | 0 | 0
2757 | 115 | 25 | 4 | Friday | 20 | 0 | 16.847 | 33.8948 | 72.4601 | 60.483 | 30.32 | 0 | 0.9028 | 25.2 | 1.9697 | 211.3259 | 0 | 0 | 0 | 0 | 0
2758 | 115 | 25 | 4 | Friday | 21 | 0 | 9.973 | 33.7998 | 69.495 | 55.4564 | 18.192 | 0 | 0.522 | 25.2 | 0.3143 | 195.2594 | 0 | 0 | 0 | 0 | 0
2759 | 115 | 25 | 4 | Friday | 22 | 0 | 2.18 | 33.7223 | 49.7368 | 40.0199 | 12.128 | 0 | 0.1143 | 16.2 | 0 | 142.1507 | 0 | 0 | 0 | 0 | 0
2760 | 115 | 25 | 4 | Friday | 23 | 0 | 0.042 | 33.7182 | 26.9226 | 24.6242 | 12.128 | 0 | 0.0564 | 16.2 | 0 | 101.5673 | 0 | 0 | 0 | 0 | 0
2761 | 116 | 26 | 4 | Saturday | 0 | 0 | 0 | 33.7241 | 18.3332 | 19.1419 | 6.064 | 0 | 0.0017 | 15.84 | 0 | 87.041 | 0 | 0 | 0 | 0 | 0
2762 | 116 | 26 | 4 | Saturday | 1 | 0 | 0 | 33.758 | 17.5283 | 18.3373 | 6.064 | 0 | 0.0483 | 12.6 | 0 | 82.2719 | 0 | 0 | 0 | 0 | 0
2763 | 116 | 26 | 4 | Saturday | 2 | 0 | 0 | 33.7714 | 11.771 | 14.464 | 6.064 | 0 | 0.2351 | 12.6 | 0 | 72.8415 | 0 | 0 | 0 | 0 | 0
2764 | 116 | 26 | 4 | Saturday | 3 | 0 | 0 | 33.7714 | 11.771 | 14.464 | 6.064 | 0 | 0.3594 | 12.6 | 0 | 72.9659 | 0 | 0 | 0 | 0 | 0
2765 | 116 | 26 | 4 | Saturday | 4 | 0 | 0 | 33.7714 | 11.771 | 14.464 | 6.064 | 0 | 0.4374 | 12.6 | 0 | 73.0438 | 0 | 0 | 0 | 0 | 0
2766 | 116 | 26 | 4 | Saturday | 5 | 0 | 0 | 33.7717 | 13.0152 | 14.464 | 6.064 | 0 | 0.4683 | 12.6 | 0 | 74.3193 | 0 | 0 | 0 | 0 | 0
2767 | 116 | 26 | 4 | Saturday | 6 | 0 | 0 | 33.7715 | 30.1854 | 24.9086 | 30.32 | 0 | 0.4301 | 14.4 | 0.3832 | 103.6955 | 0 | 0 | 0 | 0 | 0
2768 | 116 | 26 | 4 | Saturday | 7 | 0.021 | 0 | 33.7467 | 28.0978 | 26.405 | 42.448 | 0 | 0.3699 | 11.52 | 3.4385 | 100.1393 | 0 | 0 | 0 | 0.0753 | 0
2769 | 116 | 26 | 4 | Saturday | 8 | 0.239 | 0 | 33.7182 | 33.4763 | 37.4339 | 48.512 | 0 | 0.0909 | 16.2 | 7.7961 | 120.9193 | 0 | 0 | 0 | 3.6852 | 0
2770 | 116 | 26 | 4 | Saturday | 9 | 0.122 | 0 | 33.7182 | 33.3426 | 37.9057 | 30.32 | 0 | 0.0943 | 16.2 | 11.3595 | 121.2607 | 0 | 0 | 0 | 4.628 | 0
2771 | 116 | 26 | 4 | Saturday | 10 | 0.145 | 0 | 33.7804 | 31.3647 | 37.2508 | 12.128 | 0 | 0.0474 | 15.12 | 14.0645 | 117.5633 | 0 | 0 | 0 | 2.4237 | 0
2772 | 116 | 26 | 4 | Saturday | 11 | 0.166 | 3.623 | 33.8513 | 29.4008 | 35.3135 | 12.128 | 0 | 0.2374 | 21.6 | 16.3392 | 124.3211 | 0 | 0 | 0 | 2.7108 | 0
2773 | 116 | 26 | 4 | Saturday | 12 | 0.234 | 3.316 | 33.9914 | 27.1423 | 34.2247 | 18.192 | 0 | 0.2561 | 23.4 | 15.3116 | 122.6005 | 0 | 0 | 0 | 4.5325 | 0
2774 | 116 | 26 | 4 | Saturday | 13 | 0.241 | 7.91 | 33.8763 | 27.6803 | 33.0722 | 18.192 | 0 | 0.5081 | 23.4 | 12.1269 | 127.0914 | 0 | 0 | 0 | 5.0951 | 0
2775 | 116 | 26 | 4 | Saturday | 14 | 0.265 | 7.007 | 33.7243 | 26.8806 | 33.0722 | 6.064 | 0 | 0.3981 | 23.4 | 10.5963 | 125.0534 | 0 | 0 | 0 | 2.0036 | 0
2776 | 116 | 26 | 4 | Saturday | 15 | 0.272 | 6.391 | 33.7263 | 26.9198 | 33.0722 | 6.064 | 0 | 0.3671 | 23.4 | 11.8806 | 124.3969 | 0 | 0 | 0 | 2.0728 | 0
2777 | 116 | 26 | 4 | Saturday | 16 | 0.219 | 6.559 | 33.7233 | 26.1211 | 33.0722 | 24.256 | 0 | 0.4894 | 23.4 | 16.9666 | 123.9 | 0 | 0 | 0 | 7.9971 | 0
2778 | 116 | 26 | 4 | Saturday | 17 | 0.535 | 6.975 | 33.7188 | 23.1847 | 32.9581 | 30.32 | 0 | 0.5776 | 27 | 16.5189 | 124.9827 | 0 | 0 | 0 | 11.486 | 0
2779 | 116 | 26 | 4 | Saturday | 18 | 0.681 | 8.299 | 33.8326 | 36.9081 | 46.5147 | 42.448 | 0 | 0.7771 | 28.8 | 10.2785 | 155.8079 | 0 | 0 | 0 | 18.1537 | 0
2780 | 116 | 26 | 4 | Saturday | 19 | 0.675 | 10.822 | 33.9206 | 47.9313 | 50.3878 | 42.448 | 0 | 0.9532 | 28.8 | 5.1244 | 173.6971 | 0 | 0 | 0 | 20.46 | 0
2781 | 116 | 26 | 4 | Saturday | 20 | 0.979 | 9.285 | 33.8913 | 59.4966 | 50.3878 | 30.32 | 0 | 0.7897 | 27 | 2.1159 | 181.6069 | 0 | 0 | 0 | 16.425 | 0
2782 | 116 | 26 | 4 | Saturday | 21 | 0.996 | 8.167 | 33.8765 | 61.3343 | 50.3878 | 18.192 | 0 | 0.6223 | 27 | 0.3468 | 182.054 | 0 | 0 | 0 | 10.7604 | 0
2783 | 116 | 26 | 4 | Saturday | 22 | 1.093 | 2.66 | 33.7274 | 49.2003 | 40.077 | 12.128 | 0 | 0.2808 | 19.8 | 0 | 145.9619 | 0 | 0 | 0 | 7.803 | 0
2784 | 116 | 26 | 4 | Saturday | 23 | 1.226 | 0.107 | 33.7488 | 28.1779 | 24.6242 | 12.128 | 0 | 0.2073 | 19.8 | 0 | 106.6736 | 0 | 0 | 0 | 8.0923 | 0
2785 | 117 | 27 | 4 | Sunday | 0 | 1.462 | 0 | 33.8315 | 24.1043 | 23.0149 | 6.064 | 0 | 0.0921 | 19.8 | 0 | 100.8428 | 0 | 0 | 0 | 4.9525 | 0
2786 | 117 | 27 | 4 | Sunday | 1 | 1.507 | 0 | 33.8882 | 23.3102 | 22.2101 | 6.064 | 0 | 0.0936 | 19.8 | 0 | 99.3022 | 0 | 0 | 0 | 5.0365 | 0
2787 | 117 | 27 | 4 | Sunday | 2 | 1.633 | 0 | 33.9435 | 17.5379 | 18.3373 | 6.064 | 0 | 0.0966 | 15.48 | 0 | 85.3953 | 0 | 0 | 0 | 5.2008 | 0
2788 | 117 | 27 | 4 | Sunday | 3 | 1.704 | 0 | 33.9619 | 17.5379 | 18.3373 | 6.064 | 0 | 0.0986 | 15.48 | 0 | 85.4157 | 0 | 0 | 0 | 5.3086 | 0
2789 | 117 | 27 | 4 | Sunday | 4 | 1.838 | 0 | 33.9684 | 17.5379 | 18.3373 | 6.064 | 0 | 0.1017 | 15.48 | 0 | 85.4253 | 0 | 0 | 0 | 5.4798 | 0
2790 | 117 | 27 | 4 | Sunday | 5 | 2.526 | 0 | 33.9624 | 18.7817 | 18.3373 | 6.064 | 0 | 0.1152 | 15.48 | 0 | 86.6766 | 0 | 0 | 0 | 6.2044 | 0
2791 | 117 | 27 | 4 | Sunday | 6 | 3.27 | 0 | 33.9128 | 26.8758 | 24.6242 | 30.32 | 0 | 0.4163 | 18.72 | 0.3554 | 104.5491 | 0 | 0 | 0 | 22.1791 | 0
2792 | 117 | 27 | 4 | Sunday | 7 | 2.389 | 0 | 33.8725 | 30.1755 | 29.9942 | 42.448 | 0 | 0.5708 | 18.72 | 3.8497 | 113.333 | 0 | 0 | 0 | 30.2163 | 0
2793 | 117 | 27 | 4 | Sunday | 8 | 2.161 | 0 | 33.8496 | 27.141 | 33.2132 | 48.512 | 0 | 0.6728 | 23.4 | 11.2277 | 118.2766 | 0 | 0 | 0 | 35.7378 | 0
2794 | 117 | 27 | 4 | Sunday | 9 | 1.921 | 0 | 33.7728 | 20.5626 | 29.3396 | 30.32 | 0 | 0.474 | 23.4 | 20.7013 | 107.549 | 0 | 0 | 0 | 23.0044 | 0
2795 | 117 | 27 | 4 | Sunday | 10 | 1.742 | 0 | 33.7207 | 20.9272 | 32.5586 | 12.128 | 0 | 0.2695 | 19.08 | 31.1206 | 106.556 | 0 | 0 | 0 | 9.2245 | 0
2796 | 117 | 27 | 4 | Sunday | 11 | 1.602 | 0 | 33.72 | 19.961 | 32.5586 | 12.128 | 0 | 0.271 | 21.6 | 39.3152 | 108.1106 | 0 | 0 | 0 | 7.2793 | 0
2797 | 117 | 27 | 4 | Sunday | 12 | 1.257 | 0 | 33.7191 | 19.6373 | 33.0367 | 18.192 | 0 | 0.2504 | 19.08 | 38.4302 | 105.7235 | 0 | 0 | 0 | 6.9948 | 0
2798 | 117 | 27 | 4 | Sunday | 13 | 1.141 | 0 | 33.734 | 17.2056 | 29.1634 | 18.192 | 0 | 0.1905 | 18.36 | 36.786 | 98.6535 | 0 | 0 | 0 | 4.8133 | 0
2799 | 117 | 27 | 4 | Sunday | 14 | 1.126 | 0 | 33.7986 | 17.3663 | 29.1634 | 6.064 | 0 | 0.1273 | 18 | 38.5508 | 98.4557 | 0 | 0 | 0 | 1.6933 | 0
2800 | 117 | 27 | 4 | Sunday | 15 | 1.055 | 0 | 33.8172 | 17.8105 | 29.1634 | 6.064 | 0 | 0.0807 | 15.84 | 34.9816 | 96.7118 | 0 | 0 | 0 | 1.1017 | 0
2801 | 117 | 27 | 4 | Sunday | 16 | 0.972 | 0 | 33.8094 | 17.3861 | 27.5539 | 24.256 | 0 | 0.0326 | 23.04 | 26.8742 | 101.8219 | 0 | 0 | 0 | 0.9767 | 0
2802 | 117 | 27 | 4 | Sunday | 17 | 1.14 | 0 | 33.7273 | 16.777 | 26.399 | 30.32 | 0 | 0.0511 | 22.32 | 21.089 | 99.2744 | 0 | 0 | 0 | 2.2579 | 0
2803 | 117 | 27 | 4 | Sunday | 18 | 1.14 | 0 | 33.7367 | 27.6645 | 38.0184 | 42.448 | 0 | 0.1241 | 23.4 | 13.5464 | 122.9437 | 0 | 0 | 0 | 5.8141 | 0
2804 | 117 | 27 | 4 | Sunday | 19 | 1.187 | 0 | 33.9289 | 39.9086 | 45.7644 | 42.448 | 0 | 0.1863 | 22.68 | 5.0899 | 142.4682 | 0 | 0 | 0 | 9.2185 | 0
2805 | 117 | 27 | 4 | Sunday | 20 | 1.545 | 0 | 33.9905 | 57.2853 | 49.6381 | 30.32 | 0 | 0.1778 | 22.68 | 1.7978 | 163.7717 | 0 | 0 | 0 | 9.19 | 0
2806 | 117 | 27 | 4 | Sunday | 21 | 1.541 | 0 | 33.8733 | 48.5011 | 41.8913 | 18.192 | 0 | 0.1301 | 22.68 | 0.3127 | 147.0757 | 0 | 0 | 0 | 6.8493 | 0
2807 | 117 | 27 | 4 | Sunday | 22 | 1.621 | 0 | 33.7577 | 40.3665 | 35.5897 | 12.128 | 0 | 0.1028 | 14.4 | 0 | 124.2167 | 0 | 0 | 0 | 5.4506 | 0
2808 | 117 | 27 | 4 | Sunday | 23 | 1.777 | 0 | 33.8039 | 25.6748 | 24.6242 | 12.128 | 0 | 0.1098 | 14.4 | 0 | 98.6127 | 0 | 0 | 0 | 5.8343 | 0
2809 | 118 | 28 | 4 | Monday | 0 | 1.866 | 0 | 33.8797 | 17.5343 | 18.3373 | 6.064 | 0 | 0.0743 | 14.4 | 0 | 84.2255 | 0 | 0 | 0 | 3.9786 | 0
2810 | 118 | 28 | 4 | Monday | 1 | 2.014 | 0 | 33.9473 | 14.6472 | 16.4006 | 6.064 | 0 | 0.0781 | 11.88 | 0 | 76.9532 | 0 | 0 | 0 | 4.1833 | 0
2811 | 118 | 28 | 4 | Monday | 2 | 2.172 | 0 | 33.9652 | 11.7686 | 14.464 | 6.064 | 0 | 0.082 | 11.88 | 0 | 72.1599 | 0 | 0 | 0 | 4.3972 | 0
2812 | 118 | 28 | 4 | Monday | 3 | 3.018 | 0 | 33.9744 | 11.7686 | 14.464 | 6.064 | 0 | 0.0987 | 11.88 | 0 | 72.1858 | 0 | 0 | 0 | 5.2982 | 0
2813 | 118 | 28 | 4 | Monday | 4 | 6.946 | 0 | 33.8473 | 13.0128 | 14.464 | 6.064 | 0 | 0.1729 | 11.88 | 0 | 73.3771 | 0 | 0 | 0 | 9.2797 | 0
2814 | 118 | 28 | 4 | Monday | 5 | 7.103 | 0 | 33.7918 | 22.6634 | 20.5805 | 6.064 | 0 | 0.1768 | 11.88 | 0 | 89.0925 | 0 | 0 | 0 | 9.4901 | 0
2815 | 118 | 28 | 4 | Monday | 6 | 5.349 | 0 | 33.7717 | 44.0101 | 35.484 | 30.32 | 0 | 0.3419 | 15.12 | 0.3642 | 128.7277 | 0 | 0 | 0 | 18.0339 | 0
2816 | 118 | 28 | 4 | Monday | 7 | 4.063 | 0 | 33.7574 | 54.7288 | 46.6998 | 42.448 | 0 | 0.455 | 15.12 | 5.2243 | 150.7611 | 0 | 0 | 0 | 23.792 | 0
2817 | 118 | 28 | 4 | Monday | 8 | 2.265 | 0 | 33.7407 | 58.0083 | 52.1343 | 48.512 | 0 | 0.5294 | 18.72 | 15.9263 | 163.1327 | 0 | 0 | 0 | 27.3738 | 0
2818 | 118 | 28 | 4 | Monday | 9 | 1.224 | 0 | 33.7307 | 56.7671 | 52.8606 | 30.32 | 0 | 0.3862 | 18.72 | 28.9392 | 162.4646 | 0 | 0 | 0 | 17.0037 | 0
2819 | 118 | 28 | 4 | Monday | 10 | 0.631 | 0 | 33.7833 | 54.2311 | 51.878 | 12.128 | 0 | 0.2435 | 14.4 | 42.364 | 154.5359 | 0 | 0 | 0 | 5.5554 | 0
2820 | 118 | 28 | 4 | Monday | 11 | 0.217 | 3.845 | 33.9256 | 54.0371 | 51.878 | 12.128 | 0 | 0.4297 | 18.36 | 51.7525 | 162.7892 | 0 | 0 | 0 | 2.697 | 0
2821 | 118 | 28 | 4 | Monday | 12 | 0.003 | 13.569 | 33.9249 | 52.5905 | 51.1854 | 18.192 | 0 | 0.9637 | 18.36 | 56.8476 | 171.7006 | 0 | 0 | 0 | 0.3159 | 0
2822 | 118 | 28 | 4 | Monday | 13 | 0 | 12.328 | 33.9046 | 53.0646 | 51.878 | 18.192 | 0 | 0.8244 | 18.36 | 57.6376 | 171.3649 | 0 | 0 | 0 | 0 | 0
2823 | 118 | 28 | 4 | Monday | 14 | 0 | 10.258 | 33.8761 | 53.4746 | 51.878 | 6.064 | 0 | 0.6658 | 18.36 | 54.1145 | 169.3492 | 0 | 0 | 0 | 0 | 0
2824 | 118 | 28 | 4 | Monday | 15 | 0 | 10.578 | 33.8781 | 53.8269 | 51.878 | 6.064 | 0 | 0.622 | 18.36 | 46.8239 | 170.0049 | 0 | 0 | 0 | 0 | 0
2825 | 118 | 28 | 4 | Monday | 16 | 0 | 11.923 | 33.8893 | 54.1785 | 50.7246 | 24.256 | 0 | 0.6393 | 22.68 | 36.383 | 175.0068 | 0 | 0 | 0 | 0 | 0
2826 | 118 | 28 | 4 | Monday | 17 | 0 | 12.202 | 33.8994 | 46.3173 | 43.0931 | 30.32 | 0 | 0.646 | 28.8 | 24.7554 | 165.9524 | 0 | 0 | 0 | 0 | 0
2827 | 118 | 28 | 4 | Monday | 18 | 0 | 14.597 | 33.9514 | 43.7697 | 51.7393 | 42.448 | 0 | 0.784 | 30.96 | 13.6854 | 176.9921 | 0 | 0 | 0 | 0 | 0
2828 | 118 | 28 | 4 | Monday | 19 | 0 | 12.931 | 33.9395 | 47.8258 | 57.1787 | 42.448 | 0 | 0.6935 | 25.2 | 6.3014 | 178.8227 | 0 | 0 | 0 | 0 | 0
2829 | 118 | 28 | 4 | Monday | 20 | 0 | 11.813 | 33.9281 | 69.7639 | 60.483 | 30.32 | 0 | 0.625 | 25.2 | 2.6101 | 202.7765 | 0 | 0 | 0 | 0 | 0
2830 | 118 | 28 | 4 | Monday | 21 | 0 | 7.82 | 33.8732 | 69.495 | 55.4564 | 18.192 | 0 | 0.4077 | 25.2 | 0.4046 | 192.8893 | 0 | 0 | 0 | 0 | 0
2831 | 118 | 28 | 4 | Monday | 22 | 0 | 2.024 | 33.7287 | 49.7368 | 40.0199 | 12.128 | 0 | 0.1216 | 16.2 | 0 | 141.9953 | 0 | 0 | 0 | 0 | 0
2832 | 118 | 28 | 4 | Monday | 23 | 0 | 0.035 | 33.7222 | 26.9226 | 24.6242 | 12.128 | 0 | 0.2384 | 16.2 | 0 | 101.7448 | 0 | 0 | 0 | 0 | 0
2833 | 119 | 29 | 4 | Tuesday | 0 | 0.287 | 0 | 33.7696 | 17.5343 | 18.3373 | 6.064 | 0 | 0.2232 | 14.4 | 0 | 84.2644 | 0 | 0 | 0 | 0.2869 | 0
2834 | 119 | 29 | 4 | Tuesday | 1 | 0.598 | 0 | 33.7714 | 14.6472 | 16.4006 | 6.064 | 0 | 0.0095 | 11.88 | 0 | 76.7087 | 0 | 0 | 0 | 0.5982 | 0
2835 | 119 | 29 | 4 | Tuesday | 2 | 0.624 | 0 | 33.7719 | 11.7686 | 14.464 | 6.064 | 0 | 0.0098 | 11.88 | 0 | 71.8944 | 0 | 0 | 0 | 0.6244 | 0
2836 | 119 | 29 | 4 | Tuesday | 3 | 0.682 | 0 | 33.7782 | 11.7686 | 14.464 | 6.064 | 0 | 0.0106 | 11.88 | 0 | 71.9014 | 0 | 0 | 0 | 0.6821 | 0
2837 | 119 | 29 | 4 | Tuesday | 4 | 0.112 | 0 | 33.7738 | 13.0128 | 14.464 | 6.064 | 0 | 0.3765 | 11.88 | 0 | 73.5071 | 0 | 0 | 0 | 0.1123 | 0
2838 | 119 | 29 | 4 | Tuesday | 5 | 0 | 0 | 33.7757 | 22.6634 | 20.5805 | 6.064 | 0 | 0.3595 | 11.88 | 0 | 89.2591 | 0 | 0 | 0 | 0 | 0
2839 | 119 | 29 | 4 | Tuesday | 6 | 0.183 | 0 | 33.7285 | 44.0101 | 35.484 | 30.32 | 0 | 0.2293 | 15.12 | 0.5384 | 128.5719 | 0 | 0 | 0 | 0.8837 | 0
2840 | 119 | 29 | 4 | Tuesday | 7 | 0.133 | 0 | 33.7182 | 51.8616 | 46.6998 | 42.448 | 0 | 0.0982 | 15.12 | 5.0383 | 147.4978 | 0 | 0 | 0 | 4.3988 | 0
2841 | 119 | 29 | 4 | Tuesday | 8 | 0.006 | 0 | 33.7182 | 55.5216 | 52.1343 | 48.512 | 0 | 0.188 | 18.72 | 12.5665 | 160.2822 | 0 | 0 | 0 | 9.0129 | 0
2842 | 119 | 29 | 4 | Tuesday | 9 | 0 | 0 | 33.7201 | 55.6194 | 52.8606 | 30.32 | 0 | 0.1656 | 18.72 | 22.0866 | 161.0856 | 0 | 0 | 0 | 7.5059 | 0
2843 | 119 | 29 | 4 | Tuesday | 10 | 0 | 1.481 | 33.8072 | 53.122 | 51.878 | 12.128 | 0 | 0.2029 | 14.4 | 32.0727 | 155.0115 | 0 | 0 | 0 | 2.6536 | 0
2844 | 119 | 29 | 4 | Tuesday | 11 | 0 | 12.471 | 33.9667 | 52.3542 | 51.878 | 12.128 | 0 | 0.8033 | 18.36 | 40.9109 | 170.9852 | 0 | 0 | 0 | 1.306 | 0
2845 | 119 | 29 | 4 | Tuesday | 12 | 0 | 21.466 | 34.0325 | 50.3687 | 51.1854 | 18.192 | 0 | 1.3753 | 18.36 | 45.4035 | 179.3112 | 0 | 0 | 0 | 0.0533 | 0
2846 | 119 | 29 | 4 | Tuesday | 13 | 0 | 33.075 | 34.0582 | 51.5468 | 51.878 | 18.192 | 0 | 1.7467 | 18.36 | 45.4194 | 190.3141 | 0 | 0 | 0 | 0 | 0
2847 | 119 | 29 | 4 | Tuesday | 14 | 0 | 41.208 | 34.0523 | 51.7526 | 51.878 | 6.064 | 0 | 1.8422 | 18.36 | 43.9698 | 192.0739 | 0 | 0 | 0 | 0 | 0
2848 | 119 | 29 | 4 | Tuesday | 15 | 0 | 51.807 | 34.0269 | 52.3531 | 51.878 | 6.064 | 0 | 1.902 | 18.36 | 39.4101 | 192.9204 | 0 | 0 | 0 | 0 | 0
2849 | 119 | 29 | 4 | Tuesday | 16 | 0 | 71.016 | 34.1306 | 53.0693 | 50.7246 | 24.256 | 0 | 2.0654 | 22.68 | 31.2432 | 198.6042 | 0 | 0 | 0 | 0 | 0
2850 | 119 | 29 | 4 | Tuesday | 17 | 0 | 73.739 | 34.1498 | 45.7809 | 43.0931 | 30.32 | 0 | 2.0709 | 28.8 | 21.9717 | 190.1101 | 0 | 0 | 0 | 0 | 0
2851 | 119 | 29 | 4 | Tuesday | 18 | 0 | 57.236 | 34.0589 | 43.0758 | 51.7393 | 42.448 | 0 | 1.8837 | 30.96 | 13.2014 | 196.2948 | 0 | 0 | 0 | 0 | 0
2852 | 119 | 29 | 4 | Tuesday | 19 | 0 | 28.395 | 33.9983 | 46.8967 | 57.1787 | 42.448 | 0 | 1.5094 | 25.2 | 6.8718 | 195.2312 | 0 | 0 | 0 | 0 | 0
2853 | 119 | 29 | 4 | Tuesday | 20 | 0 | 22.057 | 33.9555 | 69.1669 | 60.483 | 30.32 | 0 | 1.2041 | 25.2 | 2.7944 | 214.5002 | 0 | 0 | 0 | 0 | 0
2854 | 119 | 29 | 4 | Tuesday | 21 | 0 | 13.227 | 33.842 | 69.495 | 55.4564 | 18.192 | 0 | 0.6989 | 25.2 | 0.4419 | 199.0739 | 0 | 0 | 0 | 0 | 0
2855 | 119 | 29 | 4 | Tuesday | 22 | 0 | 2.922 | 33.7242 | 49.7368 | 40.0199 | 12.128 | 0 | 0.3559 | 16.2 | 0 | 143.197 | 0 | 0 | 0 | 0 | 0
2856 | 119 | 29 | 4 | Tuesday | 23 | 0 | 0.111 | 33.7182 | 26.9226 | 24.6242 | 12.128 | 0 | 0.5653 | 16.2 | 0 | 102.1503 | 0 | 0 | 0 | 0 | 0
2857 | 120 | 30 | 4 | Wednesday | 0 | 0 | 0 | 33.7182 | 17.5343 | 18.3373 | 6.064 | 0 | 0.3206 | 14.4 | 0 | 84.3104 | 0 | 0 | 0 | 0 | 0
2858 | 120 | 30 | 4 | Wednesday | 1 | 0 | 0 | 33.7182 | 14.6472 | 16.4006 | 6.064 | 0 | 0.4761 | 11.88 | 0 | 77.1221 | 0 | 0 | 0 | 0 | 0
2859 | 120 | 30 | 4 | Wednesday | 2 | 0 | 0 | 33.7182 | 11.7686 | 14.464 | 6.064 | 0 | 0.5538 | 11.88 | 0 | 72.3847 | 0 | 0 | 0 | 0 | 0
2860 | 120 | 30 | 4 | Wednesday | 3 | 0 | 0 | 33.7182 | 11.7686 | 14.464 | 6.064 | 0 | 0.6315 | 11.88 | 0 | 72.4624 | 0 | 0 | 0 | 0 | 0
2861 | 120 | 30 | 4 | Wednesday | 4 | 0 | 0 | 33.7182 | 13.0128 | 14.464 | 6.064 | 0 | 0.6047 | 11.88 | 0 | 73.6797 | 0 | 0 | 0 | 0.0335 | 0
2862 | 120 | 30 | 4 | Wednesday | 5 | 0 | 0 | 33.7182 | 22.6634 | 20.5805 | 6.064 | 0 | 0.0142 | 11.88 | 0 | 88.8564 | 0 | 0 | 0 | 0.6938 | 0
2863 | 120 | 30 | 4 | Wednesday | 6 | 0 | 0 | 33.7182 | 44.1964 | 35.484 | 30.32 | 0 | 0.0936 | 15.12 | 0.3176 | 128.6122 | 0 | 0 | 0 | 4.5899 | 0
2864 | 120 | 30 | 4 | Wednesday | 7 | 0 | 0 | 33.7182 | 56.4796 | 46.6998 | 42.448 | 0 | 0.1856 | 15.12 | 3.4808 | 152.2032 | 0 | 0 | 0 | 9.1925 | 0
2865 | 120 | 30 | 4 | Wednesday | 8 | 0 | 0 | 33.7182 | 57.7351 | 52.1343 | 48.512 | 0 | 0.2816 | 18.72 | 10.0862 | 162.5893 | 0 | 0 | 0 | 14.1457 | 0
2866 | 120 | 30 | 4 | Wednesday | 9 | 0 | 0 | 33.7241 | 56.8517 | 52.8606 | 30.32 | 0 | 0.2241 | 18.72 | 21.7618 | 162.3803 | 0 | 0 | 0 | 10.401 | 0
2867 | 120 | 30 | 4 | Wednesday | 10 | 0 | 1.721 | 33.8464 | 55.1897 | 51.878 | 12.128 | 0 | 0.2488 | 14.4 | 34.6556 | 157.4238 | 0 | 0 | 0 | 3.5698 | 0
2868 | 120 | 30 | 4 | Wednesday | 11 | 0 | 10.051 | 33.9233 | 54.6717 | 51.878 | 12.128 | 0 | 0.6891 | 18.36 | 42.6534 | 170.3921 | 0 | 0 | 0 | 1.9665 | 0
2869 | 120 | 30 | 4 | Wednesday | 12 | 0 | 14.076 | 33.9409 | 52.0567 | 51.1854 | 18.192 | 0 | 0.9627 | 18.36 | 41.1887 | 171.7298 | 0 | 0 | 0 | 0.5849 | 0
2870 | 120 | 30 | 4 | Wednesday | 13 | 0 | 13.92 | 33.9759 | 53.022 | 51.878 | 18.192 | 0 | 0.7811 | 18.36 | 33.7832 | 173.0725 | 0 | 0 | 0 | 0 | 0
2871 | 120 | 30 | 4 | Wednesday | 14 | 0 | 11.438 | 33.9385 | 53.5937 | 51.878 | 6.064 | 0 | 0.6088 | 18.36 | 27.6444 | 170.75 | 0 | 0 | 0 | 0 | 0
2872 | 120 | 30 | 4 | Wednesday | 15 | 0 | 10.107 | 33.8616 | 54.7375 | 51.878 | 6.064 | 0 | 0.5254 | 18.36 | 20.7783 | 170.2937 | 0 | 0 | 0 | 0 | 0
2873 | 120 | 30 | 4 | Wednesday | 16 | 0 | 9.417 | 33.8078 | 55.6522 | 50.7246 | 24.256 | 0 | 0.8198 | 22.68 | 14.3111 | 173.8686 | 0 | 0 | 0 | 0.0152 | 0
2874 | 120 | 30 | 4 | Wednesday | 17 | 0 | 9.639 | 33.8382 | 48.2684 | 43.0931 | 30.32 | 0 | 0.5443 | 28.8 | 11.0393 | 164.9684 | 0 | 0 | 0 | 1.9553 | 0
2875 | 120 | 30 | 4 | Wednesday | 18 | 0 | 12.698 | 33.9236 | 47.8472 | 51.7393 | 42.448 | 0 | 0.7867 | 30.96 | 8.63 | 178.9903 | 0 | 0 | 0 | 5.8092 | 0
2876 | 120 | 30 | 4 | Wednesday | 19 | 0 | 12.419 | 33.9341 | 56.4599 | 57.1787 | 42.448 | 0 | 0.8311 | 25.2 | 4.8452 | 187.0357 | 0 | 0 | 0 | 9.0737 | 0
2877 | 120 | 30 | 4 | Wednesday | 20 | 0 | 12.035 | 33.9307 | 73.502 | 60.483 | 30.32 | 0 | 0.7889 | 25.2 | 1.8503 | 206.9215 | 0 | 0 | 0 | 8.3367 | 0
2878 | 120 | 30 | 4 | Wednesday | 21 | 0 | 7.977 | 33.8718 | 69.495 | 55.4564 | 18.192 | 0 | 0.5199 | 25.2 | 0.2817 | 193.1703 | 0 | 0 | 0 | 5.7034 | 0
2879 | 120 | 30 | 4 | Wednesday | 22 | 0 | 2.159 | 33.7255 | 49.7368 | 40.0199 | 12.128 | 0 | 0.1874 | 16.2 | 0 | 142.2046 | 0 | 0 | 0 | 4.0852 | 0
2880 | 120 | 30 | 4 | Wednesday | 23 | 0.043 | 0.052 | 33.7182 | 26.9226 | 24.6242 | 12.128 | 0 | 0.1361 | 16.2 | 0 | 101.6579 | 0 | 0 | 0 | 4.3498 | 0
2881 | 121 | 1 | 5 | Thursday | 0 | 0.156 | 0 | 33.7182 | 17.5343 | 18.3373 | 5.816 | 0 | 0.0452 | 14.4 | 0 | 84.035 | 0 | 0 | 0 | 2.3895 | 0
2882 | 121 | 1 | 5 | Thursday | 1 | 0.184 | 0 | 33.7182 | 14.6472 | 16.4006 | 5.816 | 0 | 0.0466 | 11.88 | 0 | 76.6927 | 0 | 0 | 0 | 2.4692 | 0
2883 | 121 | 1 | 5 | Thursday | 2 | 0.208 | 0 | 33.7261 | 11.7686 | 14.464 | 5.816 | 0 | 0.048 | 11.88 | 0 | 71.8868 | 0 | 0 | 0 | 2.5442 | 0
2884 | 121 | 1 | 5 | Thursday | 3 | 0.233 | 0 | 33.7545 | 11.7686 | 14.464 | 5.816 | 0 | 0.0494 | 11.88 | 0 | 71.9165 | 0 | 0 | 0 | 2.6194 | 0
2885 | 121 | 1 | 5 | Thursday | 4 | 0.27 | 0 | 33.7814 | 13.0128 | 14.464 | 5.816 | 0 | 0.051 | 11.88 | 0 | 73.1892 | 0 | 0 | 0 | 2.7062 | 0
2886 | 121 | 1 | 5 | Thursday | 5 | 0.284 | 0 | 33.79 | 22.6634 | 20.5805 | 5.816 | 0 | 0.0521 | 11.88 | 0 | 88.9661 | 0 | 0 | 0 | 2.7688 | 0
2887 | 121 | 1 | 5 | Thursday | 6 | 0.253 | 0 | 33.7232 | 43.2973 | 35.484 | 29.082 | 0 | 0.2536 | 15.12 | 0.4375 | 127.8781 | 0 | 0 | 0 | 13.3631 | 0
2888 | 121 | 1 | 5 | Thursday | 7 | 0.093 | 0 | 33.7182 | 48.9536 | 46.6998 | 40.715 | 0 | 0.3871 | 15.12 | 4.7941 | 144.8788 | 0 | 0 | 0 | 20.2435 | 0
2889 | 121 | 1 | 5 | Thursday | 8 | 0.015 | 0 | 33.7182 | 55.9507 | 52.1343 | 46.532 | 0 | 0.4918 | 18.72 | 14.3574 | 161.0151 | 0 | 0 | 0 | 25.3669 | 0
2890 | 121 | 1 | 5 | Thursday | 9 | 0 | 0 | 33.7211 | 57.4658 | 52.8606 | 29.082 | 0 | 0.3704 | 18.72 | 28.849 | 163.1379 | 0 | 0 | 0 | 15.5888 | 0
2891 | 121 | 1 | 5 | Thursday | 10 | 0 | 1.207 | 33.8346 | 54.1477 | 51.878 | 11.633 | 0 | 0.2982 | 14.4 | 42.2855 | 155.8641 | 0 | 0 | 0 | 4.6474 | 0
2892 | 121 | 1 | 5 | Thursday | 11 | 0 | 9.407 | 33.9327 | 53.2334 | 51.878 | 11.633 | 0 | 0.721 | 18.36 | 51.7367 | 168.2993 | 0 | 0 | 0 | 2.0609 | 0
2893 | 121 | 1 | 5 | Thursday | 12 | 0 | 15.489 | 33.9684 | 51.3905 | 51.1854 | 17.449 | 0 | 1.0641 | 18.36 | 57.0716 | 172.721 | 0 | 0 | 0 | 0.085 | 0
2894 | 121 | 1 | 5 | Thursday | 13 | 0 | 20.322 | 34.0168 | 52.1688 | 51.878 | 17.449 | 0 | 1.2768 | 18.36 | 58.3397 | 179.9481 | 0 | 0 | 0 | 0 | 0
2895 | 121 | 1 | 5 | Thursday | 14 | 0 | 21.705 | 33.9648 | 52.2811 | 51.878 | 5.816 | 0 | 1.3262 | 18.36 | 55.8558 | 182.1144 | 0 | 0 | 0 | 0 | 0
2896 | 121 | 1 | 5 | Thursday | 15 | 0 | 19.864 | 33.9483 | 52.7858 | 51.878 | 5.816 | 0 | 1.1597 | 18.36 | 49.6458 | 180.3743 | 0 | 0 | 0 | 0 | 0
2897 | 121 | 1 | 5 | Thursday | 16 | 0 | 20.983 | 33.9702 | 53.6776 | 50.7246 | 23.266 | 0 | 1.1692 | 22.68 | 39.8821 | 185.926 | 0 | 0 | 0 | 0 | 0
2898 | 121 | 1 | 5 | Thursday | 17 | 0 | 22.034 | 34.0156 | 46.7544 | 43.0931 | 29.082 | 0 | 1.2115 | 28.8 | 27.6065 | 178.7669 | 0 | 0 | 0 | 0 | 0
2899 | 121 | 1 | 5 | Thursday | 18 | 0 | 21.712 | 33.9979 | 44.796 | 51.7393 | 40.715 | 0 | 1.1925 | 30.96 | 14.6996 | 186.7943 | 0 | 0 | 0 | 0 | 0
2900 | 121 | 1 | 5 | Thursday | 19 | 0 | 17.511 | 33.9091 | 48.3697 | 57.1787 | 40.715 | 0 | 0.9477 | 25.2 | 5.3703 | 184.7141 | 0 | 0 | 0 | 0 | 0
2901 | 121 | 1 | 5 | Thursday | 20 | 0 | 14.432 | 33.859 | 66.3553 | 60.483 | 29.082 | 0 | 0.7671 | 25.2 | 2.0494 | 202.2732 | 0 | 0 | 0 | 0 | 0
2902 | 121 | 1 | 5 | Thursday | 21 | 0 | 9.316 | 33.7935 | 69.4271 | 55.4564 | 17.449 | 0 | 0.487 | 25.2 | 0.3736 | 194.4398 | 0 | 0 | 0 | 0 | 0
2903 | 121 | 1 | 5 | Thursday | 22 | 0 | 2.488 | 33.7226 | 49.7368 | 40.0199 | 11.633 | 0 | 0.1297 | 16.2 | 0 | 142.4997 | 0 | 0 | 0 | 0 | 0
2904 | 121 | 1 | 5 | Thursday | 23 | 0 | 0.072 | 33.7182 | 26.9226 | 24.6242 | 11.633 | 0 | 0.0578 | 16.2 | 0 | 101.6015 | 0 | 0 | 0 | 0 | 0
2905 | 122 | 2 | 5 | Friday | 0 | 0 | 0 | 33.7182 | 17.5343 | 18.3373 | 5.816 | 0 | 0.0019 | 14.4 | 0 | 83.9917 | 0 | 0 | 0 | 0 | 0
2906 | 122 | 2 | 5 | Friday | 1 | 0 | 0 | 33.7182 | 14.6472 | 16.4006 | 5.816 | 0 | 0.0017 | 11.88 | 0 | 76.6478 | 0 | 0 | 0 | 0 | 0
2907 | 122 | 2 | 5 | Friday | 2 | 0 | 0 | 33.7206 | 11.7686 | 14.464 | 5.816 | 0 | 0.0485 | 11.88 | 0 | 71.8818 | 0 | 0 | 0 | 0 | 0
2908 | 122 | 2 | 5 | Friday | 3 | 0 | 0 | 33.7436 | 11.7686 | 14.464 | 5.816 | 0 | 0.1106 | 11.88 | 0 | 71.9669 | 0 | 0 | 0 | 0 | 0
2909 | 122 | 2 | 5 | Friday | 4 | 0 | 0 | 33.7675 | 13.0128 | 14.464 | 5.816 | 0 | 0.1883 | 11.88 | 0 | 73.3126 | 0 | 0 | 0 | 0 | 0
2910 | 122 | 2 | 5 | Friday | 5 | 0 | 0 | 33.7714 | 22.6634 | 20.5805 | 5.816 | 0 | 0.2195 | 11.88 | 0 | 89.1148 | 0 | 0 | 0 | 0 | 0
2911 | 122 | 2 | 5 | Friday | 6 | 0 | 0 | 33.7229 | 43.8901 | 35.484 | 29.082 | 0 | 0.2588 | 15.12 | 0.4863 | 128.4758 | 0 | 0 | 0 | 0 | 0
2912 | 122 | 2 | 5 | Friday | 7 | 0 | 0 | 33.7182 | 53.4334 | 46.6998 | 40.715 | 0 | 0.1344 | 15.12 | 5.2682 | 149.1059 | 0 | 0 | 0 | 0.158 | 0
2913 | 122 | 2 | 5 | Friday | 8 | 0 | 0 | 33.7182 | 57.4916 | 52.1343 | 46.532 | 0 | 0.094 | 18.72 | 15.4507 | 162.1581 | 0 | 0 | 0 | 3.8571 | 0
2914 | 122 | 2 | 5 | Friday | 9 | 0 | 0 | 33.7222 | 56.3517 | 52.8606 | 29.082 | 0 | 0.1089 | 18.72 | 26.2948 | 161.7633 | 0 | 0 | 0 | 4.4447 | 0
2915 | 122 | 2 | 5 | Friday | 10 | 0 | 1.258 | 33.7955 | 53.6959 | 51.878 | 11.633 | 0 | 0.1637 | 14.4 | 34.5032 | 155.2931 | 0 | 0 | 0 | 1.5393 | 0
2916 | 122 | 2 | 5 | Friday | 11 | 0.266 | 8.306 | 33.9292 | 53.2061 | 51.878 | 11.633 | 0 | 0.6487 | 18.36 | 46.3791 | 167.0051 | 0 | 0 | 0 | 0.5694 | 0
2917 | 122 | 2 | 5 | Friday | 12 | 0 | 13.97 | 33.9333 | 51.2409 | 51.1854 | 17.449 | 0 | 0.9009 | 18.36 | 54.3834 | 170.7303 | 0 | 0 | 0 | 0 | 0
2918 | 122 | 2 | 5 | Friday | 13 | 0 | 13.892 | 33.9397 | 51.6983 | 51.878 | 17.449 | 0 | 0.8871 | 18.36 | 56.277 | 171.7879 | 0 | 0 | 0 | 0 | 0
2919 | 122 | 2 | 5 | Friday | 14 | 0 | 12.905 | 33.9051 | 51.6357 | 51.878 | 5.816 | 0 | 0.7968 | 18.36 | 53.891 | 170.5332 | 0 | 0 | 0 | 0 | 0
2920 | 122 | 2 | 5 | Friday | 15 | 0 | 13.198 | 33.9138 | 52.5451 | 51.878 | 5.816 | 0 | 0.7627 | 18.36 | 48.4549 | 171.7341 | 0 | 0 | 0 | 0 | 0
2921 | 122 | 2 | 5 | Friday | 16 | 0 | 12.799 | 33.9056 | 53.6876 | 50.7246 | 23.266 | 0 | 0.6913 | 22.68 | 39.7469 | 175.5312 | 0 | 0 | 0 | 0 | 0
2922 | 122 | 2 | 5 | Friday | 17 | 0 | 12.209 | 33.8983 | 46.6879 | 43.0931 | 29.082 | 0 | 0.6464 | 28.8 | 27.5817 | 166.3299 | 0 | 0 | 0 | 0 | 0
2923 | 122 | 2 | 5 | Friday | 18 | 0 | 13.218 | 33.9307 | 44.718 | 51.7393 | 40.715 | 0 | 0.709 | 30.96 | 14.5141 | 176.3531 | 0 | 0 | 0 | 0 | 0
2924 | 122 | 2 | 5 | Friday | 19 | 0 | 12.269 | 33.929 | 48.8635 | 57.1787 | 40.715 | 0 | 0.6577 | 25.2 | 5.2786 | 179.0987 | 0 | 0 | 0 | 0 | 0
2925 | 122 | 2 | 5 | Friday | 20 | 0 | 12.296 | 33.9342 | 66.2394 | 60.483 | 29.082 | 0 | 0.6511 | 25.2 | 2.0305 | 199.8067 | 0 | 0 | 0 | 0 | 0
2926 | 122 | 2 | 5 | Friday | 21 | 0 | 8.146 | 33.8748 | 69.3271 | 55.4564 | 17.449 | 0 | 0.4251 | 25.2 | 0.3953 | 193.0938 | 0 | 0 | 0 | 0 | 0
2927 | 122 | 2 | 5 | Friday | 22 | 0 | 2.171 | 33.7266 | 49.7368 | 40.0199 | 11.633 | 0 | 0.1135 | 16.2 | 0 | 142.1441 | 0 | 0 | 0 | 0 | 0
2928 | 122 | 2 | 5 | Friday | 23 | 0 | 0.051 | 33.7182 | 26.9226 | 24.6242 | 11.633 | 0 | 0.0569 | 16.2 | 0 | 101.5777 | 0 | 0 | 0 | 0 | 0
2929 | 123 | 3 | 5 | Saturday | 0 | 0 | 0 | 33.7233 | 18.3332 | 19.1419 | 5.816 | 0 | 0.0173 | 15.84 | 0 | 87.0557 | 0 | 0 | 0 | 0 | 0
2930 | 123 | 3 | 5 | Saturday | 1 | 0 | 0 | 33.7656 | 17.5283 | 18.3373 | 5.816 | 0 | 0.1573 | 12.6 | 0 | 82.3885 | 0 | 0 | 0 | 0 | 0
2931 | 123 | 3 | 5 | Saturday | 2 | 0 | 0 | 33.7714 | 11.771 | 14.464 | 5.816 | 0 | 0.2041 | 12.6 | 0 | 72.8106 | 0 | 0 | 0 | 0 | 0
2932 | 123 | 3 | 5 | Saturday | 3 | 0 | 0 | 33.7714 | 11.771 | 14.464 | 5.816 | 0 | 0.235 | 12.6 | 0 | 72.8415 | 0 | 0 | 0 | 0 | 0
2933 | 123 | 3 | 5 | Saturday | 4 | 0 | 0 | 33.7779 | 11.771 | 14.464 | 5.816 | 0 | 0.2972 | 12.6 | 0 | 72.9101 | 0 | 0 | 0 | 0 | 0
2934 | 123 | 3 | 5 | Saturday | 5 | 0 | 0 | 33.8687 | 13.0152 | 14.464 | 5.816 | 0 | 0.3284 | 12.6 | 0 | 74.2763 | 0 | 0 | 0 | 0 | 0
2935 | 123 | 3 | 5 | Saturday | 6 | 0 | 0 | 33.8106 | 29.4778 | 24.9086 | 29.082 | 0 | 0.3989 | 14.4 | 0.4276 | 102.996 | 0 | 0 | 0 | 0 | 0
2936 | 123 | 3 | 5 | Saturday | 7 | 0.156 | 0 | 33.7557 | 25.5766 | 26.405 | 40.715 | 0 | 0.2315 | 11.52 | 5.8989 | 97.4887 | 0 | 0 | 0 | 1.0163 | 0
2937 | 123 | 3 | 5 | Saturday | 8 | 0.233 | 0 | 33.7184 | 32.3719 | 37.4339 | 46.532 | 0 | 0.1226 | 16.2 | 17.4307 | 119.8467 | 0 | 0 | 0 | 5.4238 | 0
2938 | 123 | 3 | 5 | Saturday | 9 | 0.067 | 0 | 33.7182 | 31.39 | 37.9057 | 29.082 | 0 | 0.137 | 16.2 | 31.0271 | 119.3509 | 0 | 0 | 0 | 5.0242 | 0
2939 | 123 | 3 | 5 | Saturday | 10 | 0.001 | 0.636 | 33.7801 | 29.2168 | 37.2508 | 11.633 | 0 | 0.1649 | 15.12 | 42.8844 | 116.2203 | 0 | 0 | 0 | 1.2468 | 0
2940 | 123 | 3 | 5 | Saturday | 11 | 0 | 3.48 | 33.8757 | 27.3113 | 35.3135 | 11.633 | 0 | 0.435 | 21.6 | 51.3462 | 122.2985 | 0 | 0 | 0 | 0 | 0
2941 | 123 | 3 | 5 | Saturday | 12 | 0 | 8.295 | 33.9288 | 24.5104 | 34.2247 | 17.449 | 0 | 0.6034 | 23.4 | 56.2648 | 125.6388 | 0 | 0 | 0 | 0 | 0
2942 | 123 | 3 | 5 | Saturday | 13 | 0 | 10.585 | 33.8737 | 23.7129 | 33.0722 | 17.449 | 0 | 0.7116 | 23.4 | 57.7706 | 126.2187 | 0 | 0 | 0 | 0 | 0
2943 | 123 | 3 | 5 | Saturday | 14 | 0 | 10.836 | 33.8813 | 22.4724 | 33.0722 | 5.816 | 0 | 0.6826 | 23.4 | 54.9071 | 125.2285 | 0 | 0 | 0 | 0 | 0
2944 | 123 | 3 | 5 | Saturday | 15 | 0 | 10.356 | 33.872 | 23.3719 | 33.0722 | 5.816 | 0 | 0.6025 | 23.4 | 49.0337 | 125.5193 | 0 | 0 | 0 | 0 | 0
2945 | 123 | 3 | 5 | Saturday | 16 | 0 | 10.234 | 33.8694 | 24.4885 | 33.0722 | 23.266 | 0 | 0.549 | 23.4 | 40.2731 | 126.4479 | 0 | 0 | 0 | 0 | 0
2946 | 123 | 3 | 5 | Saturday | 17 | 0 | 9.572 | 33.8547 | 22.5092 | 32.9581 | 29.082 | 0 | 0.5052 | 27 | 28.2371 | 127.1793 | 0 | 0 | 0 | 0 | 0
2947 | 123 | 3 | 5 | Saturday | 18 | 0 | 9.952 | 33.8926 | 34.8289 | 46.5147 | 40.715 | 0 | 0.5336 | 28.8 | 15.19 | 155.333 | 0 | 0 | 0 | 0 | 0
2948 | 123 | 3 | 5 | Saturday | 19 | 0 | 11.753 | 33.9336 | 41.7082 | 50.3878 | 40.715 | 0 | 0.6298 | 28.8 | 5.449 | 168.1704 | 0 | 0 | 0 | 0 | 0
2949 | 123 | 3 | 5 | Saturday | 20 | 0 | 10.432 | 33.9095 | 53.7014 | 50.3878 | 29.082 | 0 | 0.551 | 27 | 2.0059 | 176.8327 | 0 | 0 | 0 | 0 | 0
2950 | 123 | 3 | 5 | Saturday | 21 | 0 | 9.23 | 33.8938 | 61.1839 | 50.3878 | 17.449 | 0 | 0.4821 | 27 | 0.3936 | 182.93 | 0 | 0 | 0 | 0 | 0
2951 | 123 | 3 | 5 | Saturday | 22 | 0 | 3.135 | 33.7329 | 49.2003 | 40.077 | 11.633 | 0 | 0.1628 | 19.8 | 0 | 146.3629 | 0 | 0 | 0 | 0 | 0
2952 | 123 | 3 | 5 | Saturday | 23 | 0 | 0.19 | 33.7182 | 28.1779 | 24.6242 | 11.633 | 0 | 0.1417 | 19.8 | 0 | 106.6674 | 0 | 0 | 0 | 0 | 0
2953 | 124 | 4 | 5 | Sunday | 0 | 0 | 0 | 33.7574 | 24.1043 | 23.0149 | 5.816 | 0 | 0.4217 | 19.8 | 0 | 101.0982 | 0 | 0 | 0 | 0 | 0
2954 | 124 | 4 | 5 | Sunday | 1 | 0 | 0 | 33.7714 | 23.3102 | 22.2101 | 5.816 | 0 | 0.4685 | 19.8 | 0 | 99.5603 | 0 | 0 | 0 | 0 | 0
2955 | 124 | 4 | 5 | Sunday | 2 | 0.228 | 0 | 33.7714 | 17.5379 | 18.3373 | 5.816 | 0 | 0.2536 | 15.48 | 0 | 85.3802 | 0 | 0 | 0 | 0.2275 | 0
2956 | 124 | 4 | 5 | Sunday | 3 | 0.572 | 0 | 33.7859 | 17.5379 | 18.3373 | 5.816 | 0 | 0.0091 | 15.48 | 0 | 85.1502 | 0 | 0 | 0 | 0.5723 | 0
2957 | 124 | 4 | 5 | Sunday | 4 | 0.65 | 0 | 33.8371 | 17.5379 | 18.3373 | 5.816 | 0 | 0.0102 | 15.48 | 0 | 85.2025 | 0 | 0 | 0 | 0.6502 | 0
2958 | 124 | 4 | 5 | Sunday | 5 | 0.675 | 0 | 33.8623 | 18.7729 | 18.3373 | 5.816 | 0 | 0.0105 | 15.48 | 0.1171 | 86.4629 | 0 | 0 | 0 | 0.6747 | 0
2959 | 124 | 4 | 5 | Sunday | 6 | 0.816 | 0 | 33.7796 | 25.023 | 24.6242 | 29.082 | 0 | 0.0206 | 18.72 | 1.1672 | 102.1674 | 0 | 0 | 0 | 0.816 | 0
2960 | 124 | 4 | 5 | Sunday | 7 | 0.161 | 0 | 33.7661 | 25.8396 | 29.9942 | 40.715 | 0 | 0.3686 | 18.72 | 5.9739 | 108.6885 | 0 | 0 | 0 | 0.1612 | 0
2961 | 124 | 4 | 5 | Sunday | 8 | 0.421 | 0 | 33.7184 | 24.85 | 33.2132 | 46.532 | 0 | 0.078 | 23.4 | 16.1237 | 115.2596 | 0 | 0 | 0 | 2.9782 | 0
2962 | 124 | 4 | 5 | Sunday | 9 | 0.45 | 0 | 33.7182 | 20.759 | 29.3396 | 29.082 | 0 | 0.1066 | 23.4 | 28.5905 | 107.3233 | 0 | 0 | 0 | 4.1261 | 0
2963 | 124 | 4 | 5 | Sunday | 10 | 0.442 | 0 | 33.7182 | 21.4188 | 32.5586 | 11.633 | 0 | 0.121 | 19.08 | 41.1658 | 106.8966 | 0 | 0 | 0 | 1.4569 | 0
2964 | 124 | 4 | 5 | Sunday | 11 | 0.441 | 0 | 33.7182 | 20.0508 | 32.5586 | 11.633 | 0 | 0.142 | 21.6 | 50.0575 | 108.0696 | 0 | 0 | 0 | 0.4742 | 0
2965 | 124 | 4 | 5 | Sunday | 12 | 0.294 | 0 | 33.7182 | 19.1612 | 33.0367 | 17.449 | 0 | 0.3089 | 19.08 | 54.4943 | 105.3051 | 0 | 0 | 0 | 0.294 | 0
2966 | 124 | 4 | 5 | Sunday | 13 | 0 | 0 | 33.8486 | 16.5096 | 29.1634 | 17.449 | 0 | 0.6085 | 18.36 | 54.7457 | 98.4901 | 0 | 0 | 0 | 0 | 0
2967 | 124 | 4 | 5 | Sunday | 14 | 0 | 0.563 | 34.0396 | 16.7227 | 29.1634 | 5.816 | 0 | 0.2411 | 18 | 50.8059 | 98.7758 | 0 | 0 | 0 | 0 | 0
2968 | 124 | 4 | 5 | Sunday | 15 | 0 | 1.928 | 34.0104 | 17.4714 | 29.1634 | 5.816 | 0 | 0.1407 | 15.84 | 42.8048 | 98.7106 | 0 | 0 | 0 | 0 | 0
2969 | 124 | 4 | 5 | Sunday | 16 | 0 | 1.476 | 34.0109 | 17.2766 | 27.5539 | 23.266 | 0 | 0.0822 | 23.04 | 31.1292 | 103.5597 | 0 | 0 | 0 | 0 | 0
2970 | 124 | 4 | 5 | Sunday | 17 | 0.308 | 0.512 | 33.9998 | 16.9104 | 26.399 | 29.082 | 0 | 0.2264 | 22.32 | 18.6212 | 100.4089 | 0 | 0 | 0 | 0.3077 | 0
2971 | 124 | 4 | 5 | Sunday | 18 | 0.561 | 0.013 | 33.9901 | 28.7141 | 38.0184 | 40.715 | 0 | 0.077 | 23.4 | 9.7528 | 124.2141 | 0 | 0 | 0 | 0.5614 | 0
2972 | 124 | 4 | 5 | Sunday | 19 | 0.451 | 2.361 | 33.9696 | 43.4644 | 45.7644 | 40.715 | 0 | 0.1472 | 22.68 | 4.6589 | 148.579 | 0 | 0 | 0 | 0.4509 | 0
2973 | 124 | 4 | 5 | Sunday | 20 | 0.757 | 4.017 | 33.813 | 58.4873 | 49.6381 | 29.082 | 0 | 0.2244 | 22.68 | 1.7161 | 169.1877 | 0 | 0 | 0 | 0.7566 | 0
2974 | 124 | 4 | 5 | Sunday | 21 | 0.696 | 2.073 | 33.7461 | 48.5011 | 41.8913 | 17.449 | 0 | 0.1192 | 22.68 | 0.2451 | 149.1796 | 0 | 0 | 0 | 0.6958 | 0
2975 | 124 | 4 | 5 | Sunday | 22 | 0.689 | 0.238 | 33.7242 | 40.3665 | 35.5897 | 11.633 | 0 | 0.0243 | 14.4 | 0 | 124.3617 | 0 | 0 | 0 | 0.6893 | 0
2976 | 124 | 4 | 5 | Sunday | 23 | 0.746 | 0 | 33.7182 | 25.6748 | 24.6242 | 11.633 | 0 | 0.013 | 14.4 | 0 | 98.4303 | 0 | 0 | 0 | 0.7458 | 0
2977 | 125 | 5 | 5 | Monday | 0 | 0.778 | 0 | 33.7249 | 17.5343 | 18.3373 | 5.816 | 0 | 0.0119 | 14.4 | 0 | 84.0083 | 0 | 0 | 0 | 0.778 | 0
2978 | 125 | 5 | 5 | Monday | 1 | 0.847 | 0 | 33.7655 | 14.6472 | 16.4006 | 5.816 | 0 | 0.0128 | 11.88 | 0 | 76.7061 | 0 | 0 | 0 | 0.8466 | 0
2979 | 125 | 5 | 5 | Monday | 2 | 0.875 | 0 | 33.7714 | 11.7686 | 14.464 | 5.816 | 0 | 0.0131 | 11.88 | 0 | 71.8972 | 0 | 0 | 0 | 0.8749 | 0
2980 | 125 | 5 | 5 | Monday | 3 | 0.88 | 0 | 33.78 | 11.7686 | 14.464 | 5.816 | 0 | 0.0132 | 11.88 | 0 | 71.9059 | 0 | 0 | 0 | 0.88 | 0
2981 | 125 | 5 | 5 | Monday | 4 | 0.624 | 0 | 33.7847 | 13.0128 | 14.464 | 5.816 | 0 | 0.0098 | 11.88 | 0 | 73.1514 | 0 | 0 | 0 | 0.6241 | 0
2982 | 125 | 5 | 5 | Monday | 5 | 0.055 | 0 | 33.7926 | 22.6634 | 20.5805 | 5.816 | 0 | 0.4223 | 11.88 | 0.0911 | 89.3389 | 0 | 0 | 0 | 0.055 | 0
2983 | 125 | 5 | 5 | Monday | 6 | 0.085 | 0 | 33.7295 | 43.4445 | 35.484 | 29.082 | 0 | 0.3523 | 15.12 | 0.9134 | 128.1303 | 0 | 0 | 0 | 0.279 | 0
2984 | 125 | 5 | 5 | Monday | 7 | 0.132 | 0 | 33.7182 | 54.3964 | 46.6998 | 40.715 | 0 | 0.0785 | 15.12 | 3.3597 | 150.0129 | 0 | 0 | 0 | 3.3193 | 0
2985 | 125 | 5 | 5 | Monday | 8 | 0.007 | 0 | 33.7182 | 60.6164 | 52.1343 | 46.532 | 0 | 0.1643 | 18.72 | 6.5723 | 165.3533 | 0 | 0 | 0 | 7.7132 | 0
2986 | 125 | 5 | 5 | Monday | 9 | 0 | 0 | 33.7189 | 58.7622 | 52.8606 | 29.082 | 0 | 0.1348 | 18.72 | 12.9506 | 164.1964 | 0 | 0 | 0 | 6.8482 | 0
2987 | 125 | 5 | 5 | Monday | 10 | 0 | 0 | 33.7972 | 55.1399 | 51.878 | 11.633 | 0 | 0.0627 | 14.4 | 19.418 | 155.2778 | 0 | 0 | 0 | 3.1473 | 0
2988 | 125 | 5 | 5 | Monday | 11 | 0 | 7.334 | 33.9321 | 54.2635 | 51.878 | 11.633 | 0 | 0.4612 | 18.36 | 22.331 | 166.8268 | 0 | 0 | 0 | 3.2534 | 0
2989 | 125 | 5 | 5 | Monday | 12 | 0 | 12.632 | 33.9103 | 51.8334 | 51.1854 | 17.449 | 0 | 0.799 | 18.36 | 29.3758 | 169.7499 | 0 | 0 | 0 | 4.4411 | 0
2990 | 125 | 5 | 5 | Monday | 13 | 0 | 12.35 | 33.9107 | 52.5105 | 51.878 | 17.449 | 0 | 0.7797 | 18.36 | 33.6551 | 170.7959 | 0 | 0 | 0 | 3.4277 | 0
2991 | 125 | 5 | 5 | Monday | 14 | 0 | 9.9 | 33.8656 | 52.677 | 51.878 | 5.816 | 0 | 0.5793 | 18.36 | 31.9226 | 168.0672 | 0 | 0 | 0 | 0.7699 | 0
2992 | 125 | 5 | 5 | Monday | 15 | 0 | 9.133 | 33.7995 | 53.7201 | 51.878 | 5.816 | 0 | 0.5109 | 18.36 | 28.2756 | 168.1463 | 0 | 0 | 0 | 0.5231 | 0
2993 | 125 | 5 | 5 | Monday | 16 | 0 | 8.568 | 33.7596 | 54.5972 | 50.7246 | 23.266 | 0 | 0.4976 | 22.68 | 24.2041 | 171.5257 | 0 | 0 | 0 | 2.2053 | 0
2994 | 125 | 5 | 5 | Monday | 17 | 0 | 9.146 | 33.846 | 48.1098 | 43.0931 | 29.082 | 0 | 0.5591 | 28.8 | 16.1876 | 164.2993 | 0 | 0 | 0 | 4.2029 | 0
2995 | 125 | 5 | 5 | Monday | 18 | 0.005 | 12.113 | 33.9162 | 49.1611 | 51.7393 | 40.715 | 0 | 0.8053 | 30.96 | 8.7746 | 179.6822 | 0 | 0 | 0 | 8.564 | 0
2996 | 125 | 5 | 5 | Monday | 19 | 0.102 | 11.544 | 33.921 | 57.1775 | 57.1787 | 40.715 | 0 | 0.8292 | 25.2 | 4.1848 | 186.7911 | 0 | 0 | 0 | 11.5506 | 0
2997 | 125 | 5 | 5 | Monday | 20 | 0.134 | 11.293 | 33.9195 | 73.2249 | 60.483 | 29.082 | 0 | 0.7785 | 25.2 | 1.7064 | 205.8195 | 0 | 0 | 0 | 9.954 | 0
2998 | 125 | 5 | 5 | Monday | 21 | 0.166 | 7.303 | 33.8623 | 69.495 | 55.4564 | 17.449 | 0 | 0.5023 | 25.2 | 0.3064 | 192.4145 | 0 | 0 | 0 | 6.679 | 0
2999 | 125 | 5 | 5 | Monday | 22 | 0.192 | 1.869 | 33.7247 | 49.7368 | 40.0199 | 11.633 | 0 | 0.1853 | 16.2 | 0 | 141.8878 | 0 | 0 | 0 | 4.7844 | 0
3000 | 125 | 5 | 5 | Monday | 23 | 0.257 | 0.028 | 33.7204 | 26.9226 | 24.6242 | 11.633 | 0 | 0.0966 | 16.2 | 0 | 101.5939 | 0 | 0 | 0 | 5.0456 | 0
3001 | 126 | 6 | 5 | Tuesday | 0 | 0.312 | 0 | 33.7672 | 17.5343 | 18.3373 | 5.816 | 0 | 0.0523 | 14.4 | 0 | 84.091 | 0 | 0 | 0 | 2.7782 | 0
3002 | 126 | 6 | 5 | Tuesday | 1 | 0.383 | 0 | 33.7714 | 14.6472 | 16.4006 | 5.816 | 0 | 0.0545 | 11.88 | 0 | 76.7537 | 0 | 0 | 0 | 2.8984 | 0
3003 | 126 | 6 | 5 | Tuesday | 2 | 0.453 | 0 | 33.7852 | 11.7686 | 14.464 | 5.816 | 0 | 0.0566 | 11.88 | 0 | 71.9545 | 0 | 0 | 0 | 3.0166 | 0
3004 | 126 | 6 | 5 | Tuesday | 3 | 0.544 | 0 | 33.8523 | 11.7686 | 14.464 | 5.816 | 0 | 0.0592 | 11.88 | 0 | 72.0241 | 0 | 0 | 0 | 3.1548 | 0
3005 | 126 | 6 | 5 | Tuesday | 4 | 0.58 | 0 | 33.8925 | 13.0128 | 14.464 | 5.816 | 0 | 0.0607 | 11.88 | 0 | 73.31 | 0 | 0 | 0 | 3.2371 | 0
3006 | 126 | 6 | 5 | Tuesday | 5 | 0.621 | 0 | 33.8843 | 22.6633 | 20.5805 | 5.816 | 0 | 0.0623 | 11.88 | 0.1259 | 89.0704 | 0 | 0 | 0 | 3.3242 | 0
3007 | 126 | 6 | 5 | Tuesday | 6 | 0.631 | 0 | 33.7818 | 43.2401 | 35.484 | 29.082 | 0 | 0.2799 | 15.12 | 1.2485 | 127.9057 | 0 | 0 | 0 | 14.7945 | 0
3008 | 126 | 6 | 5 | Tuesday | 7 | 0.362 | 0 | 33.7379 | 53.4956 | 46.6998 | 40.715 | 0 | 0.4172 | 15.12 | 4.95 | 149.4705 | 0 | 0 | 0 | 21.8837 | 0
3009 | 126 | 6 | 5 | Tuesday | 8 | 0.209 | 0 | 33.7294 | 58.2142 | 52.1343 | 46.532 | 0 | 0.5168 | 18.72 | 9.7238 | 163.3147 | 0 | 0 | 0 | 27.0343 | 0
3010 | 126 | 6 | 5 | Tuesday | 9 | 0.104 | 0 | 33.7301 | 57.6762 | 52.8606 | 29.082 | 0 | 0.3409 | 18.72 | 14.4586 | 163.3278 | 0 | 0 | 0 | 17.9755 | 0
3011 | 126 | 6 | 5 | Tuesday | 10 | 0.05 | 0 | 33.7942 | 53.8557 | 51.878 | 11.633 | 0 | 0.1835 | 14.4 | 25.7159 | 154.1115 | 0 | 0 | 0 | 7.0434 | 0
3012 | 126 | 6 | 5 | Tuesday | 11 | 0.002 | 4.484 | 33.8474 | 52.2742 | 51.878 | 11.633 | 0 | 0.4478 | 18.36 | 38.09 | 161.6571 | 0 | 0 | 0 | 5.803 | 0
3013 | 126 | 6 | 5 | Tuesday | 12 | 0 | 11.428 | 33.9173 | 50.3408 | 51.1854 | 17.449 | 0 | 0.856 | 18.36 | 47.2293 | 167.0193 | 0 | 0 | 0 | 5.8778 | 0
3014 | 126 | 6 | 5 | Tuesday | 13 | 0 | 11.932 | 33.8982 | 51.4693 | 51.878 | 17.449 | 0 | 0.8393 | 18.36 | 54.0699 | 169.3502 | 0 | 0 | 0 | 2.4939 | 0
3015 | 126 | 6 | 5 | Tuesday | 14 | 0 | 9.593 | 33.8715 | 51.4948 | 51.878 | 5.816 | 0 | 0.7265 | 18.36 | 54.3805 | 166.7055 | 0 | 0 | 0 | 0 | 0
3016 | 126 | 6 | 5 | Tuesday | 15 | 0 | 8.987 | 33.792 | 52.3116 | 51.878 | 5.816 | 0 | 0.5461 | 18.36 | 46.4639 | 166.6076 | 0 | 0 | 0 | 0 | 0
3017 | 126 | 6 | 5 | Tuesday | 16 | 0 | 8.835 | 33.7486 | 53.1968 | 50.7246 | 23.266 | 0 | 0.4801 | 22.68 | 36.0263 | 170.3852 | 0 | 0 | 0 | 0 | 0
3018 | 126 | 6 | 5 | Tuesday | 17 | 0 | 8.925 | 33.8473 | 45.968 | 43.0931 | 29.082 | 0 | 0.4709 | 28.8 | 25.8944 | 161.8322 | 0 | 0 | 0 | 0 | 0
3019 | 126 | 6 | 5 | Tuesday | 18 | 0 | 11.161 | 33.9223 | 43.5507 | 51.7393 | 40.715 | 0 | 0.7692 | 30.96 | 15.0741 | 173.0129 | 0 | 0 | 0 | 0 | 0
3020 | 126 | 6 | 5 | Tuesday | 19 | 0.047 | 10.421 | 33.9 | 46.9552 | 57.1787 | 40.715 | 0 | 0.7933 | 25.2 | 6.6547 | 175.298 | 0 | 0 | 0 | 0.3708 | 0
3021 | 126 | 6 | 5 | Tuesday | 20 | 0.206 | 10.73 | 33.908 | 62.6591 | 60.483 | 29.082 | 0 | 0.6095 | 25.2 | 2.7926 | 194.4648 | 0 | 0 | 0 | 2.3387 | 0
3022 | 126 | 6 | 5 | Tuesday | 21 | 0.307 | 6.913 | 33.8335 | 69.1631 | 55.4564 | 17.449 | 0 | 0.4044 | 25.2 | 0.5403 | 191.5337 | 0 | 0 | 0 | 2.4327 | 0
3023 | 126 | 6 | 5 | Tuesday | 22 | 0.35 | 1.606 | 33.7212 | 49.7368 | 40.0199 | 11.633 | 0 | 0.1231 | 16.2 | 0 | 141.5378 | 0 | 0 | 0 | 2.1071 | 0
3024 | 126 | 6 | 5 | Tuesday | 23 | 0.393 | 0.018 | 33.7436 | 26.9226 | 24.6242 | 11.633 | 0 | 0.0482 | 16.2 | 0 | 101.5579 | 0 | 0 | 0 | 2.4167 | 0
3025 | 127 | 7 | 5 | Wednesday | 0 | 0.494 | 0 | 33.7714 | 17.5343 | 18.3373 | 5.816 | 0 | 0.0309 | 14.4 | 0 | 84.0738 | 0 | 0 | 0 | 1.6042 | 0
3026 | 127 | 7 | 5 | Wednesday | 1 | 0.554 | 0 | 33.8256 | 14.6472 | 16.4006 | 5.816 | 0 | 0.0332 | 11.88 | 0 | 76.7867 | 0 | 0 | 0 | 1.7308 | 0
3027 | 127 | 7 | 5 | Wednesday | 2 | 0.632 | 0 | 33.9006 | 11.7686 | 14.464 | 5.816 | 0 | 0.0358 | 11.88 | 0 | 72.0491 | 0 | 0 | 0 | 1.8742 | 0
3028 | 127 | 7 | 5 | Wednesday | 3 | 0.79 | 0 | 33.9144 | 11.7686 | 14.464 | 5.816 | 0 | 0.0399 | 11.88 | 0 | 72.0669 | 0 | 0 | 0 | 2.0968 | 0
3029 | 127 | 7 | 5 | Wednesday | 4 | 0.811 | 0 | 33.9163 | 13.0128 | 14.464 | 5.816 | 0 | 0.0414 | 11.88 | 0 | 73.3145 | 0 | 0 | 0 | 2.1806 | 0
3030 | 127 | 7 | 5 | Wednesday | 5 | 0.818 | 0 | 33.9161 | 22.6634 | 20.5805 | 5.816 | 0 | 0.0427 | 11.88 | 0.0843 | 89.0827 | 0 | 0 | 0 | 2.2507 | 0
3031 | 127 | 7 | 5 | Wednesday | 6 | 0.821 | 0 | 33.9106 | 44.0264 | 35.484 | 29.082 | 0 | 0.1716 | 15.12 | 0.8263 | 128.7126 | 0 | 0 | 0 | 8.8594 | 0
3032 | 127 | 7 | 5 | Wednesday | 7 | 0.522 | 0 | 33.887 | 56.5503 | 46.6998 | 40.715 | 0 | 0.2747 | 15.12 | 3.327 | 152.5318 | 0 | 0 | 0 | 14.0726 | 0
3033 | 127 | 7 | 5 | Wednesday | 8 | 0.275 | 0 | 33.7881 | 58.1419 | 52.1343 | 46.532 | 0 | 0.3663 | 18.72 | 9.3235 | 163.1507 | 0 | 0 | 0 | 18.784 | 0
3034 | 127 | 7 | 5 | Wednesday | 9 | 0.172 | 0 | 33.7689 | 56.9896 | 52.8606 | 29.082 | 0 | 0.2517 | 18.72 | 16.5685 | 162.5907 | 0 | 0 | 0 | 13.2561 | 0
3035 | 127 | 7 | 5 | Wednesday | 10 | 0.137 | 0 | 33.8313 | 54.6421 | 51.878 | 11.633 | 0 | 0.1106 | 14.4 | 20.1482 | 154.862 | 0 | 0 | 0 | 5.6508 | 0
3036 | 127 | 7 | 5 | Wednesday | 11 | 0.086 | 4.376 | 33.8672 | 54.7297 | 51.878 | 11.633 | 0 | 0.3318 | 18.36 | 18.066 | 163.8988 | 0 | 0 | 0 | 5.7228 | 0
3037 | 127 | 7 | 5 | Wednesday | 12 | 0.068 | 11.349 | 33.9035 | 53.3483 | 51.1854 | 17.449 | 0 | 0.7585 | 18.36 | 16.2444 | 169.8296 | 0 | 0 | 0 | 8.8378 | 0
3038 | 127 | 7 | 5 | Wednesday | 13 | 0.018 | 10.618 | 33.8683 | 54.3127 | 51.878 | 17.449 | 0 | 0.7269 | 18.36 | 18.2448 | 170.629 | 0 | 0 | 0 | 9.1136 | 0
3039 | 127 | 7 | 5 | Wednesday | 14 | 0.006 | 8.886 | 33.7471 | 53.9493 | 51.878 | 5.816 | 0 | 0.5259 | 18.36 | 19.407 | 168.0703 | 0 | 0 | 0 | 3.0515 | 0
3040 | 127 | 7 | 5 | Wednesday | 15 | 0.001 | 8.161 | 33.7396 | 54.0938 | 51.878 | 5.816 | 0 | 0.4831 | 18.36 | 18.7611 | 167.381 | 0 | 0 | 0 | 3.0164 | 0
3041 | 127 | 7 | 5 | Wednesday | 16 | 0.004 | 7.636 | 33.7333 | 55.2356 | 50.7246 | 23.266 | 0 | 0.6261 | 22.68 | 14.2413 | 171.2583 | 0 | 0 | 0 | 12.3979 | 0
3042 | 127 | 7 | 5 | Wednesday | 17 | 0.319 | 7.828 | 33.7196 | 48.6978 | 43.0931 | 29.082 | 0 | 0.7168 | 28.8 | 8.591 | 163.4931 | 0 | 0 | 0 | 16.6602 | 0
3043 | 127 | 7 | 5 | Wednesday | 18 | 0.479 | 10.344 | 33.8585 | 52.607 | 51.7393 | 40.715 | 0 | 1.0074 | 30.96 | 5.4591 | 181.359 | 0 | 0 | 0 | 24.8354 | 0
3044 | 127 | 7 | 5 | Wednesday | 19 | 0.503 | 10.278 | 33.8971 | 64.2788 | 57.1787 | 40.715 | 0 | 1.0336 | 25.2 | 3.2029 | 192.7043 | 0 | 0 | 0 | 26.4589 | 0
3045 | 127 | 7 | 5 | Wednesday | 20 | 0.489 | 10.176 | 33.8983 | 74.7268 | 60.483 | 29.082 | 0 | 0.9011 | 25.2 | 1.4329 | 206.2149 | 0 | 0 | 0 | 19.939 | 0
3046 | 127 | 7 | 5 | Wednesday | 21 | 0.512 | 6.454 | 33.7978 | 69.495 | 55.4564 | 17.449 | 0 | 0.5646 | 25.2 | 0.2918 | 191.4932 | 0 | 0 | 0 | 12.5257 | 0
3047 | 127 | 7 | 5 | Wednesday | 22 | 0.555 | 1.371 | 33.7202 | 49.7368 | 40.0199 | 11.633 | 0 | 0.2316 | 16.2 | 0 | 141.3908 | 0 | 0 | 0 | 8.702 | 0
3048 | 127 | 7 | 5 | Wednesday | 23 | 0.636 | 0.013 | 33.7651 | 26.9226 | 24.6242 | 11.633 | 0 | 0.1661 | 16.2 | 0 | 101.6923 | 0 | 0 | 0 | 8.8915 | 0
3049 | 128 | 8 | 5 | Thursday | 0 | 0.704 | 0 | 33.8614 | 17.5343 | 18.3373 | 5.816 | 0 | 0.0905 | 14.4 | 0 | 84.2235 | 0 | 0 | 0 | 4.8716 | 0
3050 | 128 | 8 | 5 | Thursday | 1 | 0.789 | 0 | 33.9035 | 14.6472 | 16.4006 | 5.816 | 0 | 0.0926 | 11.88 | 0 | 76.9239 | 0 | 0 | 0 | 4.9833 | 0
3051 | 128 | 8 | 5 | Thursday | 2 | 0.947 | 0 | 33.9159 | 11.7686 | 14.464 | 5.816 | 0 | 0.0959 | 11.88 | 0 | 72.1245 | 0 | 0 | 0 | 5.1679 | 0
3052 | 128 | 8 | 5 | Thursday | 3 | 1.536 | 0 | 33.9282 | 11.7686 | 14.464 | 5.816 | 0 | 0.1073 | 11.88 | 0 | 72.1482 | 0 | 0 | 0 | 5.7825 | 0
3053 | 128 | 8 | 5 | Thursday | 4 | 3.534 | 0 | 33.8414 | 13.0128 | 14.464 | 5.816 | 0 | 0.1449 | 11.88 | 0 | 73.3431 | 0 | 0 | 0 | 7.8058 | 0
3054 | 128 | 8 | 5 | Thursday | 5 | 3.801 | 0 | 33.8041 | 22.6634 | 20.5805 | 5.816 | 0 | 0.1503 | 11.88 | 0 | 89.0783 | 0 | 0 | 0 | 8.0975 | 0
3055 | 128 | 8 | 5 | Thursday | 6 | 3.037 | 0 | 33.7999 | 44.2813 | 35.484 | 29.082 | 0 | 0.466 | 15.12 | 0.1687 | 129.1512 | 0 | 0 | 0 | 24.8791 | 0
3056 | 128 | 8 | 5 | Thursday | 7 | 2.55 | 0 | 33.7901 | 60.9617 | 46.6998 | 40.715 | 0 | 0.642 | 15.12 | 1.2867 | 157.2136 | 0 | 0 | 0 | 34.065 | 0
3057 | 128 | 8 | 5 | Thursday | 8 | 1.917 | 0 | 33.7891 | 67.9781 | 52.1343 | 46.532 | 0 | 0.6714 | 18.72 | 2.1223 | 173.293 | 0 | 0 | 0 | 39.2279 | 0
3058 | 128 | 8 | 5 | Thursday | 9 | 1.667 | 0 | 33.788 | 68.3285 | 52.8606 | 29.082 | 0 | 0.4777 | 18.72 | 2.9056 | 174.1748 | 0 | 0 | 0 | 25.5719 | 0
3059 | 128 | 8 | 5 | Thursday | 10 | 2.882 | 0 | 33.8253 | 60.5939 | 51.878 | 11.633 | 0 | 0.2337 | 14.4 | 5.155 | 160.9308 | 0 | 0 | 0 | 12.5689 | 0
3060 | 128 | 8 | 5 | Thursday | 11 | 2.446 | 3.967 | 33.8445 | 56.8138 | 51.878 | 11.633 | 0 | 0.4296 | 18.36 | 8.531 | 165.6156 | 0 | 0 | 0 | 12.2043 | 0
3061 | 128 | 8 | 5 | Thursday | 12 | 2.271 | 9.005 | 33.9124 | 54.7919 | 51.1854 | 17.449 | 0 | 0.7854 | 18.36 | 9.613 | 168.774 | 0 | 0 | 0 | 17.036 | 0
3062 | 128 | 8 | 5 | Thursday | 13 | 2.108 | 9.289 | 33.7704 | 56.4491 | 51.878 | 17.449 | 0 | 0.7968 | 18.36 | 8.792 | 171.301 | 0 | 0 | 0 | 17.0193 | 0
3063 | 128 | 8 | 5 | Thursday | 14 | 1.883 | 7.968 | 33.745 | 56.198 | 51.878 | 5.816 | 0 | 0.538 | 18.36 | 9.6302 | 169.3363 | 0 | 0 | 0 | 6.8848 | 0
3064 | 128 | 8 | 5 | Thursday | 15 | 1.622 | 7.112 | 33.7403 | 55.8849 | 51.878 | 5.816 | 0 | 0.4909 | 18.36 | 11.0743 | 168.0453 | 0 | 0 | 0 | 6.6306 | 0
3065 | 128 | 8 | 5 | Thursday | 16 | 1.342 | 6.813 | 33.7248 | 56.0841 | 50.7246 | 23.266 | 0 | 0.7507 | 22.68 | 10.4319 | 171.3328 | 0 | 0 | 0 | 21.4549 | 0
3066 | 128 | 8 | 5 | Thursday | 17 | 1.702 | 7.271 | 33.7207 | 48.6393 | 43.0931 | 29.082 | 0 | 0.8802 | 28.8 | 8.7697 | 162.9968 | 0 | 0 | 0 | 27.148 | 0
3067 | 128 | 8 | 5 | Thursday | 18 | 1.775 | 9.593 | 33.803 | 50.0581 | 51.7393 | 40.715 | 0 | 1.1617 | 30.96 | 6.4304 | 178.0972 | 0 | 0 | 0 | 38.0217 | 0
3068 | 128 | 8 | 5 | Thursday | 19 | 1.462 | 9.565 | 33.8735 | 56.8896 | 57.1787 | 40.715 | 0 | 1.1598 | 25.2 | 3.8678 | 184.6464 | 0 | 0 | 0 | 38.3465 | 0
3069 | 128 | 8 | 5 | Thursday | 20 | 1.247 | 9.527 | 33.886 | 71.1562 | 60.483 | 29.082 | 0 | 1.0128 | 25.2 | 1.8377 | 202.0412 | 0 | 0 | 0 | 27.9215 | 0
3070 | 128 | 8 | 5 | Thursday | 21 | 1.424 | 6.023 | 33.7565 | 69.4859 | 55.4564 | 17.449 | 0 | 0.6345 | 25.2 | 0.3516 | 191.0468 | 0 | 0 | 0 | 17.564 | 0
3071 | 128 | 8 | 5 | Thursday | 22 | 2.128 | 1.04 | 33.7353 | 49.7368 | 40.0199 | 11.633 | 0 | 0.2928 | 16.2 | 0 | 141.109 | 0 | 0 | 0 | 12.9421 | 0
3072 | 128 | 8 | 5 | Thursday | 23 | 3.739 | 0.011 | 33.7915 | 26.9226 | 24.6242 | 11.633 | 0 | 0.2717 | 16.2 | 0 | 101.8215 | 0 | 0 | 0 | 14.5954 | 0
3073 | 129 | 9 | 5 | Friday | 0 | 5.113 | 0 | 33.8143 | 17.5343 | 18.3373 | 5.816 | 0 | 0.1959 | 14.4 | 0 | 84.2818 | 0 | 0 | 0 | 10.5559 | 0
3074 | 129 | 9 | 5 | Friday | 1 | 6.68 | 0 | 33.8391 | 14.6472 | 16.4006 | 5.816 | 0 | 0.2256 | 11.88 | 0 | 76.9925 | 0 | 0 | 0 | 12.1326 | 0
3075 | 129 | 9 | 5 | Friday | 2 | 8.447 | 0 | 33.8307 | 11.7686 | 14.464 | 5.816 | 0 | 0.2591 | 11.88 | 0 | 72.2025 | 0 | 0 | 0 | 13.9096 | 0
3076 | 129 | 9 | 5 | Friday | 3 | 9.6 | 0 | 33.936 | 11.7686 | 14.464 | 5.816 | 0 | 0.2812 | 11.88 | 0 | 72.3299 | 0 | 0 | 0 | 15.0722 | 0
3077 | 129 | 9 | 5 | Friday | 4 | 9.937 | 0 | 34.048 | 13.0128 | 14.464 | 5.816 | 0 | 0.2879 | 11.88 | 0 | 73.6926 | 0 | 0 | 0 | 15.4187 | 0
3078 | 129 | 9 | 5 | Friday | 5 | 9.329 | 0 | 34.0281 | 22.6634 | 20.5805 | 5.816 | 0 | 0.2765 | 11.88 | 0.2042 | 89.4285 | 0 | 0 | 0 | 14.8202 | 0
3079 | 129 | 9 | 5 | Friday | 6 | 7.641 | 0 | 33.7863 | 41.0231 | 35.484 | 29.082 | 0 | 0.6602 | 15.12 | 1.8826 | 126.0737 | 0 | 0 | 0 | 35.2411 | 0
3080 | 129 | 9 | 5 | Friday | 7 | 5.92 | 0 | 33.76 | 47.0877 | 46.6998 | 40.715 | 0 | 0.6706 | 15.12 | 5.7892 | 143.3382 | 0 | 0 | 0 | 45.0641 | 0
3081 | 129 | 9 | 5 | Friday | 8 | 3.645 | 0 | 33.7465 | 54.7041 | 52.1343 | 46.532 | 0 | 0.689 | 18.72 | 12.208 | 159.9939 | 0 | 0 | 0 | 48.6339 | 0
3082 | 129 | 9 | 5 | Friday | 9 | 2.052 | 0 | 33.7244 | 55.4367 | 52.8606 | 29.082 | 0 | 0.6021 | 18.72 | 22.1528 | 161.3438 | 0 | 0 | 0 | 28.7526 | 0
3083 | 129 | 9 | 5 | Friday | 10 | 0.899 | 0 | 33.7847 | 53.6999 | 51.878 | 11.633 | 0 | 0.3146 | 14.4 | 34.9929 | 154.0772 | 0 | 0 | 0 | 10.0869 | 0
3084 | 129 | 9 | 5 | Friday | 11 | 0.349 | 3.7 | 33.8814 | 53.1421 | 51.878 | 11.633 | 0 | 0.4911 | 18.36 | 44.367 | 161.7535 | 0 | 0 | 0 | 7.1901 | 0
3085 | 129 | 9 | 5 | Friday | 12 | 0.02 | 12.51 | 33.9241 | 51.5139 | 51.1854 | 17.449 | 0 | 0.95 | 18.36 | 48.3401 | 169.4639 | 0 | 0 | 0 | 6.3306 | 0
3086 | 129 | 9 | 5 | Friday | 13 | 0.003 | 11.847 | 33.896 | 52.2915 | 51.878 | 17.449 | 0 | 0.8323 | 18.36 | 49.2424 | 170.071 | 0 | 0 | 0 | 2.6495 | 0
3087 | 129 | 9 | 5 | Friday | 14 | 0 | 9.566 | 33.8599 | 52.3212 | 51.878 | 5.816 | 0 | 0.7212 | 18.36 | 41.7818 | 167.4857 | 0 | 0 | 0 | 0 | 0
3088 | 129 | 9 | 5 | Friday | 15 | 0 | 8.809 | 33.7746 | 53.5293 | 51.878 | 5.816 | 0 | 0.4704 | 18.36 | 26.8362 | 167.5391 | 0 | 0 | 0 | 0 | 0
3089 | 129 | 9 | 5 | Friday | 16 | 0 | 9.479 | 33.7739 | 54.7194 | 50.7246 | 23.266 | 0 | 0.4977 | 22.68 | 16.9715 | 172.6471 | 0 | 0 | 0 | 0 | 0
3090 | 129 | 9 | 5 | Friday | 17 | 0 | 12.529 | 33.9035 | 46.9606 | 43.0931 | 29.082 | 0 | 0.8814 | 28.8 | 11.9664 | 167.3127 | 0 | 0 | 0 | 0.2406 | 0
3091 | 129 | 9 | 5 | Friday | 18 | 0 | 15.391 | 33.9632 | 44.1621 | 51.7393 | 40.715 | 0 | 0.8943 | 30.96 | 9.1012 | 178.5142 | 0 | 0 | 0 | 3.5125 | 0
3092 | 129 | 9 | 5 | Friday | 19 | 0 | 13.639 | 33.9464 | 47.2538 | 57.1787 | 40.715 | 0 | 0.8561 | 25.2 | 5.8806 | 179.1858 | 0 | 0 | 0 | 6.8214 | 0
3093 | 129 | 9 | 5 | Friday | 20 | 0 | 14.261 | 33.9616 | 64.0405 | 60.483 | 29.082 | 0 | 0.8806 | 25.2 | 2.5769 | 199.9899 | 0 | 0 | 0 | 6.7482 | 0
3094 | 129 | 9 | 5 | Friday | 21 | 0.01 | 9.427 | 33.895 | 69.2365 | 55.4564 | 17.449 | 0 | 0.5798 | 25.2 | 0.4754 | 194.5635 | 0 | 0 | 0 | 4.7682 | 0
3095 | 129 | 9 | 5 | Friday | 22 | 0.102 | 2.134 | 33.7308 | 49.7368 | 40.0199 | 11.633 | 0 | 0.1765 | 16.2 | 0 | 142.1716 | 0 | 0 | 0 | 3.5607 | 0
3096 | 129 | 9 | 5 | Friday | 23 | 0.165 | 0.042 | 33.7193 | 26.9226 | 24.6242 | 11.633 | 0 | 0.0755 | 16.2 | 0 | 101.5872 | 0 | 0 | 0 | 3.8475 | 0
3097 | 130 | 10 | 5 | Saturday | 0 | 0.185 | 0 | 33.7553 | 18.3332 | 19.1419 | 5.816 | 0 | 0.0401 | 15.84 | 0 | 87.1106 | 0 | 0 | 0 | 2.1094 | 0
3098 | 130 | 10 | 5 | Saturday | 1 | 0.236 | 0 | 33.7714 | 17.5283 | 18.3373 | 5.816 | 0 | 0.042 | 12.6 | 0 | 82.279 | 0 | 0 | 0 | 2.2162 | 0
3099 | 130 | 10 | 5 | Saturday | 2 | 0.35 | 0 | 33.7714 | 11.771 | 14.464 | 5.816 | 0 | 0.0451 | 12.6 | 0 | 72.6516 | 0 | 0 | 0 | 2.3847 | 0
3100 | 130 | 10 | 5 | Saturday | 3 | 0.425 | 0 | 33.7714 | 11.771 | 14.464 | 5.816 | 0 | 0.0475 | 12.6 | 0 | 72.6539 | 0 | 0 | 0 | 2.5142 | 0
3101 | 130 | 10 | 5 | Saturday | 4 | 0.416 | 0 | 33.7714 | 11.771 | 14.464 | 5.816 | 0 | 0.0483 | 12.6 | 0 | 72.6547 | 0 | 0 | 0 | 2.5582 | 0
3102 | 130 | 10 | 5 | Saturday | 5 | 0.393 | 0 | 33.7714 | 13.0098 | 14.464 | 5.816 | 0 | 0.0488 | 12.6 | 0.1553 | 73.894 | 0 | 0 | 0 | 2.5881 | 0
3103 | 130 | 10 | 5 | Saturday | 6 | 0.367 | 0 | 33.7714 | 27.9892 | 24.9086 | 29.082 | 0 | 0.2303 | 14.4 | 1.5131 | 101.2994 | 0 | 0 | 0 | 12.0805 | 0
3104 | 130 | 10 | 5 | Saturday | 7 | 0.351 | 0 | 33.7342 | 26.4186 | 26.405 | 40.715 | 0 | 0.3588 | 11.52 | 6.1199 | 98.4366 | 0 | 0 | 0 | 18.6848 | 0
3105 | 130 | 10 | 5 | Saturday | 8 | 0.285 | 0 | 33.7182 | 33.0781 | 37.4339 | 46.532 | 0 | 0.4603 | 16.2 | 13.5916 | 120.8904 | 0 | 0 | 0 | 23.7592 | 0
3106 | 130 | 10 | 5 | Saturday | 9 | 0.103 | 0 | 33.7182 | 31.8796 | 37.9057 | 29.082 | 0 | 0.3306 | 16.2 | 21.8283 | 120.0342 | 0 | 0 | 0 | 15.2506 | 0
3107 | 130 | 10 | 5 | Saturday | 10 | 0.013 | 0.956 | 33.7728 | 30.0876 | 37.2508 | 11.633 | 0 | 0.2369 | 15.12 | 30.43 | 117.5025 | 0 | 0 | 0 | 5.2563 | 0
3108 | 130 | 10 | 5 | Saturday | 11 | 0 | 7.361 | 33.9515 | 28.152 | 35.3135 | 11.633 | 0 | 0.5481 | 21.6 | 32.2288 | 127.5257 | 0 | 0 | 0 | 3.8861 | 0
3109 | 130 | 10 | 5 | Saturday | 12 | 0 | 10.213 | 33.8667 | 25.5367 | 34.2247 | 17.449 | 0 | 0.6681 | 23.4 | 26.8887 | 128.7422 | 0 | 0 | 0 | 4.4838 | 0
3110 | 130 | 10 | 5 | Saturday | 13 | 0.006 | 8.801 | 33.8433 | 24.7466 | 33.0722 | 17.449 | 0 | 0.5688 | 23.4 | 25.3659 | 125.1489 | 0 | 0 | 0 | 3.9721 | 0
3111 | 130 | 10 | 5 | Saturday | 14 | 0.007 | 7.964 | 33.7638 | 23.6568 | 33.0722 | 5.816 | 0 | 0.4524 | 23.4 | 22.1656 | 122.9583 | 0 | 0 | 0 | 1.2257 | 0
3112 | 130 | 10 | 5 | Saturday | 15 | 0 | 8.224 | 33.747 | 24.2117 | 33.0722 | 5.816 | 0 | 0.4627 | 23.4 | 21.6225 | 123.7874 | 0 | 0 | 0 | 1.1674 | 0
3113 | 130 | 10 | 5 | Saturday | 16 | 0 | 10.852 | 33.8785 | 24.5785 | 33.0722 | 23.266 | 0 | 0.6911 | 23.4 | 26.3061 | 127.4644 | 0 | 0 | 0 | 4.3599 | 0
3114 | 130 | 10 | 5 | Saturday | 17 | 0 | 13.43 | 33.931 | 22.517 | 32.9581 | 29.082 | 0 | 0.8346 | 27 | 22.1751 | 132.0201 | 0 | 0 | 0 | 5.6447 | 0
3115 | 130 | 10 | 5 | Saturday | 18 | 0 | 15.476 | 33.9698 | 35.567 | 46.5147 | 40.715 | 0 | 1.0238 | 28.8 | 12.9109 | 162.9068 | 0 | 0 | 0 | 10.217 | 0
3116 | 130 | 10 | 5 | Saturday | 19 | 0 | 14.924 | 33.9687 | 45.8488 | 50.3878 | 40.715 | 0 | 1.0396 | 28.8 | 5.8599 | 176.2376 | 0 | 0 | 0 | 12.9706 | 0
3117 | 130 | 10 | 5 | Saturday | 20 | 0 | 11 | 33.92 | 57.482 | 50.3878 | 29.082 | 0 | 0.7789 | 27 | 2.4449 | 181.4657 | 0 | 0 | 0 | 10.8303 | 0
3118 | 130 | 10 | 5 | Saturday | 21 | 0.007 | 9.734 | 33.9033 | 61.3184 | 50.3878 | 17.449 | 0 | 0.6382 | 27 | 0.5369 | 183.7747 | 0 | 0 | 0 | 7.0968 | 0
3119 | 130 | 10 | 5 | Saturday | 22 | 0.042 | 3.408 | 33.7379 | 49.2003 | 40.077 | 11.633 | 0 | 0.268 | 19.8 | 0 | 146.7684 | 0 | 0 | 0 | 5.0067 | 0
3120 | 130 | 10 | 5 | Saturday | 23 | 0.114 | 0.254 | 33.7182 | 28.1779 | 24.6242 | 11.633 | 0 | 0.163 | 19.8 | 0 | 106.7576 | 0 | 0 | 0 | 5.2662 | 0
3121 | 131 | 11 | 5 | Sunday | 0 | 0.147 | 0 | 33.7271 | 24.1043 | 23.0149 | 5.816 | 0 | 0.0525 | 19.8 | 0 | 100.6988 | 0 | 0 | 0 | 2.7919 | 0
3122 | 131 | 11 | 5 | Sunday | 1 | 0.196 | 0 | 33.7624 | 23.3102 | 22.2101 | 5.816 | 0 | 0.0543 | 19.8 | 0 | 99.1371 | 0 | 0 | 0 | 2.8879 | 0
3123 | 131 | 11 | 5 | Sunday | 2 | 0.344 | 0 | 33.7714 | 17.5379 | 18.3373 | 5.816 | 0 | 0.0578 | 15.48 | 0 | 85.1844 | 0 | 0 | 0 | 3.0813 | 0
3124 | 131 | 11 | 5 | Sunday | 3 | 0.461 | 0 | 33.7714 | 17.5379 | 18.3373 | 5.816 | 0 | 0.0608 | 15.48 | 0 | 85.1873 | 0 | 0 | 0 | 3.2436 | 0
3125 | 131 | 11 | 5 | Sunday | 4 | 0.513 | 0 | 33.7714 | 17.5379 | 18.3373 | 5.816 | 0 | 0.0625 | 15.48 | 0 | 85.1891 | 0 | 0 | 0 | 3.34 | 0
3126 | 131 | 11 | 5 | Sunday | 5 | 0.476 | 0 | 33.7714 | 18.7634 | 18.3373 | 5.816 | 0 | 0.0627 | 15.48 | 0.1891 | 86.4147 | 0 | 0 | 0 | 3.347 | 0
3127 | 131 | 11 | 5 | Sunday | 6 | 0.539 | 0 | 33.7714 | 23.6133 | 24.6242 | 29.082 | 0 | 0.2929 | 18.72 | 1.7567 | 101.0217 | 0 | 0 | 0 | 15.5084 | 0
3128 | 131 | 11 | 5 | Sunday | 7 | 0.287 | 0 | 33.7255 | 23.2922 | 29.9942 | 40.715 | 0 | 0.4349 | 18.72 | 5.3785 | 106.1668 | 0 | 0 | 0 | 22.8573 | 0
3129 | 131 | 11 | 5 | Sunday | 8 | 0.236 | 0 | 33.7182 | 24.3372 | 33.2132 | 46.532 | 0 | 0.5373 | 23.4 | 10.1025 | 115.2059 | 0 | 0 | 0 | 28.1555 | 0
3130 | 131 | 11 | 5 | Sunday | 9 | 0.186 | 0 | 33.7182 | 21.0399 | 29.3396 | 29.082 | 0 | 0.3602 | 23.4 | 13.4498 | 107.8578 | 0 | 0 | 0 | 18.5168 | 0
3131 | 131 | 11 | 5 | Sunday | 10 | 0.075 | 0 | 33.7182 | 22.2139 | 32.5586 | 11.633 | 0 | 0.1653 | 19.08 | 16.3778 | 107.736 | 0 | 0 | 0 | 7.2772 | 0
3132 | 131 | 11 | 5 | Sunday | 11 | 0.01 | 0 | 33.7406 | 21.6688 | 32.5586 | 11.633 | 0 | 0.1666 | 21.6 | 18.8666 | 109.7346 | 0 | 0 | 0 | 6.7672 | 0
3133 | 131 | 11 | 5 | Sunday | 12 | 0 | 0 | 34.016 | 21.9394 | 33.0367 | 17.449 | 0 | 0.2096 | 19.08 | 17.9456 | 108.2817 | 0 | 0 | 0 | 9.5004 | 0
3134 | 131 | 11 | 5 | Sunday | 13 | 0 | 0 | 34.0621 | 19.6041 | 29.1634 | 17.449 | 0 | 0.1914 | 18.36 | 15.4853 | 101.381 | 0 | 0 | 0 | 9.2702 | 0
3135 | 131 | 11 | 5 | Sunday | 14 | 0 | 0.69 | 34.078 | 19.5995 | 29.1634 | 5.816 | 0 | 0.1082 | 18 | 14.7356 | 101.6952 | 0 | 0 | 0 | 3.0324 | 0
3136 | 131 | 11 | 5 | Sunday | 15 | 0 | 6.958 | 33.9776 | 20.0715 | 29.1634 | 5.816 | 0 | 0.4264 | 15.84 | 11.2813 | 107.1778 | 0 | 0 | 0 | 2.9906 | 0
3137 | 131 | 11 | 5 | Sunday | 16 | 0 | 10.46 | 33.8764 | 20.9469 | 27.5539 | 23.266 | 0 | 0.7841 | 23.04 | 6.5204 | 118.0163 | 0 | 0 | 0 | 12.3301 | 0
3138 | 131 | 11 | 5 | Sunday | 17 | 0 | 10.735 | 33.8968 | 20.0785 | 26.399 | 29.082 | 0 | 0.8737 | 22.32 | 6.4166 | 115.6959 | 0 | 0 | 0 | 16.2654 | 0
3139 | 131 | 11 | 5 | Sunday | 18 | 0 | 10.794 | 33.9129 | 32.182 | 38.0184 | 40.715 | 0 | 1.0284 | 23.4 | 6.0247 | 140.6275 | 0 | 0 | 0 | 24.2589 | 0
3140 | 131 | 11 | 5 | Sunday | 19 | 0 | 9.227 | 33.9012 | 45.3438 | 45.7644 | 40.715 | 0 | 0.9704 | 22.68 | 4.1871 | 158.83 | 0 | 0 | 0 | 25.866 | 0
3141 | 131 | 11 | 5 | Sunday | 20 | 0 | 6.853 | 33.8671 | 57.6219 | 49.6381 | 29.082 | 0 | 0.7153 | 22.68 | 2.1706 | 171.934 | 0 | 0 | 0 | 19.3901 | 0
3142 | 131 | 11 | 5 | Sunday | 21 | 0 | 3.874 | 33.7542 | 48.4981 | 41.8913 | 17.449 | 0 | 0.4207 | 22.68 | 0.4593 | 151.434 | 0 | 0 | 0 | 11.9791 | 0
3143 | 131 | 11 | 5 | Sunday | 22 | 0.165 | 0.848 | 33.7182 | 40.3665 | 35.5897 | 11.633 | 0 | 0.1972 | 14.4 | 0 | 125.1885 | 0 | 0 | 0 | 8.2905 | 0
3144 | 131 | 11 | 5 | Sunday | 23 | 0.063 | 0.009 | 33.7182 | 25.6748 | 24.6242 | 11.633 | 0 | 0.155 | 14.4 | 0 | 98.5818 | 0 | 0 | 0 | 8.2973 | 0
3145 | 132 | 12 | 5 | Monday | 0 | 0 | 0 | 33.7182 | 17.5343 | 18.3373 | 5.816 | 0 | 0.0774 | 14.4 | 0 | 84.0672 | 0 | 0 | 0 | 4.1567 | 0
3146 | 132 | 12 | 5 | Monday | 1 | 0.025 | 0 | 33.7182 | 14.6472 | 16.4006 | 5.816 | 0 | 0.0784 | 11.88 | 0 | 76.7244 | 0 | 0 | 0 | 4.2093 | 0
3147 | 132 | 12 | 5 | Monday | 2 | 0.123 | 0 | 33.7182 | 11.7686 | 14.464 | 5.816 | 0 | 0.0806 | 11.88 | 0 | 71.9115 | 0 | 0 | 0 | 4.3329 | 0
3148 | 132 | 12 | 5 | Monday | 3 | 0 | 0 | 33.7182 | 11.7686 | 14.464 | 5.816 | 0 | 0.0789 | 11.88 | 0 | 71.9097 | 0 | 0 | 0 | 4.2364 | 0
3149 | 132 | 12 | 5 | Monday | 4 | 0 | 0 | 33.7182 | 13.0128 | 14.464 | 5.816 | 0 | 0.0793 | 11.88 | 0 | 73.1544 | 0 | 0 | 0 | 4.2621 | 0
3150 | 132 | 12 | 5 | Monday | 5 | 0 | 0 | 33.7182 | 22.6634 | 20.5805 | 5.816 | 0 | 0.0798 | 11.88 | 0.1212 | 88.9219 | 0 | 0 | 0 | 4.2872 | 0
3151 | 132 | 12 | 5 | Monday | 6 | 0.019 | 0 | 33.7182 | 43.921 | 35.484 | 29.082 | 0 | 0.4077 | 15.12 | 1.1018 | 128.651 | 0 | 0 | 0 | 21.8151 | 0
3152 | 132 | 12 | 5 | Monday | 7 | 0.001 | 0 | 33.7182 | 56.2514 | 46.6998 | 40.715 | 0 | 0.5916 | 15.12 | 3.3771 | 152.381 | 0 | 0 | 0 | 31.4564 | 0
3153 | 132 | 12 | 5 | Monday | 8 | 0 | 0 | 33.7182 | 58.4567 | 52.1343 | 46.532 | 0 | 0.6795 | 18.72 | 7.6781 | 163.7088 | 0 | 0 | 0 | 37.0217 | 0
3154 | 132 | 12 | 5 | Monday | 9 | 0 | 0.11 | 33.7549 | 57.2695 | 52.8606 | 29.082 | 0 | 0.4755 | 18.72 | 15.4712 | 163.1996 | 0 | 0 | 0 | 22.697 | 0
3155 | 132 | 12 | 5 | Monday | 10 | 0 | 3.171 | 33.9602 | 54.2917 | 51.878 | 11.633 | 0 | 0.4164 | 14.4 | 28.6938 | 158.3757 | 0 | 0 | 0 | 8.0159 | 0
3156 | 132 | 12 | 5 | Monday | 11 | 0 | 15.002 | 33.9681 | 53.4059 | 51.878 | 11.633 | 0 | 1.066 | 18.36 | 41.5107 | 174.9792 | 0 | 0 | 0 | 5.9361 | 0
3157 | 132 | 12 | 5 | Monday | 12 | 0 | 22.147 | 34.0111 | 51.0514 | 51.1854 | 17.449 | 0 | 1.4643 | 18.36 | 47.363 | 180.3481 | 0 | 0 | 0 | 4.9922 | 0
3158 | 132 | 12 | 5 | Monday | 13 | 0 | 22.946 | 33.9941 | 51.7162 | 51.878 | 17.449 | 0 | 1.416 | 18.36 | 43.932 | 182.8425 | 0 | 0 | 0 | 1.5994 | 0
3159 | 132 | 12 | 5 | Monday | 14 | 0 | 21.949 | 33.9732 | 52.7762 | 51.878 | 5.816 | 0 | 1.3106 | 18.36 | 30.8435 | 182.876 | 0 | 0 | 0 | 0 | 0
3160 | 132 | 12 | 5 | Monday | 15 | 0 | 17.393 | 33.8804 | 54.0048 | 51.878 | 5.816 | 0 | 0.9309 | 18.36 | 21.1265 | 178.2166 | 0 | 0 | 0 | 0 | 0
3161 | 132 | 12 | 5 | Monday | 16 | 0 | 11.897 | 33.7716 | 54.6264 | 50.7246 | 23.266 | 0 | 0.9309 | 22.68 | 18.0554 | 175.6005 | 0 | 0 | 0 | 0 | 0
3162 | 132 | 12 | 5 | Monday | 17 | 0 | 11.193 | 33.782 | 47.6296 | 43.0931 | 29.082 | 0 | 0.6237 | 28.8 | 12.8095 | 166.0342 | 0 | 0 | 0 | 1.7568 | 0
3163 | 132 | 12 | 5 | Monday | 18 | 0 | 13.784 | 33.8414 | 47.924 | 51.7393 | 40.715 | 0 | 0.839 | 30.96 | 7.4096 | 180.212 | 0 | 0 | 0 | 5.4477 | 0
3164 | 132 | 12 | 5 | Monday | 19 | 0 | 13.271 | 33.8463 | 58.2307 | 57.1787 | 40.715 | 0 | 0.8684 | 25.2 | 4.5951 | 189.6777 | 0 | 0 | 0 | 8.5907 | 0
3165 | 132 | 12 | 5 | Monday | 20 | 0 | 13.116 | 33.8463 | 72.1038 | 60.483 | 29.082 | 0 | 0.8398 | 25.2 | 2.3432 | 206.658 | 0 | 0 | 0 | 7.9227 | 0
3166 | 132 | 12 | 5 | Monday | 21 | 0 | 8.844 | 33.7901 | 69.49 | 55.4564 | 17.449 | 0 | 0.5607 | 25.2 | 0.4608 | 194.0619 | 0 | 0 | 0 | 5.4292 | 0
3167 | 132 | 12 | 5 | Monday | 22 | 0 | 2.368 | 33.7217 | 49.7368 | 40.0199 | 11.633 | 0 | 0.1946 | 16.2 | 0 | 142.4341 | 0 | 0 | 0 | 3.8921 | 0
3168 | 132 | 12 | 5 | Monday | 23 | 0.043 | 0.07 | 33.7182 | 26.9226 | 24.6242 | 11.633 | 0 | 0.1334 | 16.2 | 0 | 101.6744 | 0 | 0 | 0 | 4.1486 | 0
3169 | 133 | 13 | 5 | Tuesday | 0 | 0.203 | 0 | 33.7571 | 17.5343 | 18.3373 | 5.816 | 0 | 0.0442 | 14.4 | 0 | 84.0728 | 0 | 0 | 0 | 2.3345 | 0
3170 | 133 | 13 | 5 | Tuesday | 1 | 0.274 | 0 | 33.7714 | 14.6472 | 16.4006 | 5.816 | 0 | 0.0464 | 11.88 | 0 | 76.7457 | 0 | 0 | 0 | 2.4584 | 0
3171 | 133 | 13 | 5 | Tuesday | 2 | 0.324 | 0 | 33.7714 | 11.7686 | 14.464 | 5.816 | 0 | 0.0483 | 11.88 | 0 | 71.9324 | 0 | 0 | 0 | 2.5607 | 0
3172 | 133 | 13 | 5 | Tuesday | 3 | 0.387 | 0 | 33.7714 | 11.7686 | 14.464 | 5.816 | 0 | 0.0504 | 11.88 | 0 | 71.9345 | 0 | 0 | 0 | 2.6757 | 0
3173 | 133 | 13 | 5 | Tuesday | 4 | 0.406 | 0 | 33.7715 | 13.0128 | 14.464 | 5.816 | 0 | 0.0517 | 11.88 | 0 | 73.1799 | 0 | 0 | 0 | 2.745 | 0
3174 | 133 | 13 | 5 | Tuesday | 5 | 0.446 | 0 | 33.7724 | 22.6577 | 20.5805 | 5.816 | 0 | 0.0533 | 11.88 | 0.1678 | 88.9439 | 0 | 0 | 0 | 2.8361 | 0
3175 | 133 | 13 | 5 | Tuesday | 6 | 0.456 | 0 | 33.7368 | 41.3977 | 35.484 | 29.082 | 0 | 0.249 | 15.12 | 1.6017 | 125.9876 | 0 | 0 | 0 | 13.106 | 0
3176 | 133 | 13 | 5 | Tuesday | 7 | 0.206 | 0 | 33.7212 | 50.7687 | 46.6998 | 40.715 | 0 | 0.3783 | 15.12 | 6.1989 | 146.6881 | 0 | 0 | 0 | 19.7589 | 0
3177 | 133 | 13 | 5 | Tuesday | 8 | 0.027 | 0 | 33.7182 | 57.058 | 52.1343 | 46.532 | 0 | 0.476 | 18.72 | 14.014 | 162.1065 | 0 | 0 | 0 | 24.7975 | 0
3178 | 133 | 13 | 5 | Tuesday | 9 | 0 | 0 | 33.7214 | 56.8276 | 52.8606 | 29.082 | 0 | 0.3354 | 18.72 | 22.6857 | 162.4649 | 0 | 0 | 0 | 16.2947 | 0
3179 | 133 | 13 | 5 | Tuesday | 10 | 0 | 0.775 | 33.8038 | 53.6232 | 51.878 | 11.633 | 0 | 0.2327 | 14.4 | 33.5516 | 154.7762 | 0 | 0 | 0 | 5.8726 | 0
3180 | 133 | 13 | 5 | Tuesday | 11 | 0 | 4.685 | 33.8973 | 52.3026 | 51.878 | 11.633 | 0 | 0.444 | 18.36 | 42.9326 | 161.9483 | 0 | 0 | 0 | 4.3378 | 0
3181 | 133 | 13 | 5 | Tuesday | 12 | 0 | 13.168 | 33.9226 | 50.6892 | 51.1854 | 17.449 | 0 | 0.8933 | 18.36 | 47.0773 | 169.2923 | 0 | 0 | 0 | 3.7843 | 0
3182 | 133 | 13 | 5 | Tuesday | 13 | 0 | 12.399 | 33.9076 | 52.0805 | 51.878 | 17.449 | 0 | 0.859 | 18.36 | 48.3524 | 170.4948 | 0 | 0 | 0 | 1.2693 | 0
3183 | 133 | 13 | 5 | Tuesday | 14 | 0 | 9.741 | 33.8398 | 51.8051 | 51.878 | 5.816 | 0 | 0.613 | 18.36 | 46.8897 | 167.0308 | 0 | 0 | 0 | 0 | 0
3184 | 133 | 13 | 5 | Tuesday | 15 | 0 | 9.02 | 33.7621 | 52.5736 | 51.878 | 5.816 | 0 | 0.5211 | 18.36 | 41.5448 | 166.8498 | 0 | 0 | 0 | 0 | 0
3185 | 133 | 13 | 5 | Tuesday | 16 | 0 | 8.458 | 33.7605 | 53.6021 | 50.7246 | 23.266 | 0 | 0.4573 | 22.68 | 34.8367 | 170.3718 | 0 | 0 | 0 | 0 | 0
3186 | 133 | 13 | 5 | Tuesday | 17 | 0 | 8.668 | 33.7289 | 46.4636 | 43.0931 | 29.082 | 0 | 0.4572 | 28.8 | 25.698 | 161.9174 | 0 | 0 | 0 | 0 | 0
3187 | 133 | 13 | 5 | Tuesday | 18 | 0.027 | 11.412 | 33.8936 | 44.7823 | 51.7393 | 40.715 | 0 | 0.8437 | 30.96 | 15.4418 | 174.5612 | 0 | 0 | 0 | 0.1599 | 0
3188 | 133 | 13 | 5 | Tuesday | 19 | 0.265 | 11.116 | 33.9113 | 49.4985 | 57.1787 | 40.715 | 0 | 0.6552 | 25.2 | 7.3999 | 178.4661 | 0 | 0 | 0 | 3.2692 | 0
3189 | 133 | 13 | 5 | Tuesday | 20 | 0.332 | 10.948 | 33.9118 | 60.7301 | 60.483 | 29.082 | 0 | 0.6616 | 25.2 | 3.1144 | 192.8269 | 0 | 0 | 0 | 4.5566 | 0
3190 | 133 | 13 | 5 | Tuesday | 21 | 0.362 | 7.129 | 33.821 | 68.569 | 55.4564 | 17.449 | 0 | 0.4385 | 25.2 | 0.6602 | 191.1952 | 0 | 0 | 0 | 3.6789 | 0
3191 | 133 | 13 | 5 | Tuesday | 22 | 0.411 | 1.69 | 33.7208 | 49.7368 | 40.0199 | 11.633 | 0 | 0.1426 | 16.2 | 0 | 141.6475 | 0 | 0 | 0 | 2.9376 | 0
3192 | 133 | 13 | 5 | Tuesday | 23 | 0.434 | 0.027 | 33.7545 | 26.9226 | 24.6242 | 11.633 | 0 | 0.0631 | 16.2 | 0 | 101.5931 | 0 | 0 | 0 | 3.208 | 0
3193 | 134 | 14 | 5 | Wednesday | 0 | 0.507 | 0 | 33.7714 | 17.5343 | 18.3373 | 5.816 | 0 | 0.0378 | 14.4 | 0 | 84.0808 | 0 | 0 | 0 | 1.9851 | 0
3194 | 134 | 14 | 5 | Wednesday | 1 | 0.592 | 0 | 33.819 | 14.6472 | 16.4006 | 5.816 | 0 | 0.0405 | 11.88 | 0 | 76.7874 | 0 | 0 | 0 | 2.1322 | 0
3195 | 134 | 14 | 5 | Wednesday | 2 | 0.629 | 0 | 33.8917 | 11.7686 | 14.464 | 5.816 | 0 | 0.0423 | 11.88 | 0 | 72.0467 | 0 | 0 | 0 | 2.2295 | 0
3196 | 134 | 14 | 5 | Wednesday | 3 | 0.72 | 0 | 33.917 | 11.7686 | 14.464 | 5.816 | 0 | 0.045 | 11.88 | 0 | 72.0747 | 0 | 0 | 0 | 2.3802 | 0
3197 | 134 | 14 | 5 | Wednesday | 4 | 0.807 | 0 | 33.9161 | 13.0128 | 14.464 | 5.816 | 0 | 0.0477 | 11.88 | 0 | 73.3206 | 0 | 0 | 0 | 2.5262 | 0
3198 | 134 | 14 | 5 | Wednesday | 5 | 2.127 | 0 | 33.8791 | 22.624 | 20.5805 | 5.816 | 0 | 0.0731 | 11.88 | 0.1948 | 89.0367 | 0 | 0 | 0 | 3.9043 | 0
3199 | 134 | 14 | 5 | Wednesday | 6 | 1.609 | 0 | 33.8181 | 39.4764 | 35.484 | 29.082 | 0 | 0.2166 | 15.12 | 1.8561 | 124.1151 | 0 | 0 | 0 | 11.3093 | 0
3200 | 134 | 14 | 5 | Wednesday | 7 | 1.076 | 0 | 33.8038 | 48.1863 | 46.6998 | 40.715 | 0 | 0.3247 | 15.12 | 7.7048 | 144.1346 | 0 | 0 | 0 | 16.79 | 0
3201 | 134 | 14 | 5 | Wednesday | 8 | 0.351 | 0 | 33.7414 | 55.2636 | 52.1343 | 46.532 | 0 | 0.4093 | 18.72 | 17.839 | 160.2686 | 0 | 0 | 0 | 21.1159 | 0
3202 | 134 | 14 | 5 | Wednesday | 9 | 0.039 | 0 | 33.7203 | 55.7059 | 52.8606 | 29.082 | 0 | 0.289 | 18.72 | 23.8766 | 161.2957 | 0 | 0 | 0 | 14.0555 | 0
3203 | 134 | 14 | 5 | Wednesday | 10 | 0.005 | 0.509 | 33.8011 | 53.3037 | 51.878 | 11.633 | 0 | 0.1725 | 14.4 | 27.5616 | 154.106 | 0 | 0 | 0 | 5.3265 | 0
3204 | 134 | 14 | 5 | Wednesday | 11 | 0 | 4.45 | 33.837 | 52.677 | 51.878 | 11.633 | 0 | 0.3662 | 18.36 | 29.0521 | 161.9308 | 0 | 0 | 0 | 4.7049 | 0
3205 | 134 | 14 | 5 | Wednesday | 12 | 0 | 11.902 | 33.919 | 50.6402 | 51.1854 | 17.449 | 0 | 0.7942 | 18.36 | 30.6778 | 167.7711 | 0 | 0 | 0 | 6.1851 | 0
3206 | 134 | 14 | 5 | Wednesday | 13 | 0 | 10.789 | 33.8271 | 51.756 | 51.878 | 17.449 | 0 | 0.7275 | 18.36 | 34.9915 | 168.2168 | 0 | 0 | 0 | 5.1278 | 0
3207 | 134 | 14 | 5 | Wednesday | 14 | 0 | 8.787 | 33.7267 | 52.0202 | 51.878 | 5.816 | 0 | 0.5299 | 18.36 | 33.4398 | 166.0184 | 0 | 0 | 0 | 1.3157 | 0
3208 | 134 | 14 | 5 | Wednesday | 15 | 0 | 8.479 | 33.7409 | 52.8847 | 51.878 | 5.816 | 0 | 0.4764 | 18.36 | 27.6522 | 166.5103 | 0 | 0 | 0 | 1.1046 | 0
3209 | 134 | 14 | 5 | Wednesday | 16 | 0 | 8.188 | 33.7341 | 53.9563 | 50.7246 | 23.266 | 0 | 0.5178 | 22.68 | 22.9503 | 170.4678 | 0 | 0 | 0 | 4.8227 | 0
3210 | 134 | 14 | 5 | Wednesday | 17 | 0.033 | 8.734 | 33.801 | 46.9819 | 43.0931 | 29.082 | 0 | 0.5959 | 28.8 | 18.3545 | 162.718 | 0 | 0 | 0 | 7.4147 | 0
3211 | 134 | 14 | 5 | Wednesday | 18 | 0.216 | 11.553 | 33.9034 | 44.5939 | 51.7393 | 40.715 | 0 | 0.8546 | 30.96 | 12.4163 | 174.5463 | 0 | 0 | 0 | 12.912 | 0
3212 | 134 | 14 | 5 | Wednesday | 19 | 0.265 | 10.851 | 33.9054 | 47.7927 | 57.1787 | 40.715 | 0 | 0.8643 | 25.2 | 6.8847 | 176.6766 | 0 | 0 | 0 | 15.5119 | 0
3213 | 134 | 14 | 5 | Wednesday | 20 | 0.277 | 11.124 | 33.9145 | 63.0465 | 60.483 | 29.082 | 0 | 0.8181 | 25.2 | 3.1313 | 195.4934 | 0 | 0 | 0 | 12.6185 | 0
3214 | 134 | 14 | 5 | Wednesday | 21 | 0.367 | 7.237 | 33.8523 | 69.1452 | 55.4564 | 17.449 | 0 | 0.5288 | 25.2 | 0.7034 | 192.0091 | 0 | 0 | 0 | 8.3201 | 0
3215 | 134 | 14 | 5 | Wednesday | 22 | 0.469 | 1.677 | 33.7229 | 49.7368 | 40.0199 | 11.633 | 0 | 0.1976 | 16.2 | 0 | 141.6905 | 0 | 0 | 0 | 5.992 | 0
3216 | 134 | 14 | 5 | Wednesday | 23 | 0.537 | 0.019 | 33.7591 | 26.9226 | 24.6242 | 11.633 | 0 | 0.1179 | 16.2 | 0 | 101.6438 | 0 | 0 | 0 | 6.2333 | 0
3217 | 135 | 15 | 5 | Thursday | 0 | 0.542 | 0 | 33.7718 | 17.5343 | 18.3373 | 5.816 | 0 | 0.0646 | 14.4 | 0 | 84.108 | 0 | 0 | 0 | 3.4539 | 0
3218 | 135 | 15 | 5 | Thursday | 1 | 0.654 | 0 | 33.8344 | 14.6472 | 16.4006 | 5.816 | 0 | 0.0675 | 11.88 | 0 | 76.8298 | 0 | 0 | 0 | 3.6088 | 0
3219 | 135 | 15 | 5 | Thursday | 2 | 0.729 | 0 | 33.898 | 11.7686 | 14.464 | 5.816 | 0 | 0.0696 | 11.88 | 0 | 72.0803 | 0 | 0 | 0 | 3.7264 | 0
3220 | 135 | 15 | 5 | Thursday | 3 | 0.842 | 0 | 33.9166 | 11.7686 | 14.464 | 5.816 | 0 | 0.0724 | 11.88 | 0 | 72.1017 | 0 | 0 | 0 | 3.8809 | 0
3221 | 135 | 15 | 5 | Thursday | 4 | 2.123 | 0 | 33.8841 | 13.0128 | 14.464 | 5.816 | 0 | 0.0969 | 11.88 | 0 | 73.3377 | 0 | 0 | 0 | 5.2033 | 0
3222 | 135 | 15 | 5 | Thursday | 5 | 2.228 | 0 | 33.8633 | 22.6329 | 20.5805 | 5.816 | 0 | 0.0995 | 11.88 | 0.194 | 89.0563 | 0 | 0 | 0 | 5.3491 | 0
3223 | 135 | 15 | 5 | Thursday | 6 | 1.553 | 0 | 33.8164 | 40.2516 | 35.484 | 29.082 | 0 | 0.3339 | 15.12 | 1.9356 | 125.0059 | 0 | 0 | 0 | 17.7265 | 0
3224 | 135 | 15 | 5 | Thursday | 7 | 1.098 | 0 | 33.81 | 48.9003 | 46.6998 | 40.715 | 0 | 0.479 | 15.12 | 8.0868 | 145.0091 | 0 | 0 | 0 | 25.2359 | 0
3225 | 135 | 15 | 5 | Thursday | 8 | 0.376 | 0 | 33.7587 | 55.0797 | 52.1343 | 46.532 | 0 | 0.5787 | 18.72 | 18.6605 | 160.2715 | 0 | 0 | 0 | 29.7889 | 0
3226 | 135 | 15 | 5 | Thursday | 9 | 0.016 | 0 | 33.7206 | 55.1193 | 52.8606 | 29.082 | 0 | 0.4037 | 18.72 | 29.5885 | 160.8242 | 0 | 0 | 0 | 17.8129 | 0
3227 | 135 | 15 | 5 | Thursday | 10 | 0 | 0.687 | 33.796 | 52.7243 | 51.878 | 11.633 | 0 | 0.2548 | 14.4 | 38.0198 | 153.7957 | 0 | 0 | 0 | 5.8754 | 0
3228 | 135 | 15 | 5 | Thursday | 11 | 0 | 4.468 | 33.8992 | 52.0768 | 51.878 | 11.633 | 0 | 0.4365 | 18.36 | 43.8842 | 161.4824 | 0 | 0 | 0 | 4.0593 | 0
3229 | 135 | 15 | 5 | Thursday | 12 | 0 | 12.59 | 33.9095 | 50.3712 | 51.1854 | 17.449 | 0 | 0.8423 | 18.36 | 43.8391 | 168.2852 | 0 | 0 | 0 | 3.391 | 0
3230 | 135 | 15 | 5 | Thursday | 13 | 0 | 11.282 | 33.8779 | 51.4275 | 51.878 | 17.449 | 0 | 0.6907 | 18.36 | 37.547 | 168.4362 | 0 | 0 | 0 | 1.6974 | 0
3231 | 135 | 15 | 5 | Thursday | 14 | 0 | 9.283 | 33.7611 | 51.5551 | 51.878 | 5.816 | 0 | 0.9153 | 18.36 | 30.8262 | 166.5092 | 0 | 0 | 0 | 0.0139 | 0
3232 | 135 | 15 | 5 | Thursday | 15 | 0 | 8.641 | 33.7486 | 52.1751 | 51.878 | 5.816 | 0 | 0.7601 | 18.36 | 27.3122 | 166.2676 | 0 | 0 | 0 | 0 | 0
3233 | 135 | 15 | 5 | Thursday | 16 | 0 | 8.15 | 33.743 | 52.9533 | 50.7246 | 23.266 | 0 | 0.4584 | 22.68 | 24.6593 | 169.3731 | 0 | 0 | 0 | 1.6402 | 0
3234 | 135 | 15 | 5 | Thursday | 17 | 0 | 9.339 | 33.8402 | 45.7297 | 43.0931 | 29.082 | 0 | 0.5593 | 28.8 | 19.6223 | 162.1229 | 0 | 0 | 0 | 3.6485 | 0
3235 | 135 | 15 | 5 | Thursday | 18 | 0 | 11.859 | 33.9077 | 43.0328 | 51.7393 | 40.715 | 0 | 0.7784 | 30.96 | 12.6807 | 173.2447 | 0 | 0 | 0 | 7.8377 | 0
3236 | 135 | 15 | 5 | Thursday | 19 | 0.045 | 11.064 | 33.908 | 46.4086 | 57.1787 | 40.715 | 0 | 0.7903 | 25.2 | 6.8222 | 175.4517 | 0 | 0 | 0 | 10.8306 | 0
3237 | 135 | 15 | 5 | Thursday | 20 | 0.061 | 11.592 | 33.922 | 60.8139 | 60.483 | 29.082 | 0 | 0.7852 | 25.2 | 3.0409 | 193.7411 | 0 | 0 | 0 | 9.4404 | 0
3238 | 135 | 15 | 5 | Thursday | 21 | 0.064 | 8.03 | 33.874 | 68.7964 | 55.4564 | 17.449 | 0 | 0.5341 | 25.2 | 0.6528 | 192.5458 | 0 | 0 | 0 | 6.3256 | 0
3239 | 135 | 15 | 5 | Thursday | 22 | 0.137 | 2.182 | 33.7287 | 49.7368 | 40.0199 | 11.633 | 0 | 0.1973 | 16.2 | 0 | 142.2422 | 0 | 0 | 0 | 4.5667 | 0
3240 | 135 | 15 | 5 | Thursday | 23 | 0.271 | 0.045 | 33.7199 | 26.9226 | 24.6242 | 11.633 | 0 | 0.1458 | 16.2 | 0 | 101.6614 | 0 | 0 | 0 | 4.9012 | 0
3241 | 136 | 16 | 5 | Friday | 0 | 0.347 | 0 | 33.7665 | 17.5343 | 18.3373 | 5.816 | 0 | 0.0515 | 14.4 | 0 | 84.0896 | 0 | 0 | 0 | 2.7356 | 0
3242 | 136 | 16 | 5 | Friday | 1 | 0.428 | 0 | 33.7714 | 14.6472 | 16.4006 | 5.816 | 0 | 0.0539 | 11.88 | 0 | 76.7532 | 0 | 0 | 0 | 2.8665 | 0
3243 | 136 | 16 | 5 | Friday | 2 | 0.513 | 0 | 33.786 | 11.7686 | 14.464 | 5.816 | 0 | 0.0564 | 11.88 | 0 | 71.955 | 0 | 0 | 0 | 3.0008 | 0
3244 | 136 | 16 | 5 | Friday | 3 | 0.56 | 0 | 33.8673 | 11.7686 | 14.464 | 5.816 | 0 | 0.0581 | 11.88 | 0 | 72.0381 | 0 | 0 | 0 | 3.096 | 0
3245 | 136 | 16 | 5 | Friday | 4 | 0.591 | 0 | 33.8963 | 13.0128 | 14.464 | 5.816 | 0 | 0.0595 | 11.88 | 0 | 73.3126 | 0 | 0 | 0 | 3.1741 | 0
3246 | 136 | 16 | 5 | Friday | 5 | 0.621 | 0 | 33.8901 | 22.6363 | 20.5805 | 5.816 | 0 | 0.0609 | 11.88 | 0.2084 | 89.0478 | 0 | 0 | 0 | 3.252 | 0
3247 | 136 | 16 | 5 | Friday | 6 | 0.501 | 0 | 33.7542 | 40.1879 | 35.484 | 29.082 | 0 | 0.271 | 15.12 | 1.9748 | 124.8171 | 0 | 0 | 0 | 14.3135 | 0
3248 | 136 | 16 | 5 | Friday | 7 | 0.21 | 0 | 33.7182 | 49.9104 | 46.6998 | 40.715 | 0 | 0.406 | 15.12 | 7.1937 | 145.8544 | 0 | 0 | 0 | 21.2749 | 0
3249 | 136 | 16 | 5 | Friday | 8 | 0.042 | 0 | 33.7182 | 56.5071 | 52.1343 | 46.532 | 0 | 0.5084 | 18.72 | 15.5417 | 161.588 | 0 | 0 | 0 | 26.3584 | 0
3250 | 136 | 16 | 5 | Friday | 9 | 0.002 | 0 | 33.722 | 56.549 | 52.8606 | 29.082 | 0 | 0.3656 | 18.72 | 26.5165 | 162.2171 | 0 | 0 | 0 | 16.5749 | 0
3251 | 136 | 16 | 5 | Friday | 10 | 0 | 1.086 | 33.7953 | 54.1327 | 51.878 | 11.633 | 0 | 0.2533 | 14.4 | 35.1219 | 155.6337 | 0 | 0 | 0 | 5.6316 | 0
3252 | 136 | 16 | 5 | Friday | 11 | 0 | 6.142 | 33.9387 | 53.3915 | 51.878 | 11.633 | 0 | 0.4726 | 18.36 | 33.021 | 164.6835 | 0 | 0 | 0 | 4.4318 | 0
3253 | 136 | 16 | 5 | Friday | 12 | 0 | 12.534 | 33.9061 | 51.6786 | 51.1854 | 17.449 | 0 | 0.7949 | 18.36 | 26.4337 | 169.481 | 0 | 0 | 0 | 5.8216 | 0
3254 | 136 | 16 | 5 | Friday | 13 | 0 | 11.748 | 33.8963 | 53.3751 | 51.878 | 17.449 | 0 | 0.7329 | 18.36 | 23.2591 | 170.9481 | 0 | 0 | 0 | 5.8377 | 0
3255 | 136 | 16 | 5 | Friday | 14 | 0 | 9.319 | 33.7636 | 54.5071 | 51.878 | 5.816 | 0 | 0.5204 | 18.36 | 17.7378 | 169.1079 | 0 | 0 | 0 | 2.0265 | 0
3256 | 136 | 16 | 5 | Friday | 15 | 0 | 8.43 | 33.7442 | 54.2963 | 51.878 | 5.816 | 0 | 0.4743 | 18.36 | 15.9795 | 167.8698 | 0 | 0 | 0 | 2.0814 | 0
3257 | 136 | 16 | 5 | Friday | 16 | 0 | 8.109 | 33.7347 | 53.8691 | 50.7246 | 23.266 | 0 | 0.5865 | 22.68 | 19.8941 | 170.3649 | 0 | 0 | 0 | 8.8266 | 0
3258 | 136 | 16 | 5 | Friday | 17 | 0.076 | 8.836 | 33.7968 | 46.9934 | 43.0931 | 29.082 | 0 | 0.6883 | 28.8 | 16.6699 | 162.9282 | 0 | 0 | 0 | 12.1825 | 0
3259 | 136 | 16 | 5 | Friday | 18 | 0.27 | 11.741 | 33.9064 | 45.1872 | 51.7393 | 40.715 | 0 | 0.9778 | 30.96 | 11.1387 | 175.4685 | 0 | 0 | 0 | 19.1158 | 0
3260 | 136 | 16 | 5 | Friday | 19 | 0.318 | 11.372 | 33.9152 | 51.3553 | 57.1787 | 40.715 | 0 | 0.9963 | 25.2 | 6.5701 | 180.9451 | 0 | 0 | 0 | 21.2129 | 0
3261 | 136 | 16 | 5 | Friday | 20 | 0.334 | 11.326 | 33.918 | 65.8428 | 60.483 | 29.082 | 0 | 0.8984 | 25.2 | 3.0638 | 198.5912 | 0 | 0 | 0 | 16.4238 | 0
3262 | 136 | 16 | 5 | Friday | 21 | 0.42 | 7.318 | 33.8473 | 69.0716 | 55.4564 | 17.449 | 0 | 0.5731 | 25.2 | 0.6646 | 192.0626 | 0 | 0 | 0 | 10.514 | 0
3263 | 136 | 16 | 5 | Friday | 22 | 0.46 | 1.759 | 33.7222 | 49.7368 | 40.0199 | 11.633 | 0 | 0.2269 | 16.2 | 0 | 141.8085 | 0 | 0 | 0 | 7.3666 | 0
3264 | 136 | 16 | 5 | Friday | 23 | 0.505 | 0.027 | 33.748 | 26.9226 | 24.6242 | 11.633 | 0 | 0.1423 | 16.2 | 0 | 101.6663 | 0 | 0 | 0 | 7.5511 | 0
3265 | 137 | 17 | 5 | Saturday | 0 | 0.592 | 0 | 33.7766 | 18.3332 | 19.1419 | 5.816 | 0 | 0.0776 | 15.84 | 0 | 87.1694 | 0 | 0 | 0 | 4.1658 | 0
3266 | 137 | 17 | 5 | Saturday | 1 | 0.626 | 0 | 33.8124 | 17.5283 | 18.3373 | 5.816 | 0 | 0.0789 | 12.6 | 0 | 82.3568 | 0 | 0 | 0 | 4.2342 | 0
3267 | 137 | 17 | 5 | Saturday | 2 | 0.667 | 0 | 33.8815 | 11.771 | 14.464 | 5.816 | 0 | 0.0802 | 12.6 | 0 | 72.7968 | 0 | 0 | 0 | 4.3094 | 0
3268 | 137 | 17 | 5 | Saturday | 3 | 0.697 | 0 | 33.8982 | 11.771 | 14.464 | 5.816 | 0 | 0.0814 | 12.6 | 0 | 72.8147 | 0 | 0 | 0 | 4.3733 | 0
3269 | 137 | 17 | 5 | Saturday | 4 | 0.812 | 0 | 33.9098 | 11.771 | 14.464 | 5.816 | 0 | 0.0841 | 12.6 | 0 | 72.829 | 0 | 0 | 0 | 4.5209 | 0
3270 | 137 | 17 | 5 | Saturday | 5 | 0.92 | 0 | 33.9163 | 13.0151 | 14.464 | 5.816 | 0 | 0.0867 | 12.6 | 0.1427 | 74.0821 | 0 | 0 | 0 | 4.6612 | 0
3271 | 137 | 17 | 5 | Saturday | 6 | 0.925 | 0 | 33.9072 | 29.1016 | 24.9086 | 29.082 | 0 | 0.3766 | 14.4 | 1.4033 | 102.694 | 0 | 0 | 0 | 20.0888 | 0
3272 | 137 | 17 | 5 | Saturday | 7 | 0.852 | 0 | 33.8906 | 25.9654 | 26.405 | 40.715 | 0 | 0.5452 | 11.52 | 5.2285 | 98.3262 | 0 | 0 | 0 | 28.8819 | 0
3273 | 137 | 17 | 5 | Saturday | 8 | 0.783 | 0 | 33.8525 | 32.5468 | 37.4339 | 46.532 | 0 | 0.6549 | 16.2 | 13.756 | 120.6881 | 0 | 0 | 0 | 34.3675 | 0
3274 | 137 | 17 | 5 | Saturday | 9 | 0.691 | 0 | 33.8021 | 31.6745 | 37.9057 | 29.082 | 0 | 0.4535 | 16.2 | 25.6997 | 120.0358 | 0 | 0 | 0 | 21.4627 | 0
3275 | 137 | 17 | 5 | Saturday | 10 | 0.674 | 0 | 33.8193 | 29.4011 | 37.2508 | 11.633 | 0 | 0.2288 | 15.12 | 31.8531 | 115.82 | 0 | 0 | 0 | 8.0451 | 0
3276 | 137 | 17 | 5 | Saturday | 11 | 0.622 | 3.587 | 33.7763 | 27.0491 | 35.3135 | 11.633 | 0 | 0.3857 | 21.6 | 32.464 | 122.0042 | 0 | 0 | 0 | 6.8696 | 0
3277 | 137 | 17 | 5 | Saturday | 12 | 0.652 | 3.318 | 33.8452 | 24.2026 | 34.2247 | 17.449 | 0 | 0.4065 | 23.4 | 34.9016 | 119.6671 | 0 | 0 | 0 | 8.4968 | 0
3278 | 137 | 17 | 5 | Saturday | 13 | 0.644 | 4.167 | 33.9358 | 23.9054 | 33.0722 | 17.449 | 0 | 0.432 | 23.4 | 38.7892 | 119.2523 | 0 | 0 | 0 | 6.8523 | 0
3279 | 137 | 17 | 5 | Saturday | 14 | 0.59 | 4.106 | 33.931 | 22.7818 | 33.0722 | 5.816 | 0 | 0.3284 | 23.4 | 38.9802 | 117.9539 | 0 | 0 | 0 | 2.0597 | 0
3280 | 137 | 17 | 5 | Saturday | 15 | 0.549 | 4.064 | 33.9637 | 23.3897 | 33.0722 | 5.816 | 0 | 0.2983 | 23.4 | 37.6739 | 118.5192 | 0 | 0 | 0 | 1.4978 | 0
3281 | 137 | 17 | 5 | Saturday | 16 | 0.451 | 4.09 | 33.9655 | 24.2779 | 33.0722 | 23.266 | 0 | 0.3116 | 23.4 | 33.777 | 119.4507 | 0 | 0 | 0 | 3.2578 | 0
3282 | 137 | 17 | 5 | Saturday | 17 | 0.477 | 3.823 | 33.9632 | 22.3595 | 32.9581 | 29.082 | 0 | 0.2942 | 27 | 25.3897 | 120.7095 | 0 | 0 | 0 | 4.7879 | 0
3283 | 137 | 17 | 5 | Saturday | 18 | 0.526 | 9.536 | 33.8849 | 34.5269 | 46.5147 | 40.715 | 0 | 0.6811 | 28.8 | 16.4684 | 154.7206 | 0 | 0 | 0 | 9.2115 | 0
3284 | 137 | 17 | 5 | Saturday | 19 | 0.544 | 10.149 | 33.9033 | 41.3166 | 50.3878 | 40.715 | 0 | 0.7648 | 28.8 | 7.4491 | 166.1488 | 0 | 0 | 0 | 12.1081 | 0
3285 | 137 | 17 | 5 | Saturday | 20 | 0.682 | 8.874 | 33.882 | 49.5316 | 50.3878 | 29.082 | 0 | 0.6612 | 27 | 3.2415 | 171.0604 | 0 | 0 | 0 | 10.5786 | 0
3286 | 137 | 17 | 5 | Saturday | 21 | 0.913 | 7.778 | 33.8461 | 60.4713 | 50.3878 | 17.449 | 0 | 0.5417 | 27 | 0.7353 | 180.6587 | 0 | 0 | 0 | 7.4696 | 0
3287 | 137 | 17 | 5 | Saturday | 22 | 1.026 | 2.38 | 33.7493 | 49.2003 | 40.077 | 11.633 | 0 | 0.2272 | 19.8 | 0 | 145.6279 | 0 | 0 | 0 | 5.6465 | 0
3288 | 137 | 17 | 5 | Saturday | 23 | 1.243 | 0.07 | 33.8948 | 28.1779 | 24.6242 | 11.633 | 0 | 0.1684 | 19.8 | 0 | 106.7414 | 0 | 0 | 0 | 6.0588 | 0
3289 | 138 | 18 | 5 | Sunday | 0 | 2.826 | 0 | 33.8905 | 24.1043 | 23.0149 | 5.816 | 0 | 0.0988 | 19.8 | 0 | 100.9086 | 0 | 0 | 0 | 5.3063 | 0
3290 | 138 | 18 | 5 | Sunday | 1 | 3.446 | 0 | 33.8931 | 23.3102 | 22.2101 | 5.816 | 0 | 0.1112 | 19.8 | 0 | 99.3246 | 0 | 0 | 0 | 5.975 | 0
3291 | 138 | 18 | 5 | Sunday | 2 | 6.202 | 0 | 33.8376 | 17.5379 | 18.3373 | 5.816 | 0 | 0.1634 | 15.48 | 0 | 85.3562 | 0 | 0 | 0 | 8.7782 | 0
3292 | 138 | 18 | 5 | Sunday | 3 | 7.522 | 0 | 33.8271 | 17.5379 | 18.3373 | 5.816 | 0 | 0.1891 | 15.48 | 0 | 85.3714 | 0 | 0 | 0 | 10.1451 | 0
3293 | 138 | 18 | 5 | Sunday | 4 | 8.242 | 0 | 33.8217 | 17.5379 | 18.3373 | 5.816 | 0 | 0.2036 | 15.48 | 0 | 85.3804 | 0 | 0 | 0 | 10.9121 | 0
3294 | 138 | 18 | 5 | Sunday | 5 | 9.039 | 0 | 33.8042 | 18.7258 | 18.3373 | 5.816 | 0 | 0.2194 | 15.48 | 0.2287 | 86.5667 | 0 | 0 | 0 | 11.7543 | 0
3295 | 138 | 18 | 5 | Sunday | 6 | 7.669 | 0 | 33.7705 | 23.3547 | 24.6242 | 29.082 | 0 | 0.4145 | 18.72 | 2.1741 | 100.8839 | 0 | 0 | 0 | 21.8899 | 0
3296 | 138 | 18 | 5 | Sunday | 7 | 6.112 | 0 | 33.7486 | 24.1051 | 29.9942 | 40.715 | 0 | 0.5288 | 18.72 | 7.935 | 107.0967 | 0 | 0 | 0 | 27.7093 | 0
3297 | 138 | 18 | 5 | Sunday | 8 | 5.077 | 0 | 33.7252 | 24.3066 | 33.2132 | 46.532 | 0 | 0.6125 | 23.4 | 15.2768 | 115.2574 | 0 | 0 | 0 | 31.9807 | 0
3298 | 138 | 18 | 5 | Sunday | 9 | 4.506 | 0 | 33.7239 | 19.9669 | 29.3396 | 29.082 | 0 | 0.4466 | 23.4 | 24.4829 | 106.8771 | 0 | 0 | 0 | 21.9295 | 0
3299 | 138 | 18 | 5 | Sunday | 10 | 3.851 | 0 | 33.7215 | 20.5287 | 32.5586 | 11.633 | 0 | 0.2796 | 19.08 | 36.322 | 106.1684 | 0 | 0 | 0 | 10.0325 | 0
3300 | 138 | 18 | 5 | Sunday | 11 | 3.48 | 0 | 33.7226 | 19.5758 | 32.5586 | 11.633 | 0 | 0.2831 | 21.6 | 45.7343 | 107.7402 | 0 | 0 | 0 | 7.9483 | 0
3301 | 138 | 18 | 5 | Sunday | 12 | 2.082 | 0 | 33.7194 | 19.0361 | 33.0367 | 17.449 | 0 | 0.252 | 19.08 | 49.9599 | 105.1243 | 0 | 0 | 0 | 5.7161 | 0
3302 | 138 | 18 | 5 | Sunday | 13 | 1.606 | 0 | 33.726 | 16.548 | 29.1634 | 17.449 | 0 | 0.1577 | 18.36 | 45.5435 | 97.9552 | 0 | 0 | 0 | 2.7561 | 0
3303 | 138 | 18 | 5 | Sunday | 14 | 1.697 | 0 | 33.7982 | 16.8556 | 29.1634 | 5.816 | 0 | 0.0634 | 18 | 35.2485 | 97.8806 | 0 | 0 | 0 | 1.7117 | 0
3304 | 138 | 18 | 5 | Sunday | 15 | 1.609 | 0 | 33.8181 | 17.5421 | 29.1634 | 5.816 | 0 | 0.0243 | 15.84 | 27.5455 | 96.3879 | 0 | 0 | 0 | 1.6087 | 0
3305 | 138 | 18 | 5 | Sunday | 16 | 1.241 | 0 | 33.8126 | 17.27 | 27.5539 | 23.266 | 0 | 0.0374 | 23.04 | 24.5968 | 101.7139 | 0 | 0 | 0 | 1.711 | 0
3306 | 138 | 18 | 5 | Sunday | 17 | 1.475 | 0 | 33.7262 | 17.2121 | 26.399 | 29.082 | 0 | 0.0775 | 22.32 | 18.7013 | 99.7347 | 0 | 0 | 0 | 3.6998 | 0
3307 | 138 | 18 | 5 | Sunday | 18 | 1.569 | 0 | 33.7208 | 28.0307 | 38.0184 | 40.715 | 0 | 0.1559 | 23.4 | 12.4302 | 123.3258 | 0 | 0 | 0 | 7.5535 | 0
3308 | 138 | 18 | 5 | Sunday | 19 | 1.572 | 0 | 33.841 | 39.2622 | 45.7644 | 40.715 | 0 | 0.2126 | 22.68 | 6.8461 | 141.7603 | 0 | 0 | 0 | 10.6551 | 0
3309 | 138 | 18 | 5 | Sunday | 20 | 2.028 | 0 | 33.9688 | 51.5554 | 49.6381 | 29.082 | 0 | 0.1978 | 22.68 | 2.8276 | 158.0401 | 0 | 0 | 0 | 10.278 | 0
3310 | 138 | 18 | 5 | Sunday | 21 | 2.211 | 0 | 33.8101 | 48.2252 | 41.8913 | 17.449 | 0 | 0.1481 | 22.68 | 0.5795 | 146.7547 | 0 | 0 | 0 | 7.8266 | 0
3311 | 138 | 18 | 5 | Sunday | 22 | 2.536 | 0 | 33.7282 | 40.3665 | 35.5897 | 11.633 | 0 | 0.1231 | 14.4 | 0 | 124.2075 | 0 | 0 | 0 | 6.5485 | 0
3312 | 138 | 18 | 5 | Sunday | 23 | 3.068 | 0 | 33.8282 | 25.6748 | 24.6242 | 11.633 | 0 | 0.1368 | 14.4 | 0 | 98.664 | 0 | 0 | 0 | 7.2913 | 0
3313 | 139 | 19 | 5 | Monday | 0 | 4.044 | 0 | 33.8739 | 17.5343 | 18.3373 | 5.816 | 0 | 0.116 | 14.4 | 0 | 84.2615 | 0 | 0 | 0 | 6.2329 | 0
3314 | 139 | 19 | 5 | Monday | 1 | 4.617 | 0 | 33.8456 | 14.6472 | 16.4006 | 5.816 | 0 | 0.1276 | 11.88 | 0 | 76.9011 | 0 | 0 | 0 | 6.859 | 0
3315 | 139 | 19 | 5 | Monday | 2 | 4.731 | 0 | 33.8559 | 11.7686 | 14.464 | 5.816 | 0 | 0.1307 | 11.88 | 0 | 72.0992 | 0 | 0 | 0 | 7.0243 | 0
3316 | 139 | 19 | 5 | Monday | 3 | 5.758 | 0 | 33.858 | 11.7686 | 14.464 | 5.816 | 0 | 0.1508 | 11.88 | 0 | 72.1215 | 0 | 0 | 0 | 8.1019 | 0
3317 | 139 | 19 | 5 | Monday | 4 | 6.239 | 0 | 33.8308 | 13.0128 | 14.464 | 5.816 | 0 | 0.1607 | 11.88 | 0 | 73.3483 | 0 | 0 | 0 | 8.633 | 0
3318 | 139 | 19 | 5 | Monday | 5 | 5.637 | 0 | 33.7998 | 22.652 | 20.5805 | 5.816 | 0 | 0.1504 | 11.88 | 0.3104 | 89.0627 | 0 | 0 | 0 | 8.0805 | 0
3319 | 139 | 19 | 5 | Monday | 6 | 3.806 | 0 | 33.7764 | 40.2954 | 35.484 | 29.082 | 0 | 0.3167 | 15.12 | 2.7316 | 124.9925 | 0 | 0 | 0 | 16.7157 | 0
3320 | 139 | 19 | 5 | Monday | 7 | 2.33 | 0 | 33.7494 | 47.7229 | 46.6998 | 40.715 | 0 | 0.4249 | 15.12 | 7.4051 | 143.7169 | 0 | 0 | 0 | 22.2206 | 0
3321 | 139 | 19 | 5 | Monday | 8 | 1.394 | 0 | 33.7207 | 55.1119 | 52.1343 | 46.532 | 0 | 0.5088 | 18.72 | 13.3346 | 160.1957 | 0 | 0 | 0 | 26.5171 | 0
3322 | 139 | 19 | 5 | Monday | 9 | 0.543 | 0 | 33.7182 | 55.6695 | 52.8606 | 29.082 | 0 | 0.3477 | 18.72 | 21.0693 | 161.316 | 0 | 0 | 0 | 17.039 | 0
3323 | 139 | 19 | 5 | Monday | 10 | 0.124 | 0 | 33.7827 | 52.8649 | 51.878 | 11.633 | 0 | 0.1837 | 14.4 | 29.1551 | 153.1093 | 0 | 0 | 0 | 6.1992 | 0
3324 | 139 | 19 | 5 | Monday | 11 | 0.038 | 3.913 | 33.8808 | 51.857 | 51.878 | 11.633 | 0 | 0.3848 | 18.36 | 34.5085 | 160.5923 | 0 | 0 | 0 | 4.9566 | 0
3325 | 139 | 19 | 5 | Monday | 12 | 0.05 | 11.457 | 33.9046 | 49.8723 | 51.1854 | 17.449 | 0 | 0.7993 | 18.36 | 37.0749 | 166.5128 | 0 | 0 | 0 | 5.4717 | 0
3326 | 139 | 19 | 5 | Monday | 13 | 0.055 | 10.635 | 33.8688 | 51.1675 | 51.878 | 17.449 | 0 | 0.7177 | 18.36 | 38.7037 | 167.494 | 0 | 0 | 0 | 3.6506 | 0
3327 | 139 | 19 | 5 | Monday | 14 | 0.009 | 8.813 | 33.7571 | 51.3938 | 51.878 | 5.816 | 0 | 0.6879 | 18.36 | 39.1711 | 165.6085 | 0 | 0 | 0 | 0.5138 | 0
3328 | 139 | 19 | 5 | Monday | 15 | 0 | 8.428 | 33.7325 | 52.1919 | 51.878 | 5.816 | 0 | 0.6125 | 18.36 | 39.0767 | 165.89 | 0 | 0 | 0 | 0 | 0
3329 | 139 | 19 | 5 | Monday | 16 | 0 | 8.359 | 33.7523 | 53.2582 | 50.7246 | 23.266 | 0 | 0.4928 | 22.68 | 36.8211 | 169.9485 | 0 | 0 | 0 | 0 | 0
3330 | 139 | 19 | 5 | Monday | 17 | 0 | 8.884 | 33.8406 | 46.1904 | 43.0931 | 29.082 | 0 | 0.4785 | 28.8 | 28.7004 | 162.0111 | 0 | 0 | 0 | 0 | 0
3331 | 139 | 19 | 5 | Monday | 18 | 0 | 11.465 | 33.9027 | 43.5915 | 51.7393 | 40.715 | 0 | 0.7129 | 30.96 | 17.4815 | 173.3064 | 0 | 0 | 0 | 1.2129 | 0
3332 | 139 | 19 | 5 | Monday | 19 | 0 | 10.864 | 33.9064 | 46.4636 | 57.1787 | 40.715 | 0 | 0.6684 | 25.2 | 7.7678 | 175.1665 | 0 | 0 | 0 | 4.7332 | 0
3333 | 139 | 19 | 5 | Monday | 20 | 0.008 | 11.212 | 33.9168 | 57.2048 | 60.483 | 29.082 | 0 | 0.6906 | 25.2 | 3.2971 | 189.6211 | 0 | 0 | 0 | 5.3703 | 0
3334 | 139 | 19 | 5 | Monday | 21 | 0.103 | 7.534 | 33.8676 | 67.5857 | 55.4564 | 17.449 | 0 | 0.4668 | 25.2 | 0.8287 | 190.7242 | 0 | 0 | 0 | 4.0698 | 0
3335 | 139 | 19 | 5 | Monday | 22 | 0.142 | 1.949 | 33.7276 | 49.7368 | 40.0199 | 11.633 | 0 | 0.1585 | 16.2 | 0 | 141.9505 | 0 | 0 | 0 | 3.0886 | 0
3336 | 139 | 19 | 5 | Monday | 23 | 0.179 | 0.031 | 33.7403 | 26.9226 | 24.6242 | 11.633 | 0 | 0.0661 | 16.2 | 0 | 101.587 | 0 | 0 | 0 | 3.3627 | 0
3337 | 140 | 20 | 5 | Tuesday | 0 | 0.265 | 0 | 33.7714 | 17.5343 | 18.3373 | 5.816 | 0 | 0.0371 | 14.4 | 0 | 84.08 | 0 | 0 | 0 | 1.9441 | 0
3338 | 140 | 20 | 5 | Tuesday | 1 | 0.315 | 0 | 33.7787 | 14.6472 | 16.4006 | 5.816 | 0 | 0.039 | 11.88 | 0 | 76.7456 | 0 | 0 | 0 | 2.0532 | 0
3339 | 140 | 20 | 5 | Tuesday | 2 | 0.38 | 0 | 33.7965 | 11.7686 | 14.464 | 5.816 | 0 | 0.0413 | 11.88 | 0 | 71.9505 | 0 | 0 | 0 | 2.1761 | 0
3340 | 140 | 20 | 5 | Tuesday | 3 | 0.395 | 0 | 33.8047 | 11.7686 | 14.464 | 5.816 | 0 | 0.0426 | 11.88 | 0 | 71.96 | 0 | 0 | 0 | 2.2491 | 0
3341 | 140 | 20 | 5 | Tuesday | 4 | 0.435 | 0 | 33.7944 | 13.0128 | 14.464 | 5.816 | 0 | 0.0444 | 11.88 | 0 | 73.1956 | 0 | 0 | 0 | 2.3452 | 0
3342 | 140 | 20 | 5 | Tuesday | 5 | 0.455 | 0 | 33.7954 | 22.6429 | 20.5805 | 5.816 | 0 | 0.0458 | 11.88 | 0.1732 | 88.9446 | 0 | 0 | 0 | 2.4208 | 0
3343 | 140 | 20 | 5 | Tuesday | 6 | 0.394 | 0 | 33.7385 | 40.7772 | 35.484 | 29.082 | 0 | 0.2106 | 15.12 | 1.6095 | 125.3303 | 0 | 0 | 0 | 11.0023 | 0
3344 | 140 | 20 | 5 | Tuesday | 7 | 0.145 | 0 | 33.7183 | 50.0585 | 46.6998 | 40.715 | 0 | 0.3287 | 15.12 | 6.1062 | 145.9253 | 0 | 0 | 0 | 17.0406 | 0
3345 | 140 | 20 | 5 | Tuesday | 8 | 0.008 | 0 | 33.7182 | 55.6296 | 52.1343 | 46.532 | 0 | 0.4255 | 18.72 | 14.1069 | 160.6277 | 0 | 0 | 0 | 22.0039 | 0
3346 | 140 | 20 | 5 | Tuesday | 9 | 0 | 0 | 33.7205 | 55.9933 | 52.8606 | 29.082 | 0 | 0.3107 | 18.72 | 22.9545 | 161.605 | 0 | 0 | 0 | 14.5387 | 0
3347 | 140 | 20 | 5 | Tuesday | 10 | 0 | 0.828 | 33.7961 | 53.8461 | 51.878 | 11.633 | 0 | 0.2281 | 14.4 | 32.7928 | 155.0438 | 0 | 0 | 0 | 5.0787 | 0
3348 | 140 | 20 | 5 | Tuesday | 11 | 0 | 8.703 | 33.9428 | 52.902 | 51.878 | 11.633 | 0 | 0.6561 | 18.36 | 42.2946 | 167.1517 | 0 | 0 | 0 | 3.4074 | 0
3349 | 140 | 20 | 5 | Tuesday | 12 | 0 | 16.478 | 33.9877 | 50.4769 | 51.1854 | 17.449 | 0 | 1.0597 | 18.36 | 47.2172 | 172.8921 | 0 | 0 | 0 | 1.9793 | 0
3350 | 140 | 20 | 5 | Tuesday | 13 | 0 | 18.132 | 34.0091 | 51.6417 | 51.878 | 17.449 | 0 | 1.1604 | 18.36 | 44.565 | 176.8368 | 0 | 0 | 0 | 0.0149 | 0
3351 | 140 | 20 | 5 | Tuesday | 14 | 0 | 17.421 | 33.9934 | 51.8606 | 51.878 | 5.816 | 0 | 1.0183 | 18.36 | 41.6166 | 176.2825 | 0 | 0 | 0 | 0 | 0
3352 | 140 | 20 | 5 | Tuesday | 15 | 0 | 17.085 | 33.9802 | 52.7831 | 51.878 | 5.816 | 0 | 0.9553 | 18.36 | 35.0744 | 176.9268 | 0 | 0 | 0 | 0 | 0
3353 | 140 | 20 | 5 | Tuesday | 16 | 0 | 17.233 | 33.9858 | 53.9145 | 50.7246 | 23.266 | 0 | 0.9312 | 22.68 | 27.2183 | 181.3705 | 0 | 0 | 0 | 0 | 0
3354 | 140 | 20 | 5 | Tuesday | 17 | 0 | 18.83 | 34.0095 | 47.0115 | 43.0931 | 29.082 | 0 | 1.0245 | 28.8 | 19.9846 | 175.0424 | 0 | 0 | 0 | 0 | 0
3355 | 140 | 20 | 5 | Tuesday | 18 | 0 | 24.894 | 34.0403 | 45.1042 | 51.7393 | 40.715 | 0 | 1.3777 | 30.96 | 11.5139 | 191.1638 | 0 | 0 | 0 | 0 | 0
3356 | 140 | 20 | 5 | Tuesday | 19 | 0 | 22.199 | 33.9968 | 50.8593 | 57.1787 | 40.715 | 0 | 1.3282 | 25.2 | 5.2977 | 193.4211 | 0 | 0 | 0 | 0.6146 | 0
3357 | 140 | 20 | 5 | Tuesday | 20 | 0 | 22.561 | 34.0021 | 63.2655 | 60.483 | 29.082 | 0 | 1.2829 | 25.2 | 2.4629 | 209.497 | 0 | 0 | 0 | 2.5118 | 0
3358 | 140 | 20 | 5 | Tuesday | 21 | 0 | 14.507 | 33.8891 | 68.8599 | 55.4564 | 17.449 | 0 | 0.8142 | 25.2 | 0.6002 | 200.1293 | 0 | 0 | 0 | 2.3401 | 0
3359 | 140 | 20 | 5 | Tuesday | 22 | 0 | 2.956 | 33.7246 | 49.7368 | 40.0199 | 11.633 | 0 | 0.1883 | 16.2 | 0 | 143.0667 | 0 | 0 | 0 | 1.8958 | 0
3360 | 140 | 20 | 5 | Tuesday | 23 | 0 | 0.101 | 33.7182 | 26.9226 | 24.6242 | 11.633 | 0 | 0.0986 | 16.2 | 0 | 101.6733 | 0 | 0 | 0 | 2.1584 | 0
3361 | 141 | 21 | 5 | Wednesday | 0 | 0 | 0 | 33.7182 | 17.5343 | 18.3373 | 5.816 | 0 | 0.023 | 14.4 | 0 | 84.0128 | 0 | 0 | 0 | 1.1764 | 0
3362 | 141 | 21 | 5 | Wednesday | 1 | 0 | 0 | 33.7313 | 14.6472 | 16.4006 | 5.816 | 0 | 0.0242 | 11.88 | 0 | 76.6834 | 0 | 0 | 0 | 1.2421 | 0
3363 | 141 | 21 | 5 | Wednesday | 2 | 0.001 | 0 | 33.7683 | 11.7686 | 14.464 | 5.816 | 0 | 0.0254 | 11.88 | 0 | 71.9064 | 0 | 0 | 0 | 1.3072 | 0
3364 | 141 | 21 | 5 | Wednesday | 3 | 0.066 | 0 | 33.7714 | 11.7686 | 14.464 | 5.816 | 0 | 0.0278 | 11.88 | 0 | 71.9118 | 0 | 0 | 0 | 1.4358 | 0
3365 | 141 | 21 | 5 | Wednesday | 4 | 0.101 | 0 | 33.7714 | 13.0128 | 14.464 | 5.816 | 0 | 0.0296 | 11.88 | 0 | 73.1578 | 0 | 0 | 0 | 1.5341 | 0
3366 | 141 | 21 | 5 | Wednesday | 5 | 0.119 | 0 | 33.7714 | 22.6548 | 20.5805 | 5.816 | 0 | 0.031 | 11.88 | 0.2804 | 88.9177 | 0 | 0 | 0 | 1.6139 | 0
3367 | 141 | 21 | 5 | Wednesday | 6 | 0.118 | 0 | 33.7241 | 41.8324 | 35.484 | 29.082 | 0 | 0.1641 | 15.12 | 2.4606 | 126.3245 | 0 | 0 | 0 | 8.4557 | 0
3368 | 141 | 21 | 5 | Wednesday | 7 | 0.006 | 0 | 33.7182 | 51.0532 | 46.6998 | 40.715 | 0 | 0.2722 | 15.12 | 6.7232 | 146.8635 | 0 | 0 | 0 | 13.9457 | 0
3369 | 141 | 21 | 5 | Wednesday | 8 | 0 | 0 | 33.7182 | 56.1822 | 52.1343 | 46.532 | 0 | 0.3686 | 18.72 | 10.507 | 161.1234 | 0 | 0 | 0 | 18.9143 | 0
3370 | 141 | 21 | 5 | Wednesday | 9 | 0 | 0 | 33.7253 | 56.3827 | 52.8606 | 29.082 | 0 | 0.2576 | 18.72 | 14.0613 | 161.9463 | 0 | 0 | 0 | 13.2845 | 0
3371 | 141 | 21 | 5 | Wednesday | 10 | 0 | 3.13 | 33.9195 | 53.4949 | 51.878 | 11.633 | 0 | 0.3039 | 14.4 | 22.6417 | 157.381 | 0 | 0 | 0 | 5.2192 | 0
3372 | 141 | 21 | 5 | Wednesday | 11 | 0 | 13.189 | 33.9225 | 53.0419 | 51.878 | 11.633 | 0 | 0.8439 | 18.36 | 28.6017 | 172.2963 | 0 | 0 | 0 | 4.4471 | 0
3373 | 141 | 21 | 5 | Wednesday | 12 | 0 | 17.741 | 33.9944 | 51.1162 | 51.1854 | 17.449 | 0 | 1.1259 | 18.36 | 34.1336 | 174.911 | 0 | 0 | 0 | 5.1145 | 0
3374 | 141 | 21 | 5 | Wednesday | 13 | 0 | 27.832 | 34.0562 | 51.647 | 51.878 | 17.449 | 0 | 1.6565 | 18.36 | 39.78 | 187.7016 | 0 | 0 | 0 | 3.0115 | 0
3375 | 141 | 21 | 5 | Wednesday | 14 | 0 | 58.244 | 34.1149 | 51.5634 | 51.878 | 5.816 | 0 | 2.1868 | 18.36 | 39.5779 | 193.0564 | 0 | 0 | 0 | 0.1176 | 0
3376 | 141 | 21 | 5 | Wednesday | 15 | 0 | 77.342 | 34.1563 | 52.3792 | 51.878 | 5.816 | 0 | 2.1931 | 18.36 | 38.3584 | 195.9263 | 0 | 0 | 0 | 0 | 0
3377 | 141 | 21 | 5 | Wednesday | 16 | 0 | 84.276 | 34.1774 | 53.4842 | 50.7246 | 23.266 | 0 | 2.2513 | 22.68 | 34.6536 | 201.2052 | 0 | 0 | 0 | 0 | 0
3378 | 141 | 21 | 5 | Wednesday | 17 | 0 | 82.008 | 34.1326 | 46.3107 | 43.0931 | 29.082 | 0 | 2.1751 | 28.8 | 27.2503 | 191.9692 | 0 | 0 | 0 | 0 | 0
3379 | 141 | 21 | 5 | Wednesday | 18 | 0 | 83.141 | 34.2641 | 43.7372 | 51.7393 | 40.715 | 0 | 2.1488 | 30.96 | 17.031 | 200.2417 | 0 | 0 | 0 | 0 | 0
3380 | 141 | 21 | 5 | Wednesday | 19 | 0 | 66.793 | 34.8006 | 47.3546 | 57.1787 | 40.715 | 0 | 2.0867 | 25.2 | 7.3671 | 202.3155 | 0 | 0 | 0 | 0.8544 | 0
3381 | 141 | 21 | 5 | Wednesday | 20 | 0 | 29.19 | 34.0261 | 59.5754 | 60.483 | 29.082 | 0 | 1.573 | 25.2 | 2.9148 | 211.5681 | 0 | 0 | 0 | 2.7559 | 0
3382 | 141 | 21 | 5 | Wednesday | 21 | 0 | 14.734 | 33.7611 | 68.0682 | 55.4564 | 17.449 | 0 | 0.8261 | 25.2 | 0.7294 | 199.33 | 0 | 0 | 0 | 2.4789 | 0
3383 | 141 | 21 | 5 | Wednesday | 22 | 0 | 3.654 | 33.7183 | 49.7368 | 40.0199 | 11.633 | 0 | 0.2258 | 16.2 | 0 | 143.8521 | 0 | 0 | 0 | 1.9855 | 0
3384 | 141 | 21 | 5 | Wednesday | 23 | 0 | 0.177 | 33.7182 | 26.9226 | 24.6242 | 11.633 | 0 | 0.1041 | 16.2 | 0 | 101.7607 | 0 | 0 | 0 | 2.2459 | 0
3385 | 142 | 22 | 5 | Thursday | 0 | 0 | 0 | 33.7182 | 17.5343 | 18.3373 | 5.816 | 0 | 0.0238 | 14.4 | 0 | 84.0136 | 0 | 0 | 0 | 1.2194 | 0
3386 | 142 | 22 | 5 | Thursday | 1 | 0 | 0 | 33.7182 | 14.6472 | 16.4006 | 5.816 | 0 | 0.025 | 11.88 | 0 | 76.6711 | 0 | 0 | 0 | 1.2842 | 0
3387 | 142 | 22 | 5 | Thursday | 2 | 0 | 0 | 33.7182 | 11.7686 | 14.464 | 5.816 | 0 | 0.0262 | 11.88 | 0 | 71.8571 | 0 | 0 | 0 | 1.3482 | 0
3388 | 142 | 22 | 5 | Thursday | 3 | 0 | 0 | 33.7182 | 11.7686 | 14.464 | 5.816 | 0 | 0.0273 | 11.88 | 0 | 71.8582 | 0 | 0 | 0 | 1.4112 | 0
3389 | 142 | 22 | 5 | Thursday | 4 | 0 | 0 | 33.7182 | 13.0128 | 14.464 | 5.816 | 0 | 0.0285 | 11.88 | 0 | 73.1035 | 0 | 0 | 0 | 1.4735 | 0
3390 | 142 | 22 | 5 | Thursday | 5 | 0 | 0 | 33.7182 | 22.5224 | 20.5805 | 5.816 | 0 | 0.0296 | 11.88 | 0.2224 | 88.7307 | 0 | 0 | 0 | 1.535 | 0
3391 | 142 | 22 | 5 | Thursday | 6 | 0 | 0 | 33.7182 | 37.5639 | 35.484 | 29.082 | 0 | 0.1654 | 15.12 | 2.1595 | 122.0516 | 0 | 0 | 0 | 8.5314 | 0
3392 | 142 | 22 | 5 | Thursday | 7 | 0 | 0 | 33.7182 | 48.5087 | 46.6998 | 40.715 | 0 | 0.2767 | 15.12 | 8.9599 | 144.3235 | 0 | 0 | 0 | 14.1918 | 0
3393 | 142 | 22 | 5 | Thursday | 8 | 0 | 0 | 33.7183 | 56.3878 | 52.1343 | 46.532 | 0 | 0.3847 | 18.72 | 21.0016 | 161.3452 | 0 | 0 | 0 | 18.9871 | 0
3394 | 142 | 22 | 5 | Thursday | 9 | 0 | 0.209 | 33.7616 | 55.94 | 52.8606 | 29.082 | 0 | 0.3156 | 18.72 | 33.7562 | 161.8257 | 0 | 0 | 0 | 11.3651 | 0
3395 | 142 | 22 | 5 | Thursday | 10 | 0 | 16.056 | 34.0138 | 53.7534 | 51.878 | 11.633 | 0 | 1.0696 | 14.4 | 44.7023 | 173.1375 | 0 | 0 | 0 | 2.9411 | 0
3396 | 142 | 22 | 5 | Thursday | 11 | 0 | 30.196 | 34.0917 | 53.0246 | 51.878 | 11.633 | 0 | 1.8217 | 18.36 | 52.7777 | 191.2528 | 0 | 0 | 0 | 0.5815 | 0
3397 | 142 | 22 | 5 | Thursday | 12 | 0 | 53.696 | 34.0781 | 50.9478 | 51.1854 | 17.449 | 0 | 2.0117 | 18.36 | 57.2443 | 191.0489 | 0 | 0 | 0 | 0 | 0
3398 | 142 | 22 | 5 | Thursday | 13 | 0 | 81.181 | 34.1465 | 51.3933 | 51.878 | 17.449 | 0 | 2.2541 | 18.36 | 57.1015 | 195.0378 | 0 | 0 | 0 | 0 | 0
3399 | 142 | 22 | 5 | Thursday | 14 | 0 | 86.999 | 34.0641 | 51.498 | 51.878 | 5.816 | 0 | 2.2774 | 18.36 | 52.0435 | 195.8824 | 0 | 0 | 0 | 0 | 0
3400 | 142 | 22 | 5 | Thursday | 15 | 0 | 90.983 | 34.1655 | 52.2348 | 51.878 | 5.816 | 0 | 2.2714 | 18.36 | 42.8182 | 197.3447 | 0 | 0 | 0 | 0 | 0
3401 | 142 | 22 | 5 | Thursday | 16 | 0 | 92.637 | 34.4286 | 52.9908 | 50.7246 | 23.266 | 0 | 2.2605 | 22.68 | 32.5146 | 201.7005 | 0 | 0 | 0 | 0 | 0
3402 | 142 | 22 | 5 | Thursday | 17 | 0 | 67.795 | 34.3621 | 45.7158 | 43.0931 | 29.082 | 0 | 1.9671 | 28.8 | 24.201 | 189.6842 | 0 | 0 | 0 | 0 | 0
3403 | 142 | 22 | 5 | Thursday | 18 | 0 | 57.078 | 34.3607 | 42.8621 | 51.7393 | 40.715 | 0 | 1.8582 | 30.96 | 16.35 | 196.3378 | 0 | 0 | 0 | 0 | 0
3404 | 142 | 22 | 5 | Thursday | 19 | 0 | 70.299 | 35.5206 | 45.874 | 57.1787 | 40.715 | 0 | 1.9705 | 25.2 | 8.7871 | 201.4209 | 0 | 0 | 0 | 0 | 0
3405 | 142 | 22 | 5 | Thursday | 20 | 0 | 50.392 | 34.8942 | 57.7925 | 60.483 | 29.082 | 0 | 1.7962 | 25.2 | 3.9549 | 214.6034 | 0 | 0 | 0 | 0 | 0
3406 | 142 | 22 | 5 | Thursday | 21 | 0 | 22.78 | 33.8698 | 68.1518 | 55.4564 | 17.449 | 0 | 1.2447 | 25.2 | 0.8917 | 209.4134 | 0 | 0 | 0 | 0 | 0
3407 | 142 | 22 | 5 | Thursday | 22 | 0 | 7.994 | 33.7209 | 49.7368 | 40.0199 | 11.633 | 0 | 0.4176 | 16.2 | 0 | 148.8271 | 0 | 0 | 0 | 0 | 0
3408 | 142 | 22 | 5 | Thursday | 23 | 0 | 0.96 | 33.7182 | 26.9226 | 24.6242 | 11.633 | 0 | 0.052 | 16.2 | 0 | 102.5552 | 0 | 0 | 0 | 0 | 0
3409 | 143 | 23 | 5 | Friday | 0 | 0 | 0.002 | 33.7182 | 17.5343 | 18.3373 | 5.816 | 0 | 0.0018 | 14.4 | 0 | 83.9939 | 0 | 0 | 0 | 0 | 0
3410 | 143 | 23 | 5 | Friday | 1 | 0 | 0 | 33.7182 | 14.6472 | 16.4006 | 5.816 | 0 | 0.0019 | 11.88 | 0 | 76.648 | 0 | 0 | 0 | 0 | 0
3411 | 143 | 23 | 5 | Friday | 2 | 0 | 0 | 33.7182 | 11.7686 | 14.464 | 5.816 | 0 | 0.0019 | 11.88 | 0 | 71.8327 | 0 | 0 | 0 | 0 | 0
3412 | 143 | 23 | 5 | Friday | 3 | 0 | 0 | 33.7182 | 11.7686 | 14.464 | 5.816 | 0 | 0.0017 | 11.88 | 0 | 71.8326 | 0 | 0 | 0 | 0 | 0
3413 | 143 | 23 | 5 | Friday | 4 | 0 | 0 | 33.7182 | 13.0128 | 14.464 | 5.816 | 0 | 0.002 | 11.88 | 0 | 73.077 | 0 | 0 | 0 | 0 | 0
3414 | 143 | 23 | 5 | Friday | 5 | 0 | 0 | 33.7182 | 22.5674 | 20.5805 | 5.816 | 0 | 0.0017 | 11.88 | 0.2289 | 88.7478 | 0 | 0 | 0 | 0 | 0
3415 | 143 | 23 | 5 | Friday | 6 | 0 | 0 | 33.7182 | 39.3002 | 35.484 | 29.082 | 0 | 0.0099 | 15.12 | 2.1822 | 123.6323 | 0 | 0 | 0 | 0 | 0
3416 | 143 | 23 | 5 | Friday | 7 | 0 | 0 | 33.7182 | 50.7204 | 46.6998 | 40.715 | 0 | 0.1385 | 15.12 | 8.2943 | 146.3969 | 0 | 0 | 0 | 0.6873 | 0
3417 | 143 | 23 | 5 | Friday | 8 | 0.403 | 0 | 33.7258 | 56.3307 | 52.1343 | 46.532 | 0 | 0.1221 | 18.72 | 18.9965 | 161.033 | 0 | 0 | 0 | 5.3607 | 0
3418 | 143 | 23 | 5 | Friday | 9 | 0 | 1.524 | 33.8384 | 56.0855 | 52.8606 | 29.082 | 0 | 0.2211 | 18.72 | 31.1679 | 163.4158 | 0 | 0 | 0 | 4.4866 | 0
3419 | 143 | 23 | 5 | Friday | 10 | 0 | 20.775 | 33.9659 | 53.6073 | 51.878 | 11.633 | 0 | 1.3475 | 14.4 | 41.5423 | 178.3753 | 0 | 0 | 0 | 0.8392 | 0
3420 | 143 | 23 | 5 | Friday | 11 | 0 | 41.597 | 34.0728 | 52.7512 | 51.878 | 11.633 | 0 | 1.8521 | 18.36 | 48.3639 | 192.1732 | 0 | 0 | 0 | 0 | 0
3421 | 143 | 23 | 5 | Friday | 12 | 0 | 92.466 | 34.1742 | 51.2654 | 51.1854 | 17.449 | 0 | 2.3512 | 18.36 | 53.3912 | 195.7613 | 0 | 0 | 0 | 0 | 0
3422 | 143 | 23 | 5 | Friday | 13 | 0 | 104.474 | 34.2866 | 52.119 | 51.878 | 17.449 | 0 | 2.4678 | 18.36 | 56.1276 | 199.2595 | 0 | 0 | 0 | 0 | 0
3423 | 143 | 23 | 5 | Friday | 14 | 0 | 101.959 | 34.654 | 51.5958 | 51.878 | 5.816 | 0 | 2.401 | 18.36 | 51.8165 | 198.953 | 0 | 0 | 0 | 0 | 0
3424 | 143 | 23 | 5 | Friday | 15 | 0 | 105.028 | 35.2185 | 52.4601 | 51.878 | 5.816 | 0 | 2.341 | 18.36 | 41.9083 | 201.0782 | 0 | 0 | 0 | 0 | 0
3425 | 143 | 23 | 5 | Friday | 16 | 0 | 110.158 | 35.499 | 53.4731 | 50.7246 | 23.266 | 0 | 2.3302 | 22.68 | 33.661 | 206.136 | 0 | 0 | 0 | 0 | 0
3426 | 143 | 23 | 5 | Friday | 17 | 0 | 108.988 | 35.425 | 46.3801 | 43.0931 | 29.082 | 0 | 2.3278 | 28.8 | 26.1965 | 196.9032 | 0 | 0 | 0 | 0 | 0
3427 | 143 | 23 | 5 | Friday | 18 | 0 | 136.427 | 34.9553 | 44.3654 | 51.7393 | 40.715 | 0 | 2.4912 | 30.96 | 15.7116 | 207.9794 | 0 | 0 | 0 | 0 | 0
3428 | 143 | 23 | 5 | Friday | 19 | 0 | 93.837 | 34.5072 | 49.2286 | 57.1787 | 40.715 | 0 | 2.0397 | 25.2 | 6.8984 | 206.1251 | 0 | 0 | 0 | 0 | 0
3429 | 143 | 23 | 5 | Friday | 20 | 0 | 54.028 | 34.0907 | 61.4887 | 60.483 | 29.082 | 0 | 1.786 | 25.2 | 2.7598 | 217.2485 | 0 | 0 | 0 | 0 | 0
3430 | 143 | 23 | 5 | Friday | 21 | 0 | 23.278 | 33.8519 | 68.3642 | 55.4564 | 17.449 | 0 | 1.2298 | 25.2 | 0.7011 | 209.0905 | 0 | 0 | 0 | 0 | 0
3431 | 143 | 23 | 5 | Friday | 22 | 0 | 6.158 | 33.72 | 49.7368 | 40.0199 | 11.633 | 0 | 0.3199 | 16.2 | 0 | 146.6563 | 0 | 0 | 0 | 0 | 0
3432 | 143 | 23 | 5 | Friday | 23 | 0 | 0.449 | 33.7182 | 26.9226 | 24.6242 | 11.633 | 0 | 0.0261 | 16.2 | 0 | 101.9771 | 0 | 0 | 0 | 0 | 0
3433 | 144 | 24 | 5 | Saturday | 0 | 0 | 0.011 | 33.7182 | 18.3332 | 19.1419 | 5.816 | 0 | 0.0532 | 15.84 | 0 | 87.0988 | 0 | 0 | 0 | 0 | 0
3434 | 144 | 24 | 5 | Saturday | 1 | 0 | 0 | 33.7182 | 17.5283 | 18.3373 | 5.816 | 0 | 0.0019 | 12.6 | 0 | 82.1857 | 0 | 0 | 0 | 0 | 0
3435 | 144 | 24 | 5 | Saturday | 2 | 0 | 0 | 33.7182 | 11.771 | 14.464 | 5.816 | 0 | 0.0016 | 12.6 | 0 | 72.5549 | 0 | 0 | 0 | 0 | 0
3436 | 144 | 24 | 5 | Saturday | 3 | 0 | 0 | 33.7182 | 11.771 | 14.464 | 5.816 | 0 | 0.0017 | 12.6 | 0 | 72.555 | 0 | 0 | 0 | 0 | 0
3437 | 144 | 24 | 5 | Saturday | 4 | 0 | 0 | 33.7182 | 11.771 | 14.464 | 5.816 | 0 | 0.0017 | 12.6 | 0 | 72.555 | 0 | 0 | 0 | 0 | 0
3438 | 144 | 24 | 5 | Saturday | 5 | 0 | 0 | 33.7182 | 12.9877 | 14.464 | 5.816 | 0 | 0.0018 | 12.6 | 0.2218 | 73.7718 | 0 | 0 | 0 | 0 | 0
3439 | 144 | 24 | 5 | Saturday | 6 | 0 | 0 | 33.7182 | 26.9817 | 24.9086 | 29.082 | 0 | 0.0099 | 14.4 | 2.098 | 100.0184 | 0 | 0 | 0 | 0 | 0
3440 | 144 | 24 | 5 | Saturday | 7 | 0 | 0 | 33.7182 | 25.9714 | 26.405 | 40.715 | 0 | 0.0947 | 11.52 | 7.3948 | 97.7093 | 0 | 0 | 0 | 0.0147 | 0
3441 | 144 | 24 | 5 | Saturday | 8 | 0 | 0 | 33.7182 | 33.0364 | 37.4339 | 46.532 | 0 | 0.0822 | 16.2 | 16.3053 | 120.4707 | 0 | 0 | 0 | 3.2092 | 0
3442 | 144 | 24 | 5 | Saturday | 9 | 0.528 | 0 | 33.7371 | 31.649 | 37.9057 | 29.082 | 0 | 0.1135 | 16.2 | 26.9891 | 119.6053 | 0 | 0 | 0 | 4.5961 | 0
3443 | 144 | 24 | 5 | Saturday | 10 | 0 | 2.755 | 33.904 | 29.7201 | 37.2508 | 11.633 | 0 | 0.2468 | 15.12 | 37.2949 | 119.2216 | 0 | 0 | 0 | 1.28 | 0
3444 | 144 | 24 | 5 | Saturday | 11 | 0 | 13.505 | 33.9679 | 27.571 | 35.3135 | 11.633 | 0 | 0.9547 | 21.6 | 47.7448 | 134.0867 | 0 | 0 | 0 | 0.0944 | 0
3445 | 144 | 24 | 5 | Saturday | 12 | 0 | 19.427 | 34.0281 | 24.8074 | 34.2247 | 17.449 | 0 | 1.211 | 23.4 | 54.7283 | 139.2444 | 0 | 0 | 0 | 0 | 0
3446 | 144 | 24 | 5 | Saturday | 13 | 0 | 25.792 | 34.0644 | 24.0268 | 33.0722 | 17.449 | 0 | 1.5723 | 23.4 | 57.2252 | 145.0246 | 0 | 0 | 0 | 0 | 0
3447 | 144 | 24 | 5 | Saturday | 14 | 0 | 32.024 | 34.0538 | 22.6709 | 33.0722 | 5.816 | 0 | 1.7506 | 23.4 | 55.5666 | 147.8918 | 0 | 0 | 0 | 0 | 0
3448 | 144 | 24 | 5 | Saturday | 15 | 0 | 54.576 | 34.0467 | 23.5066 | 33.0722 | 5.816 | 0 | 1.9181 | 23.4 | 49.7783 | 150.4366 | 0 | 0 | 0 | 0 | 0
3449 | 144 | 24 | 5 | Saturday | 16 | 0 | 68.323 | 34.2321 | 24.468 | 33.0722 | 23.266 | 0 | 1.9926 | 23.4 | 40.6908 | 152.6404 | 0 | 0 | 0 | 0 | 0
3450 | 144 | 24 | 5 | Saturday | 17 | 0 | 56.167 | 34.077 | 22.5677 | 32.9581 | 29.082 | 0 | 1.8581 | 27 | 29.5071 | 153.0347 | 0 | 0 | 0 | 0 | 0
3451 | 144 | 24 | 5 | Saturday | 18 | 0 | 45.083 | 34.0282 | 34.8517 | 46.5147 | 40.715 | 0 | 1.7665 | 28.8 | 17.5914 | 180.1499 | 0 | 0 | 0 | 0 | 0
3452 | 144 | 24 | 5 | Saturday | 19 | 0 | 38.345 | 34.0207 | 43.0988 | 50.3878 | 40.715 | 0 | 1.721 | 28.8 | 7.6685 | 192.0604 | 0 | 0 | 0 | 0 | 0
3453 | 144 | 24 | 5 | Saturday | 20 | 0 | 26.009 | 33.934 | 50.5785 | 50.3878 | 29.082 | 0 | 1.431 | 27 | 3.0116 | 192.3053 | 0 | 0 | 0 | 0 | 0
3454 | 144 | 24 | 5 | Saturday | 21 | 0 | 17.863 | 33.804 | 60.1313 | 50.3878 | 17.449 | 0 | 0.9535 | 27 | 0.7852 | 191.6921 | 0 | 0 | 0 | 0 | 0
3455 | 144 | 24 | 5 | Saturday | 22 | 0 | 5.934 | 33.7195 | 49.2003 | 40.077 | 11.633 | 0 | 0.3078 | 19.8 | 0 | 149.5224 | 0 | 0 | 0 | 0 | 0
3456 | 144 | 24 | 5 | Saturday | 23 | 0 | 0.801 | 33.7182 | 28.1779 | 24.6242 | 11.633 | 0 | 0.0439 | 19.8 | 0 | 107.2307 | 0 | 0 | 0 | 0 | 0
3457 | 145 | 25 | 5 | Sunday | 0 | 0 | 0.01 | 33.7182 | 24.1043 | 23.0149 | 5.816 | 0 | 0.0021 | 19.8 | 0 | 100.6503 | 0 | 0 | 0 | 0 | 0
3458 | 145 | 25 | 5 | Sunday | 1 | 0 | 0 | 33.7182 | 23.3102 | 22.2101 | 5.816 | 0 | 0.0017 | 19.8 | 0 | 99.0404 | 0 | 0 | 0 | 0 | 0
3459 | 145 | 25 | 5 | Sunday | 2 | 0 | 0 | 33.7182 | 17.5379 | 18.3373 | 5.816 | 0 | 0.0016 | 15.48 | 0 | 85.075 | 0 | 0 | 0 | 0 | 0
3460 | 145 | 25 | 5 | Sunday | 3 | 0 | 0 | 33.7182 | 17.5379 | 18.3373 | 5.816 | 0 | 0.0016 | 15.48 | 0 | 85.075 | 0 | 0 | 0 | 0 | 0
3461 | 145 | 25 | 5 | Sunday | 4 | 0 | 0 | 33.7182 | 17.5379 | 18.3373 | 5.816 | 0 | 0.0017 | 15.48 | 0 | 85.0751 | 0 | 0 | 0 | 0 | 0
3462 | 145 | 25 | 5 | Sunday | 5 | 0 | 0 | 33.7182 | 18.6009 | 18.3373 | 5.816 | 0 | 0.0017 | 15.48 | 0.2485 | 86.138 | 0 | 0 | 0 | 0 | 0
3463 | 145 | 25 | 5 | Sunday | 6 | 0 | 0 | 33.7182 | 21.7562 | 24.6242 | 29.082 | 0 | 0.0099 | 18.72 | 2.4005 | 98.8286 | 0 | 0 | 0 | 0 | 0
3464 | 145 | 25 | 5 | Sunday | 7 | 0 | 0 | 33.7182 | 23.2324 | 29.9942 | 40.715 | 0 | 0.1105 | 18.72 | 9.7039 | 105.7753 | 0 | 0 | 0 | 0.014 | 0
3465 | 145 | 25 | 5 | Sunday | 8 | 0 | 0 | 33.7182 | 24.0824 | 33.2132 | 46.532 | 0 | 0.0835 | 23.4 | 22.4436 | 114.4972 | 0 | 0 | 0 | 3.2124 | 0
3466 | 145 | 25 | 5 | Sunday | 9 | 0.57 | 0 | 33.7241 | 20.0514 | 29.3396 | 29.082 | 0 | 0.1395 | 23.4 | 35.787 | 106.6546 | 0 | 0 | 0 | 3.8891 | 0
3467 | 145 | 25 | 5 | Sunday | 10 | 0 | 0 | 33.7365 | 20.4501 | 32.5586 | 11.633 | 0 | 0.2384 | 19.08 | 47.2472 | 106.0637 | 0 | 0 | 0 | 0.3326 | 0
3468 | 145 | 25 | 5 | Sunday | 11 | 0 | 4.964 | 34.0144 | 19.4341 | 32.5586 | 11.633 | 0 | 0.4292 | 21.6 | 55.5281 | 113.5512 | 0 | 0 | 0 | 0 | 0
3469 | 145 | 25 | 5 | Sunday | 12 | 0 | 14.581 | 33.9557 | 19.1521 | 33.0367 | 17.449 | 0 | 0.959 | 19.08 | 60.0028 | 122.6586 | 0 | 0 | 0 | 0 | 0
3470 | 145 | 25 | 5 | Sunday | 13 | 0 | 16.556 | 34.0197 | 16.4653 | 29.1634 | 17.449 | 0 | 1.0559 | 18.36 | 60.9155 | 117.925 | 0 | 0 | 0 | 0 | 0
3471 | 145 | 25 | 5 | Sunday | 14 | 0 | 23.989 | 34.045 | 16.5783 | 29.1634 | 5.816 | 0 | 1.4223 | 18 | 58.3384 | 126.0593 | 0 | 0 | 0 | 0 | 0
3472 | 145 | 25 | 5 | Sunday | 15 | 0 | 33.287 | 34.0676 | 17.2538 | 29.1634 | 5.816 | 0 | 1.687 | 15.84 | 52.3142 | 131.5191 | 0 | 0 | 0 | 0 | 0
3473 | 145 | 25 | 5 | Sunday | 16 | 0 | 19.984 | 34.0424 | 17.1945 | 27.5539 | 23.266 | 0 | 1.1205 | 23.04 | 43.4001 | 125.9384 | 0 | 0 | 0 | 0 | 0
3474 | 145 | 25 | 5 | Sunday | 17 | 0 | 14.863 | 34.0036 | 16.7346 | 26.399 | 29.082 | 0 | 0.8073 | 22.32 | 31.8389 | 117.1966 | 0 | 0 | 0 | 0 | 0
3475 | 145 | 25 | 5 | Sunday | 18 | 0 | 16.724 | 33.9935 | 26.9526 | 38.0184 | 40.715 | 0 | 0.9198 | 23.4 | 18.8298 | 142.3359 | 0 | 0 | 0 | 0 | 0
3476 | 145 | 25 | 5 | Sunday | 19 | 0 | 16.002 | 33.9836 | 35.8627 | 45.7644 | 40.715 | 0 | 0.876 | 22.68 | 7.8582 | 157.2428 | 0 | 0 | 0 | 0 | 0
3477 | 145 | 25 | 5 | Sunday | 20 | 0 | 12.77 | 33.9455 | 45.3244 | 49.6381 | 29.082 | 0 | 0.6819 | 22.68 | 3.0371 | 166.3414 | 0 | 0 | 0 | 0 | 0
3478 | 145 | 25 | 5 | Sunday | 21 | 0 | 4.937 | 33.7925 | 46.9737 | 41.8913 | 17.449 | 0 | 0.2574 | 22.68 | 0.7958 | 150.9337 | 0 | 0 | 0 | 0 | 0
3479 | 145 | 25 | 5 | Sunday | 22 | 0 | 1.81 | 33.7182 | 40.3665 | 35.5897 | 11.633 | 0 | 0.095 | 14.4 | 0 | 126.1271 | 0 | 0 | 0 | 0 | 0
3480 | 145 | 25 | 5 | Sunday | 23 | 0 | 0.1 | 33.7182 | 25.6748 | 24.6242 | 11.633 | 0 | 0.0594 | 14.4 | 0 | 98.585 | 0 | 0 | 0 | 0 | 0
3481 | 146 | 26 | 5 | Monday | 0 | 0 | 0 | 33.7182 | 17.5343 | 18.3373 | 5.816 | 0 | 0.0017 | 14.4 | 0 | 83.9915 | 0 | 0 | 0 | 0 | 0
3482 | 146 | 26 | 5 | Monday | 1 | 0 | 0 | 33.7182 | 14.6472 | 16.4006 | 5.816 | 0 | 0.0017 | 11.88 | 0 | 76.6478 | 0 | 0 | 0 | 0 | 0
3483 | 146 | 26 | 5 | Monday | 2 | 0 | 0 | 33.7182 | 11.7686 | 14.464 | 5.816 | 0 | 0.0018 | 11.88 | 0 | 71.8327 | 0 | 0 | 0 | 0 | 0
3484 | 146 | 26 | 5 | Monday | 3 | 0 | 0 | 33.7182 | 11.7686 | 14.464 | 5.816 | 0 | 0.0017 | 11.88 | 0 | 71.8326 | 0 | 0 | 0 | 0 | 0
3485 | 146 | 26 | 5 | Monday | 4 | 0 | 0 | 33.7182 | 13.0128 | 14.464 | 5.816 | 0 | 0.0017 | 11.88 | 0 | 73.0768 | 0 | 0 | 0 | 0 | 0
3486 | 146 | 26 | 5 | Monday | 5 | 0 | 0 | 33.7182 | 22.5712 | 20.5805 | 5.816 | 0 | 0.0018 | 11.88 | 0.2494 | 88.7518 | 0 | 0 | 0 | 0 | 0
3487 | 146 | 26 | 5 | Monday | 6 | 0 | 0 | 33.7182 | 39.1337 | 35.484 | 29.082 | 0 | 0.0099 | 15.12 | 2.3934 | 123.4658 | 0 | 0 | 0 | 0 | 0
3488 | 146 | 26 | 5 | Monday | 7 | 0 | 0 | 33.7182 | 48.4319 | 46.6998 | 40.715 | 0 | 0.018 | 15.12 | 9.3743 | 143.9879 | 0 | 0 | 0 | 0 | 0
3489 | 146 | 26 | 5 | Monday | 8 | 0 | 0 | 33.7191 | 54.9917 | 52.1343 | 46.532 | 0 | 0.1223 | 18.72 | 21.3647 | 159.6875 | 0 | 0 | 0 | 0.6505 | 0
3490 | 146 | 26 | 5 | Monday | 9 | 0 | 0.14 | 33.7406 | 55.4083 | 52.8606 | 29.082 | 0 | 0.0966 | 18.72 | 34.1214 | 160.978 | 0 | 0 | 0 | 1.9169 | 0
3491 | 146 | 26 | 5 | Monday | 10 | 0 | 6.358 | 33.9434 | 53.2063 | 51.878 | 11.633 | 0 | 0.5805 | 14.4 | 45.4188 | 160.8844 | 0 | 0 | 0 | 0.1073 | 0
3492 | 146 | 26 | 5 | Monday | 11 | 0 | 18.095 | 34.0003 | 52.5593 | 51.878 | 11.633 | 0 | 1.1214 | 18.36 | 53.5965 | 177.8527 | 0 | 0 | 0 | 0 | 0
3493 | 146 | 26 | 5 | Monday | 12 | 0 | 27.421 | 34.063 | 50.7094 | 51.1854 | 17.449 | 0 | 1.6684 | 18.36 | 58.4839 | 186.4206 | 0 | 0 | 0 | 0 | 0
3494 | 146 | 26 | 5 | Monday | 13 | 0 | 29.12 | 34.0741 | 51.4233 | 51.878 | 17.449 | 0 | 1.7511 | 18.36 | 59.9016 | 189.8685 | 0 | 0 | 0 | 0 | 0
3495 | 146 | 26 | 5 | Monday | 14 | 0 | 33.723 | 34.0584 | 51.5401 | 51.878 | 5.816 | 0 | 1.7972 | 18.36 | 57.5729 | 191.5681 | 0 | 0 | 0 | 0 | 0
3496 | 146 | 26 | 5 | Monday | 15 | 0 | 52.739 | 34.0838 | 52.3891 | 51.878 | 5.816 | 0 | 1.8652 | 18.36 | 51.8297 | 193.1096 | 0 | 0 | 0 | 0 | 0
3497 | 146 | 26 | 5 | Monday | 16 | 0 | 56.696 | 34.1175 | 53.5109 | 50.7246 | 23.266 | 0 | 1.8879 | 22.68 | 43.0824 | 197.4519 | 0 | 0 | 0 | 0 | 0
3498 | 146 | 26 | 5 | Monday | 17 | 0 | 45.814 | 34.0309 | 46.3531 | 43.0931 | 29.082 | 0 | 1.7733 | 28.8 | 31.6813 | 188.2392 | 0 | 0 | 0 | 0 | 0
3499 | 146 | 26 | 5 | Monday | 18 | 0 | 37.746 | 34.0447 | 43.8192 | 51.7393 | 40.715 | 0 | 1.7176 | 30.96 | 18.8674 | 196.2058 | 0 | 0 | 0 | 0 | 0
3500 | 146 | 26 | 5 | Monday | 19 | 0 | 27.505 | 34.0125 | 47.1319 | 57.1787 | 40.715 | 0 | 1.5338 | 25.2 | 7.941 | 195.9987 | 0 | 0 | 0 | 0 | 0
3501 | 146 | 26 | 5 | Monday | 20 | 0 | 23.059 | 33.9625 | 57.895 | 60.483 | 29.082 | 0 | 1.2582 | 25.2 | 3.0512 | 204.1977 | 0 | 0 | 0 | 0 | 0
3502 | 146 | 26 | 5 | Monday | 21 | 0 | 13.113 | 33.8383 | 67.3164 | 55.4564 | 17.449 | 0 | 0.6909 | 25.2 | 0.8198 | 196.6844 | 0 | 0 | 0 | 0 | 0
3503 | 146 | 26 | 5 | Monday | 22 | 0 | 3.844 | 33.7266 | 49.7368 | 40.0199 | 11.633 | 0 | 0.1995 | 16.2 | 0 | 144.0398 | 0 | 0 | 0 | 0 | 0
3504 | 146 | 26 | 5 | Monday | 23 | 0 | 0.272 | 33.7182 | 26.9226 | 24.6242 | 11.633 | 0 | 0.0172 | 16.2 | 0 | 101.7759 | 0 | 0 | 0 | 0 | 0
3505 | 147 | 27 | 5 | Tuesday | 0 | 0 | 0 | 33.7182 | 17.5343 | 18.3373 | 5.816 | 0 | 0.0017 | 14.4 | 0 | 83.9919 | 0 | 0 | 0 | 0 | 0
3506 | 147 | 27 | 5 | Tuesday | 1 | 0 | 0 | 33.7182 | 14.6472 | 16.4006 | 5.816 | 0 | 0.0017 | 11.88 | 0 | 76.6478 | 0 | 0 | 0 | 0 | 0
3507 | 147 | 27 | 5 | Tuesday | 2 | 0 | 0 | 33.7182 | 11.7686 | 14.464 | 5.816 | 0 | 0.0017 | 11.88 | 0 | 71.8326 | 0 | 0 | 0 | 0 | 0
3508 | 147 | 27 | 5 | Tuesday | 3 | 0 | 0 | 33.7182 | 11.7686 | 14.464 | 5.816 | 0 | 0.0017 | 11.88 | 0 | 71.8326 | 0 | 0 | 0 | 0 | 0
3509 | 147 | 27 | 5 | Tuesday | 4 | 0 | 0 | 33.7182 | 13.0128 | 14.464 | 5.816 | 0 | 0.0018 | 11.88 | 0 | 73.0769 | 0 | 0 | 0 | 0 | 0
3510 | 147 | 27 | 5 | Tuesday | 5 | 0 | 0 | 33.7182 | 22.4844 | 20.5805 | 5.816 | 0 | 0.0017 | 11.88 | 0.2494 | 88.6649 | 0 | 0 | 0 | 0 | 0
3511 | 147 | 27 | 5 | Tuesday | 6 | 0 | 0 | 33.7182 | 37.1461 | 35.484 | 29.082 | 0 | 0.01 | 15.12 | 2.4255 | 121.4782 | 0 | 0 | 0 | 0 | 0
3512 | 147 | 27 | 5 | Tuesday | 7 | 0 | 0 | 33.7182 | 47.0831 | 46.6998 | 40.715 | 0 | 0.0181 | 15.12 | 9.601 | 142.6393 | 0 | 0 | 0 | 0 | 0
3513 | 147 | 27 | 5 | Tuesday | 8 | 0 | 0 | 33.7297 | 55.0438 | 52.1343 | 46.532 | 0 | 0.1217 | 18.72 | 21.5459 | 159.7496 | 0 | 0 | 0 | 0.6334 | 0
3514 | 147 | 27 | 5 | Tuesday | 9 | 0 | 0.157 | 33.7483 | 55.5787 | 52.8606 | 29.082 | 0 | 0.0959 | 18.72 | 33.7975 | 161.173 | 0 | 0 | 0 | 1.9334 | 0
3515 | 147 | 27 | 5 | Tuesday | 10 | 0 | 8.729 | 33.9446 | 53.6582 | 51.878 | 11.633 | 0 | 0.686 | 14.4 | 44.8439 | 164.0795 | 0 | 0 | 0 | 0.1274 | 0
3516 | 147 | 27 | 5 | Tuesday | 11 | 0 | 20.165 | 34.0302 | 52.9905 | 51.878 | 11.633 | 0 | 1.2408 | 18.36 | 53.2122 | 180.8913 | 0 | 0 | 0 | 0 | 0
3517 | 147 | 27 | 5 | Tuesday | 12 | 0 | 30.665 | 34.0504 | 50.7857 | 51.1854 | 17.449 | 0 | 1.7721 | 18.36 | 58.2523 | 188.557 | 0 | 0 | 0 | 0 | 0
3518 | 147 | 27 | 5 | Tuesday | 13 | 0 | 38.346 | 34.0445 | 51.4629 | 51.878 | 17.449 | 0 | 1.8666 | 18.36 | 59.7018 | 191.6346 | 0 | 0 | 0 | 0 | 0
3519 | 147 | 27 | 5 | Tuesday | 14 | 0 | 47.941 | 33.9976 | 51.5419 | 51.878 | 5.816 | 0 | 1.8948 | 18.36 | 57.4513 | 191.8612 | 0 | 0 | 0 | 0 | 0
3520 | 147 | 27 | 5 | Tuesday | 15 | 0 | 57.558 | 33.9992 | 52.3696 | 51.878 | 5.816 | 0 | 1.9009 | 18.36 | 51.1787 | 193.0659 | 0 | 0 | 0 | 0 | 0
3521 | 147 | 27 | 5 | Tuesday | 16 | 0 | 55.949 | 34.0715 | 53.3538 | 50.7246 | 23.266 | 0 | 1.872 | 22.68 | 40.7485 | 197.2668 | 0 | 0 | 0 | 0 | 0
3522 | 147 | 27 | 5 | Tuesday | 17 | 0 | 54.292 | 34.0757 | 45.9515 | 43.0931 | 29.082 | 0 | 1.8475 | 28.8 | 28.8248 | 188.3846 | 0 | 0 | 0 | 0 | 0
3523 | 147 | 27 | 5 | Tuesday | 18 | 0 | 56.001 | 34.9543 | 42.8603 | 51.7393 | 40.715 | 0 | 1.8573 | 30.96 | 18.1025 | 196.9426 | 0 | 0 | 0 | 0 | 0
3524 | 147 | 27 | 5 | Tuesday | 19 | 0 | 34.075 | 34.6359 | 45.5951 | 57.1787 | 40.715 | 0 | 1.6981 | 25.2 | 9.234 | 198.3183 | 0 | 0 | 0 | 0 | 0
3525 | 147 | 27 | 5 | Tuesday | 20 | 0 | 29.251 | 34.1648 | 55.2028 | 60.483 | 29.082 | 0 | 1.6117 | 25.2 | 4.2388 | 209.204 | 0 | 0 | 0 | 0 | 0
3526 | 147 | 27 | 5 | Tuesday | 21 | 0 | 20.83 | 33.842 | 66.9812 | 55.4564 | 17.449 | 0 | 1.1292 | 25.2 | 1.0771 | 205.7307 | 0 | 0 | 0 | 0 | 0
3527 | 147 | 27 | 5 | Tuesday | 22 | 0 | 7.285 | 33.7212 | 49.7368 | 40.0199 | 11.633 | 0 | 0.3801 | 16.2 | 0 | 147.9871 | 0 | 0 | 0 | 0 | 0
3528 | 147 | 27 | 5 | Tuesday | 23 | 0 | 0.423 | 33.7182 | 26.9226 | 24.6242 | 11.633 | 0 | 0.0247 | 16.2 | 0 | 101.9468 | 0 | 0 | 0 | 0 | 0
3529 | 148 | 28 | 5 | Wednesday | 0 | 0 | 0.002 | 33.7182 | 17.5343 | 18.3373 | 5.816 | 0 | 0.002 | 14.4 | 0 | 83.9936 | 0 | 0 | 0 | 0 | 0
3530 | 148 | 28 | 5 | Wednesday | 1 | 0 | 0 | 33.7182 | 14.6472 | 16.4006 | 5.816 | 0 | 0.0017 | 11.88 | 0 | 76.6478 | 0 | 0 | 0 | 0 | 0
3531 | 148 | 28 | 5 | Wednesday | 2 | 0 | 0 | 33.7182 | 11.7686 | 14.464 | 5.816 | 0 | 0.0017 | 11.88 | 0 | 71.8326 | 0 | 0 | 0 | 0 | 0
3532 | 148 | 28 | 5 | Wednesday | 3 | 0 | 0 | 33.7182 | 11.7686 | 14.464 | 5.816 | 0 | 0.0017 | 11.88 | 0 | 71.8326 | 0 | 0 | 0 | 0 | 0
3533 | 148 | 28 | 5 | Wednesday | 4 | 0 | 0 | 33.7182 | 13.0128 | 14.464 | 5.816 | 0 | 0.0017 | 11.88 | 0 | 73.0768 | 0 | 0 | 0 | 0 | 0
3534 | 148 | 28 | 5 | Wednesday | 5 | 0 | 0 | 33.7182 | 22.661 | 20.5805 | 5.816 | 0 | 0.0017 | 11.88 | 0.2123 | 88.8415 | 0 | 0 | 0 | 0 | 0
3535 | 148 | 28 | 5 | Wednesday | 6 | 0 | 0 | 33.7182 | 42.4592 | 35.484 | 29.082 | 0 | 0.01 | 15.12 | 1.8574 | 126.7914 | 0 | 0 | 0 | 0 | 0
3536 | 148 | 28 | 5 | Wednesday | 7 | 0 | 0 | 33.7182 | 52.4803 | 46.6998 | 40.715 | 0 | 0.018 | 15.12 | 5.6955 | 148.0364 | 0 | 0 | 0 | 0 | 0
3537 | 148 | 28 | 5 | Wednesday | 8 | 0 | 0 | 33.7336 | 57.2772 | 52.1343 | 46.532 | 0 | 0.1072 | 18.72 | 12.6403 | 161.9723 | 0 | 0 | 0 | 0.7141 | 0
3538 | 148 | 28 | 5 | Wednesday | 9 | 0 | 0.244 | 33.7583 | 56.6351 | 52.8606 | 29.082 | 0 | 0.0731 | 18.72 | 21.8506 | 162.3105 | 0 | 0 | 0 | 2.5827 | 0
3539 | 148 | 28 | 5 | Wednesday | 10 | 0 | 3.609 | 33.945 | 53.6305 | 51.878 | 11.633 | 0 | 0.2614 | 14.4 | 33.2012 | 158.0177 | 0 | 0 | 0 | 1.1101 | 0
3540 | 148 | 28 | 5 | Wednesday | 11 | 0 | 14.878 | 33.9395 | 52.2777 | 51.878 | 11.633 | 0 | 1.0241 | 18.36 | 44.2528 | 173.5705 | 0 | 0 | 0 | 0.1543 | 0
3541 | 148 | 28 | 5 | Wednesday | 12 | 0 | 22.088 | 34.0321 | 50.3686 | 51.1854 | 17.449 | 0 | 1.3361 | 18.36 | 51.7482 | 179.3661 | 0 | 0 | 0 | 0 | 0
3542 | 148 | 28 | 5 | Wednesday | 13 | 0 | 27.972 | 34.0583 | 51.4013 | 51.878 | 17.449 | 0 | 1.6771 | 18.36 | 54.5261 | 188.331 | 0 | 0 | 0 | 0 | 0
3543 | 148 | 28 | 5 | Wednesday | 14 | 0 | 34.717 | 34.0732 | 51.582 | 51.878 | 5.816 | 0 | 1.8044 | 18.36 | 52.2314 | 191.7298 | 0 | 0 | 0 | 0 | 0
3544 | 148 | 28 | 5 | Wednesday | 15 | 0 | 40.406 | 34.0692 | 52.408 | 51.878 | 5.816 | 0 | 1.7936 | 18.36 | 47.3598 | 192.6977 | 0 | 0 | 0 | 0 | 0
3545 | 148 | 28 | 5 | Wednesday | 16 | 0 | 33.486 | 34.0644 | 53.4986 | 50.7246 | 23.266 | 0 | 1.7025 | 22.68 | 41.5554 | 196.4896 | 0 | 0 | 0 | 0 | 0
3546 | 148 | 28 | 5 | Wednesday | 17 | 0 | 33.389 | 34.0411 | 46.3847 | 43.0931 | 29.082 | 0 | 1.6726 | 28.8 | 31.5187 | 187.666 | 0 | 0 | 0 | 0 | 0
3547 | 148 | 28 | 5 | Wednesday | 18 | 0 | 36.742 | 34.0344 | 44.0456 | 51.7393 | 40.715 | 0 | 1.713 | 30.96 | 18.9736 | 196.5244 | 0 | 0 | 0 | 0 | 0
3548 | 148 | 28 | 5 | Wednesday | 19 | 0 | 29.368 | 33.9714 | 48.021 | 57.1787 | 40.715 | 0 | 1.6159 | 25.2 | 8.0968 | 198.4377 | 0 | 0 | 0 | 0 | 0
3549 | 148 | 28 | 5 | Wednesday | 20 | 0 | 24.029 | 33.8935 | 58.4658 | 60.483 | 29.082 | 0 | 1.3115 | 25.2 | 3.1265 | 205.7585 | 0 | 0 | 0 | 0 | 0
3550 | 148 | 28 | 5 | Wednesday | 21 | 0 | 13.82 | 33.748 | 67.2008 | 55.4564 | 17.449 | 0 | 0.7293 | 25.2 | 0.8518 | 197.281 | 0 | 0 | 0 | 0 | 0
3551 | 148 | 28 | 5 | Wednesday | 22 | 0 | 4.312 | 33.7186 | 49.7368 | 40.0199 | 11.633 | 0 | 0.2237 | 16.2 | 0 | 144.562 | 0 | 0 | 0 | 0 | 0
3552 | 148 | 28 | 5 | Wednesday | 23 | 0 | 0.343 | 33.7182 | 26.9226 | 24.6242 | 11.633 | 0 | 0.0206 | 16.2 | 0 | 101.8571 | 0 | 0 | 0 | 0 | 0
3553 | 149 | 29 | 5 | Thursday | 0 | 0 | 0.002 | 33.7182 | 17.5343 | 18.3373 | 5.816 | 0 | 0.0017 | 14.4 | 0 | 83.9937 | 0 | 0 | 0 | 0 | 0
3554 | 149 | 29 | 5 | Thursday | 1 | 0 | 0 | 33.7182 | 14.6472 | 16.4006 | 5.816 | 0 | 0.0016 | 11.88 | 0 | 76.6477 | 0 | 0 | 0 | 0 | 0
3555 | 149 | 29 | 5 | Thursday | 2 | 0 | 0 | 33.7182 | 11.7686 | 14.464 | 5.816 | 0 | 0.0017 | 11.88 | 0 | 71.8326 | 0 | 0 | 0 | 0 | 0
3556 | 149 | 29 | 5 | Thursday | 3 | 0 | 0 | 33.7182 | 11.7686 | 14.464 | 5.816 | 0 | 0.0017 | 11.88 | 0 | 71.8326 | 0 | 0 | 0 | 0 | 0
3557 | 149 | 29 | 5 | Thursday | 4 | 0 | 0 | 33.7182 | 13.0128 | 14.464 | 5.816 | 0 | 0.0018 | 11.88 | 0 | 73.0769 | 0 | 0 | 0 | 0 | 0
3558 | 149 | 29 | 5 | Thursday | 5 | 0 | 0 | 33.7182 | 22.4716 | 20.5805 | 5.816 | 0 | 0.0017 | 11.88 | 0.2577 | 88.652 | 0 | 0 | 0 | 0 | 0
3559 | 149 | 29 | 5 | Thursday | 6 | 0 | 0 | 33.7182 | 38.2317 | 35.484 | 29.082 | 0 | 0.0389 | 15.12 | 2.4818 | 122.5928 | 0 | 0 | 0 | 0 | 0
3560 | 149 | 29 | 5 | Thursday | 7 | 0 | 0 | 33.7182 | 50.3498 | 46.6998 | 40.715 | 0 | 0.1398 | 15.12 | 9.5434 | 146.0277 | 0 | 0 | 0 | 1.9661 | 0
3561 | 149 | 29 | 5 | Thursday | 8 | 0 | 0 | 33.7279 | 55.4496 | 52.1343 | 46.532 | 0 | 0.1455 | 18.72 | 21.6678 | 160.1774 | 0 | 0 | 0 | 6.5289 | 0
3562 | 149 | 29 | 5 | Thursday | 9 | 0 | 0.38 | 33.7753 | 55.4865 | 52.8606 | 29.082 | 0 | 0.1845 | 18.72 | 34.7189 | 161.438 | 0 | 0 | 0 | 5.041 | 0
3563 | 149 | 29 | 5 | Thursday | 10 | 0 | 12.852 | 33.9718 | 53.2063 | 51.878 | 11.633 | 0 | 0.9221 | 14.4 | 46.0385 | 168.4192 | 0 | 0 | 0 | 0.8462 | 0
3564 | 149 | 29 | 5 | Thursday | 11 | 0 | 22.763 | 34.0705 | 52.563 | 51.878 | 11.633 | 0 | 1.3972 | 18.36 | 54.1629 | 183.5434 | 0 | 0 | 0 | 0 | 0
3565 | 149 | 29 | 5 | Thursday | 12 | 0 | 34.381 | 34.0551 | 50.6953 | 51.1854 | 17.449 | 0 | 1.8616 | 18.36 | 58.7454 | 190.0305 | 0 | 0 | 0 | 0 | 0
3566 | 149 | 29 | 5 | Thursday | 13 | 0 | 41.437 | 34.053 | 51.3919 | 51.878 | 17.449 | 0 | 1.8808 | 18.36 | 58.8809 | 191.5958 | 0 | 0 | 0 | 0 | 0
3567 | 149 | 29 | 5 | Thursday | 14 | 0 | 59.881 | 34.0743 | 51.5452 | 51.878 | 5.816 | 0 | 1.9924 | 18.36 | 55.1963 | 192.5237 | 0 | 0 | 0 | 0 | 0
3568 | 149 | 29 | 5 | Thursday | 15 | 0 | 69.228 | 34.4738 | 52.2843 | 51.878 | 5.816 | 0 | 2.0322 | 18.36 | 46.842 | 194.5956 | 0 | 0 | 0 | 0 | 0
3569 | 149 | 29 | 5 | Thursday | 16 | 0 | 69.258 | 35.4413 | 53.2436 | 50.7246 | 23.266 | 0 | 1.9934 | 22.68 | 38.2371 | 199.6532 | 0 | 0 | 0 | 0 | 0
3570 | 149 | 29 | 5 | Thursday | 17 | 0 | 69.841 | 35.5985 | 46.5898 | 43.0931 | 29.082 | 0 | 1.9957 | 28.8 | 29.523 | 191.7071 | 0 | 0 | 0 | 0 | 0
3571 | 149 | 29 | 5 | Thursday | 18 | 0 | 61.806 | 35.0841 | 45.1477 | 51.7393 | 40.715 | 0 | 1.905 | 30.96 | 18.5599 | 199.6495 | 0 | 0 | 0 | 0 | 0
3572 | 149 | 29 | 5 | Thursday | 19 | 0 | 38.819 | 34.1377 | 47.4245 | 57.1787 | 40.715 | 0 | 1.7276 | 25.2 | 8.2114 | 199.6986 | 0 | 0 | 0 | 0 | 0
3573 | 149 | 29 | 5 | Thursday | 20 | 0 | 29.649 | 33.9809 | 57.2026 | 60.483 | 29.082 | 0 | 1.6084 | 25.2 | 3.2319 | 210.9111 | 0 | 0 | 0 | 0 | 0
3574 | 149 | 29 | 5 | Thursday | 21 | 0 | 19.722 | 33.8257 | 67.0378 | 55.4564 | 17.449 | 0 | 1.0635 | 25.2 | 0.8855 | 204.3125 | 0 | 0 | 0 | 0 | 0
3575 | 149 | 29 | 5 | Thursday | 22 | 0 | 5.661 | 33.72 | 49.7368 | 40.0199 | 11.633 | 0 | 0.2941 | 16.2 | 0 | 146.0936 | 0 | 0 | 0 | 0 | 0
3576 | 149 | 29 | 5 | Thursday | 23 | 0 | 0.426 | 33.7182 | 26.9226 | 24.6242 | 11.633 | 0 | 0.0249 | 16.2 | 0 | 101.9501 | 0 | 0 | 0 | 0 | 0
3577 | 150 | 30 | 5 | Friday | 0 | 0 | 0.003 | 33.7182 | 17.5343 | 18.3373 | 5.816 | 0 | 0.0019 | 14.4 | 0 | 83.9949 | 0 | 0 | 0 | 0 | 0
3578 | 150 | 30 | 5 | Friday | 1 | 0 | 0 | 33.7182 | 14.6472 | 16.4006 | 5.816 | 0 | 0.0017 | 11.88 | 0 | 76.6478 | 0 | 0 | 0 | 0 | 0
3579 | 150 | 30 | 5 | Friday | 2 | 0 | 0 | 33.7182 | 11.7686 | 14.464 | 5.816 | 0 | 0.0016 | 11.88 | 0 | 71.8325 | 0 | 0 | 0 | 0 | 0
3580 | 150 | 30 | 5 | Friday | 3 | 0 | 0 | 33.7182 | 11.7686 | 14.464 | 5.816 | 0 | 0.0016 | 11.88 | 0 | 71.8325 | 0 | 0 | 0 | 0 | 0
3581 | 150 | 30 | 5 | Friday | 4 | 0 | 0 | 33.7182 | 13.0128 | 14.464 | 5.816 | 0 | 0.0018 | 11.88 | 0 | 73.0769 | 0 | 0 | 0 | 0 | 0
3582 | 150 | 30 | 5 | Friday | 5 | 0 | 0 | 33.7182 | 22.5989 | 20.5805 | 5.816 | 0 | 0.0017 | 11.88 | 0.3109 | 88.7793 | 0 | 0 | 0 | 0 | 0
3583 | 150 | 30 | 5 | Friday | 6 | 0 | 0 | 33.7182 | 38.7641 | 35.484 | 29.082 | 0 | 0.0099 | 15.12 | 2.729 | 123.0963 | 0 | 0 | 0 | 0 | 0
3584 | 150 | 30 | 5 | Friday | 7 | 0 | 0 | 33.7182 | 47.7015 | 46.6998 | 40.715 | 0 | 0.0179 | 15.12 | 7.7945 | 143.2575 | 0 | 0 | 0 | 0 | 0
3585 | 150 | 30 | 5 | Friday | 8 | 0 | 0 | 33.7447 | 55.2641 | 52.1343 | 46.532 | 0 | 0.0995 | 18.72 | 15.4192 | 159.9626 | 0 | 0 | 0 | 1.3395 | 0
3586 | 150 | 30 | 5 | Friday | 9 | 0 | 0.266 | 33.7987 | 55.5724 | 52.8606 | 29.082 | 0 | 0.0929 | 18.72 | 27.4032 | 161.332 | 0 | 0 | 0 | 3.03 | 0
3587 | 150 | 30 | 5 | Friday | 10 | 0 | 3.782 | 33.9718 | 53.1859 | 51.878 | 11.633 | 0 | 0.363 | 14.4 | 41.8339 | 157.8893 | 0 | 0 | 0 | 0.8636 | 0
3588 | 150 | 30 | 5 | Friday | 11 | 0 | 13.834 | 33.9888 | 52.6093 | 51.878 | 11.633 | 0 | 0.9038 | 18.36 | 52.2256 | 172.7021 | 0 | 0 | 0 | 0 | 0
3589 | 150 | 30 | 5 | Friday | 12 | 0 | 18.358 | 34.0588 | 50.8969 | 51.1854 | 17.449 | 0 | 1.1201 | 18.36 | 55.8705 | 175.4773 | 0 | 0 | 0 | 0 | 0
3590 | 150 | 30 | 5 | Friday | 13 | 1.458 | 16.833 | 34.0045 | 51.6261 | 51.878 | 17.449 | 0 | 1.0131 | 18.36 | 50.4125 | 175.0881 | 0 | 0 | 0 | 1.4581 | 0
3591 | 150 | 30 | 5 | Friday | 14 | 0 | 14.229 | 33.9309 | 51.7384 | 51.878 | 5.816 | 0 | 0.7893 | 18.36 | 41.8293 | 172.0859 | 0 | 0 | 0 | 0 | 0
3592 | 150 | 30 | 5 | Friday | 15 | 0 | 13.044 | 33.9091 | 52.5155 | 51.878 | 5.816 | 0 | 0.6886 | 18.36 | 35.151 | 171.4592 | 0 | 0 | 0 | 0 | 0
3593 | 150 | 30 | 5 | Friday | 16 | 0 | 12.613 | 33.8993 | 53.5682 | 50.7246 | 23.266 | 0 | 0.6657 | 22.68 | 26.4736 | 175.1789 | 0 | 0 | 0 | 0 | 0
3594 | 150 | 30 | 5 | Friday | 17 | 0 | 12.997 | 33.9093 | 46.5537 | 43.0931 | 29.082 | 0 | 0.689 | 28.8 | 18.0124 | 167.1018 | 0 | 0 | 0 | 0 | 0
3595 | 150 | 30 | 5 | Friday | 18 | 0 | 15.457 | 33.9633 | 44.6831 | 51.7393 | 40.715 | 0 | 0.8311 | 30.96 | 11.4717 | 178.8951 | 0 | 0 | 0 | 0 | 0
3596 | 150 | 30 | 5 | Friday | 19 | 0 | 14.908 | 33.9706 | 49.7724 | 57.1787 | 40.715 | 0 | 0.801 | 25.2 | 5.7974 | 183.0464 | 0 | 0 | 0 | 0 | 0
3597 | 150 | 30 | 5 | Friday | 20 | 0 | 15.035 | 34.0026 | 63.4327 | 60.483 | 29.082 | 0 | 0.8 | 25.2 | 2.8245 | 200.1795 | 0 | 0 | 0 | 0 | 0
3598 | 150 | 30 | 5 | Friday | 21 | 0 | 10.875 | 33.9322 | 68.9148 | 55.4564 | 17.449 | 0 | 0.5699 | 25.2 | 0.7914 | 195.835 | 0 | 0 | 0 | 0 | 0
3599 | 150 | 30 | 5 | Friday | 22 | 0 | 3.436 | 33.7373 | 49.7368 | 40.0199 | 11.633 | 0 | 0.4486 | 16.2 | 0 | 143.8581 | 0 | 0 | 0 | 0 | 0
3600 | 150 | 30 | 5 | Friday | 23 | 0 | 0.306 | 33.7182 | 26.9226 | 24.6242 | 11.633 | 0 | 0.5709 | 16.2 | 0 | 102.3671 | 0 | 0 | 0 | 0 | 0
3601 | 151 | 31 | 5 | Saturday | 0 | 0 | 0.002 | 33.7182 | 18.3332 | 19.1419 | 5.816 | 0 | 0.3362 | 15.84 | 0 | 87.3719 | 0 | 0 | 0 | 0 | 0
3602 | 151 | 31 | 5 | Saturday | 1 | 0 | 0 | 33.7182 | 17.5283 | 18.3373 | 5.816 | 0 | 0.4916 | 12.6 | 0 | 82.6754 | 0 | 0 | 0 | 0 | 0
3603 | 151 | 31 | 5 | Saturday | 2 | 0 | 0 | 33.7182 | 11.771 | 14.464 | 5.816 | 0 | 0.5693 | 12.6 | 0 | 73.1226 | 0 | 0 | 0 | 0 | 0
3604 | 151 | 31 | 5 | Saturday | 3 | 0 | 0 | 33.7182 | 11.771 | 14.464 | 5.816 | 0 | 0.6315 | 12.6 | 0 | 73.1848 | 0 | 0 | 0 | 0 | 0
3605 | 151 | 31 | 5 | Saturday | 4 | 0 | 0 | 33.7182 | 11.771 | 14.464 | 5.816 | 0 | 0.5835 | 12.6 | 0 | 73.1368 | 0 | 0 | 0 | 0.0548 | 0
3606 | 151 | 31 | 5 | Saturday | 5 | 0 | 0 | 33.7182 | 12.9905 | 14.464 | 5.816 | 0 | 0.0143 | 12.6 | 0.2406 | 73.7871 | 0 | 0 | 0 | 0.6975 | 0
3607 | 151 | 31 | 5 | Saturday | 6 | 0 | 0 | 33.7182 | 27.7393 | 24.9086 | 29.082 | 0 | 0.0927 | 14.4 | 2.1282 | 100.8588 | 0 | 0 | 0 | 4.5428 | 0
3608 | 151 | 31 | 5 | Saturday | 7 | 0 | 0 | 33.7182 | 27.6172 | 26.405 | 40.715 | 0 | 0.1821 | 11.52 | 5.4928 | 99.4424 | 0 | 0 | 0 | 9.0012 | 0
3609 | 151 | 31 | 5 | Saturday | 8 | 0 | 0 | 33.7182 | 34.5075 | 37.4339 | 46.532 | 0 | 0.2746 | 16.2 | 9.0976 | 122.1342 | 0 | 0 | 0 | 13.7617 | 0
3610 | 151 | 31 | 5 | Saturday | 9 | 0 | 0 | 33.7182 | 33.143 | 37.9057 | 29.082 | 0 | 0.1985 | 16.2 | 12.6701 | 121.1654 | 0 | 0 | 0 | 10.3437 | 0
3611 | 151 | 31 | 5 | Saturday | 10 | 0 | 2.085 | 33.8028 | 31.1036 | 37.2508 | 11.633 | 0 | 0.1916 | 15.12 | 15.5306 | 119.7233 | 0 | 0 | 0 | 4.4928 | 0
3612 | 151 | 31 | 5 | Saturday | 11 | 0 | 7.43 | 33.9653 | 28.7517 | 35.3135 | 11.633 | 0 | 0.4774 | 21.6 | 18.4518 | 128.1436 | 0 | 0 | 0 | 4.6849 | 0
3613 | 151 | 31 | 5 | Saturday | 12 | 0 | 9.973 | 33.8847 | 25.3659 | 34.2247 | 17.449 | 0 | 0.674 | 23.4 | 22.9003 | 128.3355 | 0 | 0 | 0 | 7.088 | 0
3614 | 151 | 31 | 5 | Saturday | 13 | 0 | 9.75 | 33.8651 | 24.9744 | 33.0722 | 17.449 | 0 | 0.666 | 23.4 | 24.8727 | 126.5229 | 0 | 0 | 0 | 6.8066 | 0
3615 | 151 | 31 | 5 | Saturday | 14 | 0 | 9.179 | 33.8395 | 23.7984 | 33.0722 | 5.816 | 0 | 0.5426 | 23.4 | 24.5913 | 124.5798 | 0 | 0 | 0 | 2.1208 | 0
3616 | 151 | 31 | 5 | Saturday | 15 | 0 | 9.317 | 33.8141 | 23.8122 | 33.0722 | 5.816 | 0 | 0.5473 | 23.4 | 25.2149 | 124.7224 | 0 | 0 | 0 | 1.9458 | 0
3617 | 151 | 31 | 5 | Saturday | 16 | 0 | 9.644 | 33.7942 | 24.2113 | 33.0722 | 23.266 | 0 | 0.6632 | 23.4 | 23.961 | 125.5712 | 0 | 0 | 0 | 7.4862 | 0
3618 | 151 | 31 | 5 | Saturday | 17 | 0 | 9.644 | 33.8271 | 22.4477 | 32.9581 | 29.082 | 0 | 0.6953 | 27 | 19.2136 | 127.358 | 0 | 0 | 0 | 10.1219 | 0
3619 | 151 | 31 | 5 | Saturday | 18 | 0 | 11.606 | 33.9151 | 35.3039 | 46.5147 | 40.715 | 0 | 0.9182 | 28.8 | 13.6193 | 158.0045 | 0 | 0 | 0 | 16.2506 | 0
3620 | 151 | 31 | 5 | Saturday | 19 | 0 | 13.493 | 33.9579 | 42.4208 | 50.3878 | 40.715 | 0 | 1.0614 | 28.8 | 7.3006 | 171.2214 | 0 | 0 | 0 | 18.5117 | 0
3621 | 151 | 31 | 5 | Saturday | 20 | 0 | 11.862 | 33.9292 | 49.7637 | 50.3878 | 29.082 | 0 | 0.8922 | 27 | 3.4199 | 174.8015 | 0 | 0 | 0 | 14.5082 | 0
3622 | 151 | 31 | 5 | Saturday | 21 | 0 | 10.538 | 33.9136 | 60.3948 | 50.3878 | 17.449 | 0 | 0.7193 | 27 | 0.9422 | 183.8126 | 0 | 0 | 0 | 9.1907 | 0
3623 | 151 | 31 | 5 | Saturday | 22 | 0 | 3.721 | 33.7352 | 49.2003 | 40.077 | 11.633 | 0 | 0.3081 | 19.8 | 0 | 147.1443 | 0 | 0 | 0 | 6.323 | 0
3624 | 151 | 31 | 5 | Saturday | 23 | 0 | 0.402 | 33.7182 | 28.1779 | 24.6242 | 11.633 | 0 | 0.1416 | 19.8 | 0 | 106.8967 | 0 | 0 | 0 | 6.4765 | 0
3625 | 152 | 1 | 6 | Sunday | 0 | 0 | 0.002 | 33.7182 | 24.1043 | 23.0149 | 5.569 | 0 | 0.0618 | 19.8 | 0 | 100.7017 | 0 | 0 | 0 | 3.2929 | 0
3626 | 152 | 1 | 6 | Sunday | 1 | 0 | 0 | 33.7182 | 23.3102 | 22.2101 | 5.569 | 0 | 0.0623 | 19.8 | 0 | 99.1009 | 0 | 0 | 0 | 3.3281 | 0
3627 | 152 | 1 | 6 | Sunday | 2 | 0 | 0 | 33.7182 | 17.5379 | 18.3373 | 5.569 | 0 | 0.0629 | 15.48 | 0 | 85.1363 | 0 | 0 | 0 | 3.3623 | 0
3628 | 152 | 1 | 6 | Sunday | 3 | 0 | 0 | 33.732 | 17.5379 | 18.3373 | 5.569 | 0 | 0.0635 | 15.48 | 0 | 85.1507 | 0 | 0 | 0 | 3.3961 | 0
3629 | 152 | 1 | 6 | Sunday | 4 | 0 | 0 | 33.7577 | 17.5379 | 18.3373 | 5.569 | 0 | 0.0641 | 15.48 | 0 | 85.177 | 0 | 0 | 0 | 3.4295 | 0
3630 | 152 | 1 | 6 | Sunday | 5 | 0 | 0 | 33.7596 | 18.5075 | 18.3373 | 5.569 | 0 | 0.0647 | 15.48 | 0.2823 | 86.1491 | 0 | 0 | 0 | 3.4623 | 0
3631 | 152 | 1 | 6 | Sunday | 6 | 0 | 0 | 33.7182 | 22.0267 | 24.6242 | 27.845 | 0 | 0.334 | 18.72 | 2.7709 | 99.4232 | 0 | 0 | 0 | 17.7734 | 0
3632 | 152 | 1 | 6 | Sunday | 7 | 0 | 0 | 33.7182 | 25.6478 | 29.9942 | 38.983 | 0 | 0.4937 | 18.72 | 9.7606 | 108.574 | 0 | 0 | 0 | 26.0894 | 0
3633 | 152 | 1 | 6 | Sunday | 8 | 0 | 0 | 33.7182 | 24.6318 | 33.2132 | 44.552 | 0 | 0.6095 | 23.4 | 20.5706 | 115.5727 | 0 | 0 | 0 | 31.0934 | 0
3634 | 152 | 1 | 6 | Sunday | 9 | 0 | 0 | 33.7182 | 20.0476 | 29.3396 | 27.845 | 0 | 0.4225 | 23.4 | 31.4637 | 106.9279 | 0 | 0 | 0 | 18.3181 | 0
3635 | 152 | 1 | 6 | Sunday | 10 | 0 | 0 | 33.7182 | 20.6552 | 32.5586 | 11.138 | 0 | 0.2437 | 19.08 | 42.8729 | 106.2557 | 0 | 0 | 0 | 5.7815 | 0
3636 | 152 | 1 | 6 | Sunday | 11 | 0 | 0 | 33.7182 | 19.9982 | 32.5586 | 11.138 | 0 | 0.2414 | 21.6 | 52.9009 | 108.1165 | 0 | 0 | 0 | 3.3842 | 0
3637 | 152 | 1 | 6 | Sunday | 12 | 0 | 0 | 33.9422 | 20.1568 | 33.0367 | 16.707 | 0 | 0.2658 | 19.08 | 59.132 | 106.4815 | 0 | 0 | 0 | 1.0792 | 0
3638 | 152 | 1 | 6 | Sunday | 13 | 0.497 | 0 | 34.0973 | 16.9124 | 29.1634 | 16.707 | 0 | 0.188 | 18.36 | 60.2759 | 98.7212 | 0 | 0 | 0 | 0.4972 | 0
3639 | 152 | 1 | 6 | Sunday | 14 | 0 | 1.024 | 34.0623 | 16.7003 | 29.1634 | 5.569 | 0 | 0.1912 | 18 | 58.157 | 99.2241 | 0 | 0 | 0 | 0 | 0
3640 | 152 | 1 | 6 | Sunday | 15 | 0 | 1.609 | 34.0109 | 17.2926 | 29.1634 | 5.569 | 0 | 0.1661 | 15.84 | 52.44 | 98.2132 | 0 | 0 | 0 | 0 | 0
3641 | 152 | 1 | 6 | Sunday | 16 | 0 | 1.428 | 34.0109 | 17.0007 | 27.5539 | 22.276 | 0 | 0.1079 | 23.04 | 43.836 | 103.2582 | 0 | 0 | 0 | 0 | 0
3642 | 152 | 1 | 6 | Sunday | 17 | 0 | 6.123 | 33.9206 | 16.5592 | 26.399 | 27.845 | 0 | 0.3259 | 22.32 | 33.2306 | 106.1463 | 0 | 0 | 0 | 0 | 0
3643 | 152 | 1 | 6 | Sunday | 18 | 0 | 5.677 | 33.8605 | 26.592 | 38.0184 | 38.983 | 0 | 0.3092 | 23.4 | 20.4594 | 128.3198 | 0 | 0 | 0 | 0 | 0
3644 | 152 | 1 | 6 | Sunday | 19 | 0 | 4.707 | 33.784 | 34.7716 | 45.7644 | 38.983 | 0 | 0.2587 | 22.68 | 8.8662 | 142.3491 | 0 | 0 | 0 | 0 | 0
3645 | 152 | 1 | 6 | Sunday | 20 | 0 | 4.934 | 33.8211 | 41.9201 | 49.6381 | 27.845 | 0 | 0.2619 | 22.68 | 3.4206 | 153.6574 | 0 | 0 | 0 | 0 | 0
3646 | 152 | 1 | 6 | Sunday | 21 | 0 | 3.275 | 33.7297 | 46.3214 | 41.8913 | 16.707 | 0 | 0.1714 | 22.68 | 1.5245 | 148.3352 | 0 | 0 | 0 | 0 | 0
3647 | 152 | 1 | 6 | Sunday | 22 | 0 | 0.923 | 33.7182 | 40.3665 | 35.5897 | 11.138 | 0 | 0.0499 | 14.4 | 0.2536 | 125.1221 | 0 | 0 | 0 | 0 | 0
3648 | 152 | 1 | 6 | Sunday | 23 | 0 | 0.012 | 33.7182 | 25.6748 | 24.6242 | 11.138 | 0 | 0.0039 | 14.4 | 0 | 98.4338 | 0 | 0 | 0 | 0 | 0
3649 | 153 | 2 | 6 | Monday | 0 | 0 | 0 | 33.7186 | 17.5343 | 18.3373 | 5.569 | 0 | 0.0016 | 14.4 | 0 | 83.9918 | 0 | 0 | 0 | 0 | 0
3650 | 153 | 2 | 6 | Monday | 1 | 0 | 0 | 33.7575 | 14.6472 | 16.4006 | 5.569 | 0 | 0.0017 | 11.88 | 0 | 76.6871 | 0 | 0 | 0 | 0 | 0
3651 | 153 | 2 | 6 | Monday | 2 | 0 | 0 | 33.7714 | 11.7686 | 14.464 | 5.569 | 0 | 0.0016 | 11.88 | 0 | 71.8857 | 0 | 0 | 0 | 0 | 0
3652 | 153 | 2 | 6 | Monday | 3 | 0 | 0 | 33.7866 | 11.7686 | 14.464 | 5.569 | 0 | 0.1572 | 11.88 | 0 | 72.0564 | 0 | 0 | 0 | 0 | 0
3653 | 153 | 2 | 6 | Monday | 4 | 0 | 0 | 33.841 | 13.0128 | 14.464 | 5.569 | 0 | 0.266 | 11.88 | 0 | 73.4639 | 0 | 0 | 0 | 0 | 0
3654 | 153 | 2 | 6 | Monday | 5 | 0 | 0 | 33.8271 | 22.2919 | 20.5805 | 5.569 | 0 | 0.2817 | 11.88 | 0.286 | 88.8612 | 0 | 0 | 0 | 0 | 0
3655 | 153 | 2 | 6 | Monday | 6 | 0.048 | 0 | 33.7482 | 35.8661 | 35.484 | 27.845 | 0 | 0.3003 | 15.12 | 2.8898 | 120.5185 | 0 | 0 | 0 | 0.2679 | 0
3656 | 153 | 2 | 6 | Monday | 7 | 0.02 | 0 | 33.7182 | 47.2218 | 46.6998 | 38.983 | 0 | 0.0768 | 15.12 | 10.3705 | 142.8366 | 0 | 0 | 0 | 3.2277 | 0
3657 | 153 | 2 | 6 | Monday | 8 | 0 | 0 | 33.7182 | 55.814 | 52.1343 | 44.552 | 0 | 0.1618 | 18.72 | 22.3254 | 160.5484 | 0 | 0 | 0 | 7.5389 | 0
3658 | 153 | 2 | 6 | Monday | 9 | 0 | 0 | 33.7225 | 55.684 | 52.8606 | 27.845 | 0 | 0.1669 | 18.72 | 34.5406 | 161.154 | 0 | 0 | 0 | 5.8643 | 0
3659 | 153 | 2 | 6 | Monday | 10 | 0 | 1.792 | 33.8802 | 53.1141 | 51.878 | 11.138 | 0 | 0.2339 | 14.4 | 45.3161 | 155.4446 | 0 | 0 | 0 | 1.3969 | 0
3660 | 153 | 2 | 6 | Monday | 11 | 0 | 10.64 | 33.9245 | 52.2059 | 51.878 | 11.138 | 0 | 0.7931 | 18.36 | 53.2451 | 168.6696 | 0 | 0 | 0 | 0.031 | 0
3661 | 153 | 2 | 6 | Monday | 12 | 0 | 15.85 | 33.9806 | 50.4197 | 51.1854 | 16.707 | 0 | 1.0009 | 18.36 | 57.7334 | 172.09 | 0 | 0 | 0 | 0 | 0
3662 | 153 | 2 | 6 | Monday | 13 | 0 | 18.284 | 34.0031 | 51.8439 | 51.878 | 16.707 | 0 | 1.125 | 18.36 | 59.3206 | 176.9859 | 0 | 0 | 0 | 0 | 0
3663 | 153 | 2 | 6 | Monday | 14 | 0 | 19.052 | 34.0138 | 52.4409 | 51.878 | 5.569 | 0 | 1.1415 | 18.36 | 57.3876 | 178.8141 | 0 | 0 | 0 | 0 | 0
3664 | 153 | 2 | 6 | Monday | 15 | 0 | 19.687 | 34.033 | 52.7697 | 51.878 | 5.569 | 0 | 1.1276 | 18.36 | 51.4293 | 180.0281 | 0 | 0 | 0 | 0 | 0
3665 | 153 | 2 | 6 | Monday | 16 | 0 | 18.903 | 34.0275 | 53.4172 | 50.7246 | 22.276 | 0 | 1.0341 | 22.68 | 42.8198 | 182.8716 | 0 | 0 | 0 | 0 | 0
3666 | 153 | 2 | 6 | Monday | 17 | 0 | 23.527 | 34.0526 | 46.2435 | 43.0931 | 27.845 | 0 | 1.2911 | 28.8 | 31.8818 | 179.8976 | 0 | 0 | 0 | 0 | 0
3667 | 153 | 2 | 6 | Monday | 18 | 0 | 26.692 | 34.04 | 43.5431 | 51.7393 | 38.983 | 0 | 1.4897 | 30.96 | 19.2864 | 191.8674 | 0 | 0 | 0 | 0 | 0
3668 | 153 | 2 | 6 | Monday | 19 | 0 | 22.204 | 33.9567 | 45.9068 | 57.1787 | 38.983 | 0 | 1.2216 | 25.2 | 8.5196 | 188.1203 | 0 | 0 | 0 | 0 | 0
3669 | 153 | 2 | 6 | Monday | 20 | 0 | 20.825 | 33.9403 | 56.0296 | 60.483 | 27.845 | 0 | 1.1294 | 25.2 | 3.5738 | 199.7016 | 0 | 0 | 0 | 0 | 0
3670 | 153 | 2 | 6 | Monday | 21 | 0 | 14.447 | 33.8595 | 67.5543 | 55.4564 | 16.707 | 0 | 0.7653 | 25.2 | 1.533 | 198.5426 | 0 | 0 | 0 | 0 | 0
3671 | 153 | 2 | 6 | Monday | 22 | 0 | 3.592 | 33.7263 | 49.7368 | 40.0199 | 11.138 | 0 | 0.1866 | 16.2 | 0.2508 | 143.7541 | 0 | 0 | 0 | 0 | 0
3672 | 153 | 2 | 6 | Monday | 23 | 0 | 0.187 | 33.7182 | 26.9226 | 24.6242 | 11.138 | 0 | 0.0637 | 16.2 | 0 | 101.7308 | 0 | 0 | 0 | 0 | 0
3673 | 154 | 3 | 6 | Tuesday | 0 | 0 | 0 | 33.7182 | 17.5343 | 18.3373 | 5.569 | 0 | 0.0017 | 14.4 | 0 | 83.9915 | 0 | 0 | 0 | 0 | 0
3674 | 154 | 3 | 6 | Tuesday | 1 | 0 | 0 | 33.7182 | 14.6472 | 16.4006 | 5.569 | 0 | 0.0017 | 11.88 | 0 | 76.6478 | 0 | 0 | 0 | 0 | 0
3675 | 154 | 3 | 6 | Tuesday | 2 | 0 | 0 | 33.7182 | 11.7686 | 14.464 | 5.569 | 0 | 0.0016 | 11.88 | 0 | 71.8325 | 0 | 0 | 0 | 0 | 0
3676 | 154 | 3 | 6 | Tuesday | 3 | 0 | 0 | 33.7182 | 11.7686 | 14.464 | 5.569 | 0 | 0.0017 | 11.88 | 0 | 71.8326 | 0 | 0 | 0 | 0 | 0
3677 | 154 | 3 | 6 | Tuesday | 4 | 0 | 0 | 33.7182 | 13.0128 | 14.464 | 5.569 | 0 | 0.0017 | 11.88 | 0 | 73.0767 | 0 | 0 | 0 | 0 | 0
3678 | 154 | 3 | 6 | Tuesday | 5 | 0 | 0 | 33.7184 | 22.3405 | 20.5805 | 5.569 | 0 | 0.0016 | 11.88 | 0.2802 | 88.5211 | 0 | 0 | 0 | 0 | 0
3679 | 154 | 3 | 6 | Tuesday | 6 | 0 | 0 | 33.7182 | 37.3461 | 35.484 | 27.845 | 0 | 0.0099 | 15.12 | 2.7567 | 121.6783 | 0 | 0 | 0 | 0 | 0
3680 | 154 | 3 | 6 | Tuesday | 7 | 0 | 0 | 33.7182 | 50.1868 | 46.6998 | 38.983 | 0 | 0.0186 | 15.12 | 9.6612 | 145.7435 | 0 | 0 | 0 | 0 | 0
3681 | 154 | 3 | 6 | Tuesday | 8 | 0 | 0 | 33.7184 | 55.7524 | 52.1343 | 44.552 | 0 | 0.1325 | 18.72 | 21.2376 | 160.4576 | 0 | 0 | 0 | 2.0891 | 0
3682 | 154 | 3 | 6 | Tuesday | 9 | 0 | 3.293 | 33.7367 | 56.3684 | 52.8606 | 27.845 | 0 | 0.2714 | 18.72 | 33.7475 | 165.4612 | 0 | 0 | 0 | 2.8757 | 0
3683 | 154 | 3 | 6 | Tuesday | 10 | 0 | 10.099 | 33.9724 | 54.6043 | 51.878 | 11.138 | 0 | 0.7454 | 14.4 | 44.6674 | 166.5821 | 0 | 0 | 0 | 0.3369 | 0
3684 | 154 | 3 | 6 | Tuesday | 11 | 0 | 22.64 | 33.9838 | 53.9063 | 51.878 | 11.138 | 0 | 1.3617 | 18.36 | 52.4782 | 184.2583 | 0 | 0 | 0 | 0 | 0
3685 | 154 | 3 | 6 | Tuesday | 12 | 0 | 29.792 | 34.0708 | 51.6379 | 51.1854 | 16.707 | 0 | 1.7427 | 18.36 | 57.4489 | 188.9622 | 0 | 0 | 0 | 0 | 0
3686 | 154 | 3 | 6 | Tuesday | 13 | 0 | 35.611 | 34.0424 | 51.9764 | 51.878 | 16.707 | 0 | 1.847 | 18.36 | 59.2351 | 192.1358 | 0 | 0 | 0 | 0 | 0
3687 | 154 | 3 | 6 | Tuesday | 14 | 0 | 51.785 | 34.0328 | 52.1391 | 51.878 | 5.569 | 0 | 1.9339 | 18.36 | 57.1469 | 192.8092 | 0 | 0 | 0 | 0 | 0
3688 | 154 | 3 | 6 | Tuesday | 15 | 0 | 75.413 | 34.1347 | 52.6284 | 51.878 | 5.569 | 0 | 2.1073 | 18.36 | 51.622 | 195.5065 | 0 | 0 | 0 | 0 | 0
3689 | 154 | 3 | 6 | Tuesday | 16 | 0 | 84.355 | 34.1293 | 53.3085 | 50.7246 | 22.276 | 0 | 2.194 | 22.68 | 43.047 | 200.5565 | 0 | 0 | 0 | 0 | 0
3690 | 154 | 3 | 6 | Tuesday | 17 | 0 | 85.77 | 34.1599 | 46.213 | 43.0931 | 27.845 | 0 | 2.1677 | 28.8 | 31.9209 | 192.1073 | 0 | 0 | 0 | 0 | 0
3691 | 154 | 3 | 6 | Tuesday | 18 | 0 | 85.175 | 34.9822 | 43.4584 | 51.7393 | 38.983 | 0 | 2.1506 | 30.96 | 19.4668 | 200.7101 | 0 | 0 | 0 | 0 | 0
3692 | 154 | 3 | 6 | Tuesday | 19 | 0 | 56.97 | 34.9423 | 45.6403 | 57.1787 | 38.983 | 0 | 1.8687 | 25.2 | 8.5906 | 199.6558 | 0 | 0 | 0 | 0 | 0
3693 | 154 | 3 | 6 | Tuesday | 20 | 0 | 34.129 | 34.2484 | 53.9156 | 60.483 | 27.845 | 0 | 1.6909 | 25.2 | 3.3734 | 209.528 | 0 | 0 | 0 | 0 | 0
3694 | 154 | 3 | 6 | Tuesday | 21 | 0 | 22.262 | 33.8654 | 66.5159 | 55.4564 | 16.707 | 0 | 1.2143 | 25.2 | 1.4977 | 207.1599 | 0 | 0 | 0 | 0 | 0
3695 | 154 | 3 | 6 | Tuesday | 22 | 0 | 7.162 | 33.7213 | 49.7368 | 40.0199 | 11.138 | 0 | 0.3737 | 16.2 | 0.2492 | 147.8479 | 0 | 0 | 0 | 0 | 0
3696 | 154 | 3 | 6 | Tuesday | 23 | 0 | 0.392 | 33.7182 | 26.9226 | 24.6242 | 11.138 | 0 | 0.0232 | 16.2 | 0 | 101.9125 | 0 | 0 | 0 | 0 | 0
3697 | 155 | 4 | 6 | Wednesday | 0 | 0 | 0.001 | 33.7182 | 17.5343 | 18.3373 | 5.569 | 0 | 0.0017 | 14.4 | 0 | 83.9928 | 0 | 0 | 0 | 0 | 0
3698 | 155 | 4 | 6 | Wednesday | 1 | 0 | 0 | 33.7182 | 14.6472 | 16.4006 | 5.569 | 0 | 0.002 | 11.88 | 0 | 76.6481 | 0 | 0 | 0 | 0 | 0
3699 | 155 | 4 | 6 | Wednesday | 2 | 0 | 0 | 33.7182 | 11.7686 | 14.464 | 5.569 | 0 | 0.0018 | 11.88 | 0 | 71.8327 | 0 | 0 | 0 | 0 | 0
3700 | 155 | 4 | 6 | Wednesday | 3 | 0 | 0 | 33.7182 | 11.7686 | 14.464 | 5.569 | 0 | 0.0019 | 11.88 | 0 | 71.8328 | 0 | 0 | 0 | 0 | 0
3701 | 155 | 4 | 6 | Wednesday | 4 | 0 | 0 | 33.7182 | 13.0128 | 14.464 | 5.569 | 0 | 0.0016 | 11.88 | 0 | 73.0766 | 0 | 0 | 0 | 0 | 0
3702 | 155 | 4 | 6 | Wednesday | 5 | 0 | 0 | 33.7182 | 22.288 | 20.5805 | 5.569 | 0 | 0.0017 | 11.88 | 0.2793 | 88.4684 | 0 | 0 | 0 | 0 | 0
3703 | 155 | 4 | 6 | Wednesday | 6 | 0 | 0 | 33.7182 | 35.9176 | 35.484 | 27.845 | 0 | 0.0099 | 15.12 | 2.7944 | 120.2498 | 0 | 0 | 0 | 0 | 0
3704 | 155 | 4 | 6 | Wednesday | 7 | 0 | 0 | 33.7183 | 46.5201 | 46.6998 | 38.983 | 0 | 0.0186 | 15.12 | 9.9403 | 142.0768 | 0 | 0 | 0 | 0 | 0
3705 | 155 | 4 | 6 | Wednesday | 8 | 0 | 0 | 33.7204 | 54.7293 | 52.1343 | 44.552 | 0 | 0.0975 | 18.72 | 21.8131 | 159.4016 | 0 | 0 | 0 | 0.1236 | 0
3706 | 155 | 4 | 6 | Wednesday | 9 | 0 | 1.636 | 33.8765 | 55.4793 | 52.8606 | 27.845 | 0 | 0.1603 | 18.72 | 34.5364 | 162.8894 | 0 | 0 | 0 | 1.0121 | 0
3707 | 155 | 4 | 6 | Wednesday | 10 | 0 | 19.166 | 33.9521 | 53.4133 | 51.878 | 11.138 | 0 | 1.2245 | 14.4 | 45.6082 | 176.0591 | 0 | 0 | 0 | 0 | 0
3708 | 155 | 4 | 6 | Wednesday | 11 | 0 | 31.61 | 34.0748 | 52.8121 | 51.878 | 11.138 | 0 | 1.7625 | 18.36 | 53.719 | 191.5623 | 0 | 0 | 0 | 0 | 0
3709 | 155 | 4 | 6 | Wednesday | 12 | 0 | 56.969 | 34.1147 | 51.0187 | 51.1854 | 16.707 | 0 | 2.0126 | 18.36 | 58.5322 | 191.2604 | 0 | 0 | 0 | 0 | 0
3710 | 155 | 4 | 6 | Wednesday | 13 | 0 | 68.781 | 34.2874 | 51.6157 | 51.878 | 16.707 | 0 | 2.1114 | 18.36 | 59.9277 | 193.7762 | 0 | 0 | 0 | 0 | 0
3711 | 155 | 4 | 6 | Wednesday | 14 | 0 | 86.668 | 34.2996 | 51.59 | 51.878 | 5.569 | 0 | 2.2582 | 18.36 | 57.8046 | 195.9748 | 0 | 0 | 0 | 0 | 0
3712 | 155 | 4 | 6 | Wednesday | 15 | 0 | 95.107 | 34.5182 | 52.3444 | 51.878 | 5.569 | 0 | 2.2875 | 18.36 | 52.2819 | 198.077 | 0 | 0 | 0 | 0 | 0
3713 | 155 | 4 | 6 | Wednesday | 16 | 0 | 94.924 | 35.3614 | 53.305 | 50.7246 | 22.276 | 0 | 2.2806 | 22.68 | 43.6704 | 203.0199 | 0 | 0 | 0 | 0 | 0
3714 | 155 | 4 | 6 | Wednesday | 17 | 0 | 96.157 | 35.573 | 46.205 | 43.0931 | 27.845 | 0 | 2.2677 | 28.8 | 32.4426 | 194.7431 | 0 | 0 | 0 | 0 | 0
3715 | 155 | 4 | 6 | Wednesday | 18 | 0 | 100.992 | 35.4844 | 43.4363 | 51.7393 | 38.983 | 0 | 2.2388 | 30.96 | 19.8326 | 202.9947 | 0 | 0 | 0 | 0 | 0
3716 | 155 | 4 | 6 | Wednesday | 19 | 0 | 78.534 | 35.044 | 45.6188 | 57.1787 | 38.983 | 0 | 1.9835 | 25.2 | 8.7433 | 201.3746 | 0 | 0 | 0 | 0 | 0
3717 | 155 | 4 | 6 | Wednesday | 20 | 0 | 48.646 | 34.3514 | 53.8703 | 60.483 | 27.845 | 0 | 1.7654 | 25.2 | 3.391 | 209.7214 | 0 | 0 | 0 | 0 | 0
3718 | 155 | 4 | 6 | Wednesday | 21 | 0 | 23.41 | 33.8549 | 66.3782 | 55.4564 | 16.707 | 0 | 1.2537 | 25.2 | 1.5475 | 207.6241 | 0 | 0 | 0 | 0 | 0
3719 | 155 | 4 | 6 | Wednesday | 22 | 0 | 6.352 | 33.7201 | 49.7368 | 40.0199 | 11.138 | 0 | 0.33 | 16.2 | 0.2579 | 146.8765 | 0 | 0 | 0 | 0 | 0
3720 | 155 | 4 | 6 | Wednesday | 23 | 0 | 0.488 | 33.7182 | 26.9226 | 24.6242 | 11.138 | 0 | 0.0281 | 16.2 | 0 | 102.0212 | 0 | 0 | 0 | 0 | 0
3721 | 156 | 5 | 6 | Thursday | 0 | 0 | 0.004 | 33.7182 | 17.5343 | 18.3373 | 5.569 | 0 | 0.002 | 14.4 | 0 | 83.9956 | 0 | 0 | 0 | 0 | 0
3722 | 156 | 5 | 6 | Thursday | 1 | 0 | 0 | 33.7182 | 14.6472 | 16.4006 | 5.569 | 0 | 0.0017 | 11.88 | 0 | 76.6478 | 0 | 0 | 0 | 0 | 0
3723 | 156 | 5 | 6 | Thursday | 2 | 0 | 0 | 33.7182 | 11.7686 | 14.464 | 5.569 | 0 | 0.0017 | 11.88 | 0 | 71.8326 | 0 | 0 | 0 | 0 | 0
3724 | 156 | 5 | 6 | Thursday | 3 | 0 | 0 | 33.7182 | 11.7686 | 14.464 | 5.569 | 0 | 0.0017 | 11.88 | 0 | 71.8326 | 0 | 0 | 0 | 0 | 0
3725 | 156 | 5 | 6 | Thursday | 4 | 0 | 0 | 33.7182 | 13.0128 | 14.464 | 5.569 | 0 | 0.0017 | 11.88 | 0 | 73.0767 | 0 | 0 | 0 | 0 | 0
3726 | 156 | 5 | 6 | Thursday | 5 | 0 | 0 | 33.7182 | 22.3132 | 20.5805 | 5.569 | 0 | 0.0019 | 11.88 | 0.2784 | 88.4938 | 0 | 0 | 0 | 0 | 0
3727 | 156 | 5 | 6 | Thursday | 6 | 0 | 0 | 33.7182 | 36.9078 | 35.484 | 27.845 | 0 | 0.0099 | 15.12 | 2.7457 | 121.24 | 0 | 0 | 0 | 0 | 0
3728 | 156 | 5 | 6 | Thursday | 7 | 0 | 0 | 33.7222 | 49.246 | 46.6998 | 38.983 | 0 | 0.0186 | 15.12 | 9.5883 | 144.8066 | 0 | 0 | 0 | 0 | 0
3729 | 156 | 5 | 6 | Thursday | 8 | 0 | 0 | 33.7283 | 55.6341 | 52.1343 | 44.552 | 0 | 0.1119 | 18.72 | 21.1344 | 160.3287 | 0 | 0 | 0 | 0.1146 | 0
3730 | 156 | 5 | 6 | Thursday | 9 | 0 | 2.175 | 33.8689 | 55.8369 | 52.8606 | 27.845 | 0 | 0.1843 | 18.72 | 33.1949 | 163.877 | 0 | 0 | 0 | 1.1019 | 0
3731 | 156 | 5 | 6 | Thursday | 10 | 0 | 25.848 | 33.9316 | 53.5628 | 51.878 | 11.138 | 0 | 1.5758 | 14.4 | 43.141 | 183.0642 | 0 | 0 | 0 | 0 | 0
3732 | 156 | 5 | 6 | Thursday | 11 | 0 | 50.772 | 34.0382 | 52.8742 | 51.878 | 11.138 | 0 | 1.9507 | 18.36 | 50.9853 | 193.4988 | 0 | 0 | 0 | 0 | 0
3733 | 156 | 5 | 6 | Thursday | 12 | 0 | 93.3 | 34.2894 | 50.944 | 51.1854 | 16.707 | 0 | 2.3632 | 18.36 | 55.8192 | 195.6606 | 0 | 0 | 0 | 0 | 0
3734 | 156 | 5 | 6 | Thursday | 13 | 0 | 103.633 | 34.8388 | 51.5453 | 51.878 | 16.707 | 0 | 2.445 | 18.36 | 56.0327 | 199.1192 | 0 | 0 | 0 | 0 | 0
3735 | 156 | 5 | 6 | Thursday | 14 | 0 | 106.133 | 35.4191 | 51.5975 | 51.878 | 5.569 | 0 | 2.4104 | 18.36 | 52.4715 | 200.2114 | 0 | 0 | 0 | 0 | 0
3736 | 156 | 5 | 6 | Thursday | 15 | 0 | 111.843 | 35.5923 | 52.2349 | 51.878 | 5.569 | 0 | 2.38 | 18.36 | 45.2253 | 202.0779 | 0 | 0 | 0 | 0 | 0
3737 | 156 | 5 | 6 | Thursday | 16 | 0 | 144.154 | 35.1373 | 53.4025 | 50.7246 | 22.276 | 0 | 2.5838 | 22.68 | 36.6329 | 210.671 | 0 | 0 | 0 | 0 | 0
3738 | 156 | 5 | 6 | Thursday | 17 | 0 | 151.221 | 34.5346 | 46.3943 | 43.0931 | 27.845 | 0 | 2.6452 | 28.8 | 26.0678 | 202.2809 | 0 | 0 | 0 | 0 | 0
3739 | 156 | 5 | 6 | Thursday | 18 | 0 | 158.935 | 34.3835 | 43.7501 | 51.7393 | 38.983 | 0 | 2.7308 | 30.96 | 14.3844 | 210.5935 | 0 | 0 | 0 | 0 | 0
3740 | 156 | 5 | 6 | Thursday | 19 | 0 | 171.32 | 34.437 | 46.0606 | 57.1787 | 38.983 | 0 | 2.8392 | 25.2 | 7.2156 | 214.0835 | 0 | 0 | 0 | 0 | 0
3741 | 156 | 5 | 6 | Thursday | 20 | 0 | 182.314 | 34.535 | 58.9786 | 60.483 | 27.845 | 0 | 2.946 | 25.2 | 3.7329 | 231.6643 | 0 | 0 | 0 | 0 | 0
3742 | 156 | 5 | 6 | Thursday | 21 | 0 | 164.142 | 34.4025 | 68.4461 | 55.4564 | 16.707 | 0 | 2.5983 | 25.2 | 1.5762 | 232.7 | 0 | 0 | 0 | 0 | 0
3743 | 156 | 5 | 6 | Thursday | 22 | 0 | 100.341 | 33.7966 | 49.7368 | 40.0199 | 11.138 | 0 | 2.0564 | 16.2 | 0.2534 | 180.4948 | 0 | 0 | 0 | 0 | 0
3744 | 156 | 5 | 6 | Thursday | 23 | 0 | 51.448 | 33.7193 | 26.9226 | 24.6242 | 11.138 | 0 | 1.7819 | 16.2 | 0 | 137.4889 | 0 | 0 | 0 | 0 | 0
3745 | 157 | 6 | 6 | Friday | 0 | 0 | 36.901 | 33.7182 | 17.5343 | 18.3373 | 5.569 | 0 | 1.7115 | 14.4 | 0 | 119.8902 | 0 | 0 | 0 | 0 | 0
3746 | 157 | 6 | 6 | Friday | 1 | 0 | 17.58 | 33.7182 | 14.6472 | 16.4006 | 5.569 | 0 | 0.9542 | 11.88 | 0 | 97.606 | 0 | 0 | 0 | 0 | 0
3747 | 157 | 6 | 6 | Friday | 2 | 0 | 6.182 | 33.7182 | 11.7686 | 14.464 | 5.569 | 0 | 0.3255 | 11.88 | 0 | 79.1986 | 0 | 0 | 0 | 0 | 0
3748 | 157 | 6 | 6 | Friday | 3 | 0 | 2.963 | 33.7182 | 11.7686 | 14.464 | 5.569 | 0 | 0.1552 | 11.88 | 0 | 75.338 | 0 | 0 | 0 | 0 | 0
3749 | 157 | 6 | 6 | Friday | 4 | 0 | 1.019 | 33.7182 | 13.0128 | 14.464 | 5.569 | 0 | 0.054 | 11.88 | 0 | 74.2703 | 0 | 0 | 0 | 0 | 0
3750 | 157 | 6 | 6 | Friday | 5 | 0 | 0.98 | 33.7182 | 22.4697 | 20.5805 | 5.569 | 0 | 0.0516 | 11.88 | 0.2636 | 89.7882 | 0 | 0 | 0 | 0 | 0
3751 | 157 | 6 | 6 | Friday | 6 | 0 | 2.721 | 33.7182 | 38.4411 | 35.484 | 27.845 | 0 | 0.1489 | 15.12 | 2.6321 | 125.9065 | 0 | 0 | 0 | 0 | 0
3752 | 157 | 6 | 6 | Friday | 7 | 0 | 3.5 | 33.7186 | 50.1591 | 46.6998 | 38.983 | 0 | 0.1978 | 15.12 | 9.0474 | 149.7467 | 0 | 0 | 0 | 0 | 0
3753 | 157 | 6 | 6 | Friday | 8 | 0 | 9.879 | 33.7772 | 56.2488 | 52.1343 | 44.552 | 0 | 0.6178 | 18.72 | 18.9212 | 172.4796 | 0 | 0 | 0 | 0.2246 | 0
3754 | 157 | 6 | 6 | Friday | 9 | 0 | 19.011 | 33.8153 | 55.8499 | 52.8606 | 27.845 | 0 | 1.0998 | 18.72 | 27.7986 | 183.9904 | 0 | 0 | 0 | 1.5643 | 0
3755 | 157 | 6 | 6 | Friday | 10 | 0 | 52.866 | 34.0549 | 52.8271 | 51.878 | 11.138 | 0 | 2.0758 | 14.4 | 36.1117 | 189.6485 | 0 | 0 | 0 | 0.183 | 0
3756 | 157 | 6 | 6 | Friday | 11 | 0 | 95.674 | 35.2989 | 52.0686 | 51.878 | 11.138 | 0 | 2.3377 | 18.36 | 44.6501 | 198.7255 | 0 | 0 | 0 | 0 | 0
3757 | 157 | 6 | 6 | Friday | 12 | 0 | 122.328 | 35.7639 | 50.3988 | 51.1854 | 16.707 | 0 | 2.5488 | 18.36 | 49.4131 | 200.4912 | 0 | 0 | 0 | 0 | 0
3758 | 157 | 6 | 6 | Friday | 13 | 0 | 144.285 | 35.3969 | 51.5731 | 51.878 | 16.707 | 0 | 2.6758 | 18.36 | 42.6922 | 205.0624 | 0 | 0 | 0 | 0 | 0
3759 | 157 | 6 | 6 | Friday | 14 | 0 | 157.848 | 34.8544 | 51.8239 | 51.878 | 5.569 | 0 | 2.7295 | 18.36 | 34.4524 | 207.3395 | 0 | 0 | 0 | 0 | 0
3760 | 157 | 6 | 6 | Friday | 15 | 0 | 173.796 | 34.4701 | 52.4084 | 51.878 | 5.569 | 0 | 2.8512 | 18.36 | 32.8552 | 210.0903 | 0 | 0 | 0 | 0 | 0
3761 | 157 | 6 | 6 | Friday | 16 | 0 | 173.255 | 34.3058 | 53.4999 | 50.7246 | 22.276 | 0 | 2.836 | 22.68 | 28.4316 | 213.5298 | 0 | 0 | 0 | 0 | 0
3762 | 157 | 6 | 6 | Friday | 17 | 0 | 104.579 | 34.1215 | 46.6716 | 43.0931 | 27.845 | 0 | 2.1879 | 28.8 | 21.3091 | 194.8646 | 0 | 0 | 0 | 0 | 0
3763 | 157 | 6 | 6 | Friday | 18 | 0 | 26.304 | 33.9259 | 44.0678 | 51.7393 | 38.983 | 0 | 1.4495 | 30.96 | 15.0628 | 190.8454 | 0 | 0 | 0 | 0 | 0
3764 | 157 | 6 | 6 | Friday | 19 | 0 | 26.356 | 33.9294 | 49.0146 | 57.1787 | 38.983 | 0 | 1.4539 | 25.2 | 7.8225 | 195.7213 | 0 | 0 | 0 | 0 | 0
3765 | 157 | 6 | 6 | Friday | 20 | 0 | 32.572 | 33.9741 | 63.0273 | 60.483 | 27.845 | 0 | 1.6724 | 25.2 | 3.6003 | 217.4923 | 0 | 0 | 0 | 0 | 0
3766 | 157 | 6 | 6 | Friday | 21 | 0 | 22.401 | 33.8337 | 68.4809 | 55.4564 | 16.707 | 0 | 1.2056 | 25.2 | 1.661 | 208.5112 | 0 | 0 | 0 | 0 | 0
3767 | 157 | 6 | 6 | Friday | 22 | 0 | 7.837 | 33.7208 | 49.7368 | 40.0199 | 11.138 | 0 | 0.408 | 16.2 | 0.274 | 148.5608 | 0 | 0 | 0 | 0 | 0
3768 | 157 | 6 | 6 | Friday | 23 | 0 | 1.063 | 33.7182 | 26.9226 | 24.6242 | 11.138 | 0 | 0.0572 | 16.2 | 0 | 102.6722 | 0 | 0 | 0 | 0 | 0
3769 | 158 | 7 | 6 | Saturday | 0 | 0 | 0.143 | 33.7182 | 18.3332 | 19.1419 | 5.569 | 0 | 0.2026 | 15.84 | 0 | 87.3902 | 0 | 0 | 0 | 0 | 0
3770 | 158 | 7 | 6 | Saturday | 1 | 0 | 0.01 | 33.7182 | 17.5283 | 18.3373 | 5.569 | 0 | 0.3211 | 12.6 | 0 | 82.5161 | 0 | 0 | 0 | 0 | 0
3771 | 158 | 7 | 6 | Saturday | 2 | 0 | 0 | 33.7182 | 11.771 | 14.464 | 5.569 | 0 | 0.2584 | 12.6 | 0 | 72.8117 | 0 | 0 | 0 | 0 | 0
3772 | 158 | 7 | 6 | Saturday | 3 | 0 | 0 | 33.7182 | 11.771 | 14.464 | 5.569 | 0 | 0.3206 | 12.6 | 0 | 72.8739 | 0 | 0 | 0 | 0 | 0
3773 | 158 | 7 | 6 | Saturday | 4 | 0 | 0 | 33.7182 | 11.771 | 14.464 | 5.569 | 0 | 0.3983 | 12.6 | 0 | 72.9516 | 0 | 0 | 0 | 0 | 0
3774 | 158 | 7 | 6 | Saturday | 5 | 0 | 0 | 33.7182 | 13.0152 | 14.464 | 5.569 | 0 | 0.4761 | 12.6 | 0.114 | 74.2735 | 0 | 0 | 0 | 0 | 0
3775 | 158 | 7 | 6 | Saturday | 6 | 0 | 0 | 33.7182 | 30.2529 | 24.9086 | 27.845 | 0 | 0.0649 | 14.4 | 1.0261 | 103.3446 | 0 | 0 | 0 | 3.0164 | 0
3776 | 158 | 7 | 6 | Saturday | 7 | 0 | 0 | 33.7182 | 31.3749 | 26.405 | 38.983 | 0 | 0.1449 | 11.52 | 2.7777 | 103.163 | 0 | 0 | 0 | 6.9633 | 0
3777 | 158 | 7 | 6 | Saturday | 8 | 0 | 0 | 33.7182 | 38.812 | 37.4339 | 44.552 | 0 | 0.2325 | 16.2 | 4.6978 | 126.3966 | 0 | 0 | 0 | 11.4511 | 0
3778 | 158 | 7 | 6 | Saturday | 9 | 0 | 0 | 33.7669 | 36.4756 | 37.9057 | 27.845 | 0 | 0.1723 | 16.2 | 6.0865 | 124.5205 | 0 | 0 | 0 | 8.9091 | 0
3779 | 158 | 7 | 6 | Saturday | 10 | 0 | 7.198 | 33.9325 | 32.7327 | 37.2508 | 11.138 | 0 | 0.4513 | 15.12 | 9.0017 | 127.2719 | 0 | 0 | 0 | 3.9212 | 0
3780 | 158 | 7 | 6 | Saturday | 11 | 0 | 17.622 | 33.9844 | 29.772 | 35.3135 | 11.138 | 0 | 1.0173 | 21.6 | 14.296 | 140.9205 | 0 | 0 | 0 | 4.1163 | 0
3781 | 158 | 7 | 6 | Saturday | 12 | 0 | 22.922 | 34.0627 | 26.2054 | 34.2247 | 16.707 | 0 | 1.3871 | 23.4 | 19.1064 | 144.738 | 0 | 0 | 0 | 6.2575 | 0
3782 | 158 | 7 | 6 | Saturday | 13 | 0 | 22.73 | 34.0039 | 25.0397 | 33.0722 | 16.707 | 0 | 1.3627 | 23.4 | 24.6546 | 141.3891 | 0 | 0 | 0 | 5.8195 | 0
3783 | 158 | 7 | 6 | Saturday | 14 | 0 | 15.861 | 33.9027 | 23.2225 | 33.0722 | 5.569 | 0 | 0.923 | 23.4 | 28.4965 | 131.6753 | 0 | 0 | 0 | 1.6074 | 0
3784 | 158 | 7 | 6 | Saturday | 15 | 0 | 14.039 | 33.8649 | 23.8136 | 33.0722 | 5.569 | 0 | 0.7992 | 23.4 | 26.8155 | 130.1343 | 0 | 0 | 0 | 1.2704 | 0
3785 | 158 | 7 | 6 | Saturday | 16 | 0 | 12.242 | 33.8162 | 24.6923 | 33.0722 | 22.276 | 0 | 0.7555 | 23.4 | 25.4039 | 128.9767 | 0 | 0 | 0 | 4.6393 | 0
3786 | 158 | 7 | 6 | Saturday | 17 | 0 | 12.384 | 33.8038 | 22.7799 | 32.9581 | 27.845 | 0 | 0.7794 | 27 | 21.9147 | 130.7148 | 0 | 0 | 0 | 6.4454 | 0
3787 | 158 | 7 | 6 | Saturday | 18 | 0 | 14.36 | 33.8736 | 34.2473 | 46.5147 | 38.983 | 0 | 0.9766 | 28.8 | 14.7044 | 159.9433 | 0 | 0 | 0 | 11.2746 | 0
3788 | 158 | 7 | 6 | Saturday | 19 | 0 | 16.017 | 33.9226 | 39.2902 | 50.3878 | 38.983 | 0 | 1.1133 | 28.8 | 7.9653 | 170.8371 | 0 | 0 | 0 | 13.7907 | 0
3789 | 158 | 7 | 6 | Saturday | 20 | 0 | 14.741 | 33.9002 | 48.5784 | 50.3878 | 27.845 | 0 | 0.9895 | 27 | 3.9574 | 176.7991 | 0 | 0 | 0 | 11.2811 | 0
3790 | 158 | 7 | 6 | Saturday | 21 | 0 | 13.816 | 33.8903 | 60.6979 | 50.3878 | 16.707 | 0 | 0.8617 | 27 | 1.4276 | 187.7804 | 0 | 0 | 0 | 7.3098 | 0
3791 | 158 | 7 | 6 | Saturday | 22 | 0 | 5.542 | 33.7421 | 49.2003 | 40.077 | 11.138 | 0 | 0.3799 | 19.8 | 0.2037 | 149.1929 | 0 | 0 | 0 | 5.0917 | 0
3792 | 158 | 7 | 6 | Saturday | 23 | 0 | 1.106 | 33.7182 | 28.1779 | 24.6242 | 11.138 | 0 | 0.1551 | 19.8 | 0 | 107.6713 | 0 | 0 | 0 | 5.2627 | 0
3793 | 159 | 8 | 6 | Sunday | 0 | 0 | 0.02 | 33.7182 | 24.1043 | 23.0149 | 5.569 | 0 | 0.0517 | 19.8 | 0 | 100.7108 | 0 | 0 | 0 | 2.6944 | 0
3794 | 159 | 8 | 6 | Sunday | 1 | 0 | 0 | 33.7182 | 23.3102 | 22.2101 | 5.569 | 0 | 0.0515 | 19.8 | 0 | 99.0901 | 0 | 0 | 0 | 2.737 | 0
3795 | 159 | 8 | 6 | Sunday | 2 | 0 | 0 | 33.7182 | 17.5379 | 18.3373 | 5.569 | 0 | 0.0523 | 15.48 | 0 | 85.1257 | 0 | 0 | 0 | 2.7791 | 0
3796 | 159 | 8 | 6 | Sunday | 3 | 0 | 0 | 33.7182 | 17.5379 | 18.3373 | 5.569 | 0 | 0.053 | 15.48 | 0 | 85.1264 | 0 | 0 | 0 | 2.8204 | 0
3797 | 159 | 8 | 6 | Sunday | 4 | 0 | 0 | 33.7182 | 17.5379 | 18.3373 | 5.569 | 0 | 0.0538 | 15.48 | 0 | 85.1272 | 0 | 0 | 0 | 2.8611 | 0
3798 | 159 | 8 | 6 | Sunday | 5 | 0 | 0 | 33.7182 | 18.7717 | 18.3373 | 5.569 | 0 | 0.0545 | 15.48 | 0.3546 | 86.3617 | 0 | 0 | 0 | 2.9016 | 0
3799 | 159 | 8 | 6 | Sunday | 6 | 0 | 0 | 33.7182 | 24.5512 | 24.6242 | 27.845 | 0 | 0.2847 | 18.72 | 2.9727 | 101.8983 | 0 | 0 | 0 | 15.0702 | 0
3800 | 159 | 8 | 6 | Sunday | 7 | 0 | 0 | 33.7182 | 25.1965 | 29.9942 | 38.983 | 0 | 0.4295 | 18.72 | 6.4844 | 108.0585 | 0 | 0 | 0 | 22.5715 | 0
3801 | 159 | 8 | 6 | Sunday | 8 | 0 | 0 | 33.7182 | 25.4665 | 33.2132 | 44.552 | 0 | 0.5295 | 23.4 | 8.5647 | 116.3274 | 0 | 0 | 0 | 27.7363 | 0
3802 | 159 | 8 | 6 | Sunday | 9 | 0 | 0 | 33.7227 | 21.08 | 29.3396 | 27.845 | 0 | 0.351 | 23.4 | 11.8082 | 107.8932 | 0 | 0 | 0 | 18.2252 | 0
3803 | 159 | 8 | 6 | Sunday | 10 | 0 | 2.165 | 33.8963 | 21.9097 | 32.5586 | 11.138 | 0 | 0.2818 | 19.08 | 17.1978 | 109.9521 | 0 | 0 | 0 | 7.0935 | 0
3804 | 159 | 8 | 6 | Sunday | 11 | 0 | 13.065 | 33.8438 | 21.94 | 32.5586 | 11.138 | 0 | 0.8516 | 21.6 | 16.7524 | 125.4225 | 0 | 0 | 0 | 6.5706 | 0
3805 | 159 | 8 | 6 | Sunday | 12 | 0 | 11.221 | 33.7914 | 23.1306 | 33.0367 | 16.707 | 0 | 0.7753 | 19.08 | 11.8542 | 122.176 | 0 | 0 | 0 | 9.5713 | 0
3806 | 159 | 8 | 6 | Sunday | 13 | 0 | 7.73 | 33.73 | 20.3149 | 29.1634 | 16.707 | 0 | 0.5821 | 18.36 | 9.4992 | 110.5104 | 0 | 0 | 0 | 9.8289 | 0
3807 | 159 | 8 | 6 | Sunday | 14 | 0 | 5.56 | 33.7182 | 20.311 | 29.1634 | 5.569 | 0 | 0.347 | 18 | 9.4031 | 107.553 | 0 | 0 | 0 | 3.3426 | 0
3808 | 159 | 8 | 6 | Sunday | 15 | 0 | 5.534 | 33.7182 | 20.5099 | 29.1634 | 5.569 | 0 | 0.3462 | 15.84 | 8.6891 | 105.5626 | 0 | 0 | 0 | 3.3777 | 0
3809 | 159 | 8 | 6 | Sunday | 16 | 0 | 4.521 | 33.7182 | 21.2063 | 27.5539 | 22.276 | 0 | 0.4899 | 23.04 | 6.1041 | 110.8976 | 0 | 0 | 0 | 13.8321 | 0
3810 | 159 | 8 | 6 | Sunday | 17 | 0 | 4.144 | 33.7182 | 22.9023 | 26.399 | 27.845 | 0 | 0.5487 | 22.32 | 4.0002 | 110.3702 | 0 | 0 | 0 | 17.9719 | 0
3811 | 159 | 8 | 6 | Sunday | 18 | 0 | 4.801 | 33.7182 | 40.396 | 38.0184 | 38.983 | 0 | 0.7435 | 23.4 | 2.7591 | 141.4682 | 0 | 0 | 0 | 26.3497 | 0
3812 | 159 | 8 | 6 | Sunday | 19 | 0 | 5.28 | 33.7182 | 54.9477 | 45.7644 | 38.983 | 0 | 0.7917 | 22.68 | 1.4766 | 163.6122 | 0 | 0 | 0 | 27.6351 | 0
3813 | 159 | 8 | 6 | Sunday | 20 | 0 | 5.543 | 33.7182 | 59.9943 | 49.6381 | 27.845 | 0 | 0.6667 | 22.68 | 1.1088 | 172.6924 | 0 | 0 | 0 | 20.471 | 0
3814 | 159 | 8 | 6 | Sunday | 21 | 0 | 3.335 | 33.7182 | 48.5011 | 41.8913 | 16.707 | 0 | 0.4035 | 22.68 | 0.7976 | 150.8006 | 0 | 0 | 0 | 12.5588 | 0
3815 | 159 | 8 | 6 | Sunday | 22 | 0 | 0.959 | 33.7182 | 40.3665 | 35.5897 | 11.138 | 0 | 0.2064 | 14.4 | 0.1563 | 125.3178 | 0 | 0 | 0 | 8.4839 | 0
3816 | 159 | 8 | 6 | Sunday | 23 | 0 | 0.029 | 33.7182 | 25.6748 | 24.6242 | 11.138 | 0 | 0.161 | 14.4 | 0 | 98.6093 | 0 | 0 | 0 | 8.5716 | 0
3817 | 160 | 9 | 6 | Monday | 0 | 0 | 0 | 33.7182 | 17.5343 | 18.3373 | 5.569 | 0 | 0.0803 | 14.4 | 0 | 84.0701 | 0 | 0 | 0 | 4.3172 | 0
3818 | 160 | 9 | 6 | Monday | 1 | 0 | 0 | 33.7182 | 14.6472 | 16.4006 | 5.569 | 0 | 0.0807 | 11.88 | 0 | 76.7268 | 0 | 0 | 0 | 4.3393 | 0
3819 | 160 | 9 | 6 | Monday | 2 | 0 | 0 | 33.7182 | 11.7686 | 14.464 | 5.569 | 0 | 0.0811 | 11.88 | 0 | 71.912 | 0 | 0 | 0 | 4.3607 | 0
3820 | 160 | 9 | 6 | Monday | 3 | 0 | 0 | 33.7182 | 11.7686 | 14.464 | 5.569 | 0 | 0.0815 | 11.88 | 0 | 71.9124 | 0 | 0 | 0 | 4.3812 | 0
3821 | 160 | 9 | 6 | Monday | 4 | 0 | 0 | 33.7182 | 13.0128 | 14.464 | 5.569 | 0 | 0.0819 | 11.88 | 0 | 73.1569 | 0 | 0 | 0 | 4.4019 | 0
3822 | 160 | 9 | 6 | Monday | 5 | 0 | 0 | 33.7182 | 22.5302 | 20.5805 | 5.569 | 0 | 0.0822 | 11.88 | 0.3227 | 88.7912 | 0 | 0 | 0 | 4.4223 | 0
3823 | 160 | 9 | 6 | Monday | 6 | 0 | 0 | 33.7182 | 38.6838 | 35.484 | 27.845 | 0 | 0.4184 | 15.12 | 2.9831 | 123.4244 | 0 | 0 | 0 | 22.3997 | 0
3824 | 160 | 9 | 6 | Monday | 7 | 0 | 0 | 33.7182 | 49.7582 | 46.6998 | 38.983 | 0 | 0.6038 | 15.12 | 9.3008 | 145.9001 | 0 | 0 | 0 | 32.1092 | 0
3825 | 160 | 9 | 6 | Monday | 8 | 0 | 0 | 33.7182 | 55.9594 | 52.1343 | 44.552 | 0 | 0.6961 | 18.72 | 17.2953 | 161.228 | 0 | 0 | 0 | 37.063 | 0
3826 | 160 | 9 | 6 | Monday | 9 | 0 | 0 | 33.7255 | 56.5193 | 52.8606 | 27.845 | 0 | 0.4722 | 18.72 | 24.2579 | 162.2975 | 0 | 0 | 0 | 21.828 | 0
3827 | 160 | 9 | 6 | Monday | 10 | 0 | 2.502 | 33.8779 | 54.2109 | 51.878 | 11.138 | 0 | 0.3662 | 14.4 | 31.3629 | 157.4386 | 0 | 0 | 0 | 7.5507 | 0
3828 | 160 | 9 | 6 | Monday | 11 | 0 | 11.164 | 33.9156 | 52.8233 | 51.878 | 11.138 | 0 | 0.8058 | 18.36 | 35.5743 | 169.8573 | 0 | 0 | 0 | 5.9463 | 0
3829 | 160 | 9 | 6 | Monday | 12 | 0.387 | 14.855 | 33.9679 | 50.5019 | 51.1854 | 16.707 | 0 | 1.0299 | 18.36 | 39.6165 | 171.1113 | 0 | 0 | 0 | 6.7594 | 0
3830 | 160 | 9 | 6 | Monday | 13 | 0 | 15.71 | 33.9623 | 51.5358 | 51.878 | 16.707 | 0 | 1.0104 | 18.36 | 39.2635 | 173.7374 | 0 | 0 | 0 | 3.9808 | 0
3831 | 160 | 9 | 6 | Monday | 14 | 0 | 13.088 | 33.9079 | 51.9362 | 51.878 | 5.569 | 0 | 0.7652 | 18.36 | 34.1596 | 171.0022 | 0 | 0 | 0 | 0.7427 | 0
3832 | 160 | 9 | 6 | Monday | 15 | 0 | 11.824 | 33.8856 | 52.7397 | 51.878 | 5.569 | 0 | 0.9358 | 18.36 | 29.8411 | 170.5873 | 0 | 0 | 0 | 0.1884 | 0
3833 | 160 | 9 | 6 | Monday | 16 | 0 | 11.273 | 33.8731 | 53.5664 | 50.7246 | 22.276 | 0 | 0.638 | 22.68 | 27.9285 | 173.6741 | 0 | 0 | 0 | 1.3583 | 0
3834 | 160 | 9 | 6 | Monday | 17 | 0 | 12.477 | 33.9024 | 46.3666 | 43.0931 | 27.845 | 0 | 0.7148 | 28.8 | 23.1567 | 166.3713 | 0 | 0 | 0 | 2.8764 | 0
3835 | 160 | 9 | 6 | Monday | 18 | 0 | 15.935 | 33.9706 | 43.5222 | 51.7393 | 38.983 | 0 | 0.9794 | 30.96 | 15.2812 | 178.4068 | 0 | 0 | 0 | 6.6921 | 0
3836 | 160 | 9 | 6 | Monday | 19 | 0 | 13.554 | 33.9479 | 46.2526 | 57.1787 | 38.983 | 0 | 0.9019 | 25.2 | 7.7971 | 178.1403 | 0 | 0 | 0 | 9.5822 | 0
3837 | 160 | 9 | 6 | Monday | 20 | 0 | 13.89 | 33.9585 | 57.4112 | 60.483 | 27.845 | 0 | 0.8921 | 25.2 | 3.549 | 192.9673 | 0 | 0 | 0 | 8.4876 | 0
3838 | 160 | 9 | 6 | Monday | 21 | 0 | 10.169 | 33.9086 | 67.5647 | 55.4564 | 16.707 | 0 | 0.6363 | 25.2 | 1.5855 | 193.764 | 0 | 0 | 0 | 5.7139 | 0
3839 | 160 | 9 | 6 | Monday | 22 | 0 | 3.144 | 33.7365 | 49.7368 | 40.0199 | 11.138 | 0 | 0.2373 | 16.2 | 0.2863 | 143.331 | 0 | 0 | 0 | 4.0603 | 0
3840 | 160 | 9 | 6 | Monday | 23 | 0 | 0.188 | 33.7182 | 26.9226 | 24.6242 | 11.138 | 0 | 0.1413 | 16.2 | 0 | 101.8101 | 0 | 0 | 0 | 4.2569 | 0
3841 | 161 | 10 | 6 | Tuesday | 0 | 0 | 0 | 33.7182 | 17.5343 | 18.3373 | 5.569 | 0 | 0.0417 | 14.4 | 0 | 84.0315 | 0 | 0 | 0 | 2.2009 | 0
3842 | 161 | 10 | 6 | Tuesday | 1 | 0 | 0 | 33.7182 | 14.6472 | 16.4006 | 5.569 | 0 | 0.0426 | 11.88 | 0 | 76.6887 | 0 | 0 | 0 | 2.2502 | 0
3843 | 161 | 10 | 6 | Tuesday | 2 | 0 | 0 | 33.7241 | 11.7686 | 14.464 | 5.569 | 0 | 0.0435 | 11.88 | 0 | 71.8803 | 0 | 0 | 0 | 2.2982 | 0
3844 | 161 | 10 | 6 | Tuesday | 3 | 0 | 0 | 33.7625 | 11.7686 | 14.464 | 5.569 | 0 | 0.0444 | 11.88 | 0 | 71.9195 | 0 | 0 | 0 | 2.3459 | 0
3845 | 161 | 10 | 6 | Tuesday | 4 | 0 | 0 | 33.7714 | 13.0128 | 14.464 | 5.569 | 0 | 0.0452 | 11.88 | 0 | 73.1734 | 0 | 0 | 0 | 2.3929 | 0
3846 | 161 | 10 | 6 | Tuesday | 5 | 0 | 0 | 33.7714 | 22.2529 | 20.5805 | 5.569 | 0 | 0.0461 | 11.88 | 0.3078 | 88.5309 | 0 | 0 | 0 | 2.4391 | 0
3847 | 161 | 10 | 6 | Tuesday | 6 | 0 | 0 | 33.7218 | 35.5662 | 35.484 | 27.845 | 0 | 0.2441 | 15.12 | 3.0268 | 120.1361 | 0 | 0 | 0 | 12.8421 | 0
3848 | 161 | 10 | 6 | Tuesday | 7 | 0 | 0 | 33.7182 | 46.465 | 46.6998 | 38.983 | 0 | 0.3767 | 15.12 | 10.1833 | 142.3798 | 0 | 0 | 0 | 19.6718 | 0
3849 | 161 | 10 | 6 | Tuesday | 8 | 0 | 0 | 33.7182 | 54.9389 | 52.1343 | 44.552 | 0 | 0.4843 | 18.72 | 21.0767 | 159.9957 | 0 | 0 | 0 | 24.5261 | 0
3850 | 161 | 10 | 6 | Tuesday | 9 | 0 | 0.087 | 33.7288 | 55.734 | 52.8606 | 27.845 | 0 | 0.3554 | 18.72 | 31.2931 | 161.4925 | 0 | 0 | 0 | 14.7985 | 0
3851 | 161 | 10 | 6 | Tuesday | 10 | 0 | 2.574 | 33.9156 | 53.4786 | 51.878 | 11.138 | 0 | 0.3352 | 14.4 | 40.0387 | 156.7909 | 0 | 0 | 0 | 4.6248 | 0
3852 | 161 | 10 | 6 | Tuesday | 11 | 0 | 11.936 | 33.9229 | 52.4897 | 51.878 | 11.138 | 0 | 0.814 | 18.36 | 45.9136 | 170.3738 | 0 | 0 | 0 | 2.7129 | 0
3853 | 161 | 10 | 6 | Tuesday | 12 | 0 | 15.052 | 33.9664 | 50.5283 | 51.1854 | 16.707 | 0 | 1.0126 | 18.36 | 45.8339 | 171.3321 | 0 | 0 | 0 | 1.2482 | 0
3854 | 161 | 10 | 6 | Tuesday | 13 | 0 | 15.566 | 33.9577 | 51.4959 | 51.878 | 16.707 | 0 | 0.9498 | 18.36 | 43.7431 | 173.4765 | 0 | 0 | 0 | 0 | 0
3855 | 161 | 10 | 6 | Tuesday | 14 | 0 | 13.099 | 33.9083 | 51.5724 | 51.878 | 5.569 | 0 | 0.7696 | 18.36 | 43.1718 | 170.6559 | 0 | 0 | 0 | 0 | 0
3856 | 161 | 10 | 6 | Tuesday | 15 | 0 | 13.18 | 33.9119 | 52.292 | 51.878 | 5.569 | 0 | 0.7403 | 18.36 | 38.7102 | 171.4368 | 0 | 0 | 0 | 0 | 0
3857 | 161 | 10 | 6 | Tuesday | 16 | 0 | 14.582 | 33.939 | 53.4205 | 50.7246 | 22.276 | 0 | 0.7805 | 22.68 | 31.0618 | 177.316 | 0 | 0 | 0 | 0 | 0
3858 | 161 | 10 | 6 | Tuesday | 17 | 0 | 16.805 | 33.9837 | 46.1033 | 43.0931 | 27.845 | 0 | 0.9004 | 28.8 | 24.1704 | 171.2207 | 0 | 0 | 0 | 0 | 0
3859 | 161 | 10 | 6 | Tuesday | 18 | 0 | 21.888 | 34.0105 | 43.0707 | 51.7393 | 38.983 | 0 | 1.1987 | 30.96 | 17.161 | 185.0527 | 0 | 0 | 0 | 0 | 0
3860 | 161 | 10 | 6 | Tuesday | 19 | 0 | 18.896 | 33.9504 | 45.3893 | 57.1787 | 38.983 | 0 | 1.1297 | 25.2 | 9.0998 | 183.4701 | 0 | 0 | 0 | 0.345 | 0
3861 | 161 | 10 | 6 | Tuesday | 20 | 0 | 16.319 | 33.9158 | 53.6402 | 60.483 | 27.845 | 0 | 0.9093 | 25.2 | 4.0456 | 191.7981 | 0 | 0 | 0 | 2.1335 | 0
3862 | 161 | 10 | 6 | Tuesday | 21 | 0 | 11.136 | 33.821 | 66.3879 | 55.4564 | 16.707 | 0 | 0.6219 | 25.2 | 1.7445 | 193.5315 | 0 | 0 | 0 | 2.0889 | 0
3863 | 161 | 10 | 6 | Tuesday | 22 | 0 | 3.467 | 33.7255 | 49.7368 | 40.0199 | 11.138 | 0 | 0.2112 | 16.2 | 0.3016 | 143.6427 | 0 | 0 | 0 | 1.7176 | 0
3864 | 161 | 10 | 6 | Tuesday | 23 | 0 | 0.204 | 33.7182 | 26.9226 | 24.6242 | 11.138 | 0 | 0.0495 | 16.2 | 0 | 101.7349 | 0 | 0 | 0 | 1.9719 | 0
3865 | 162 | 11 | 6 | Wednesday | 0 | 0 | 0 | 33.7182 | 17.5343 | 18.3373 | 5.569 | 0 | 0.0213 | 14.4 | 0 | 84.0111 | 0 | 0 | 0 | 1.0801 | 0
3866 | 162 | 11 | 6 | Wednesday | 1 | 0 | 0 | 33.7182 | 14.6472 | 16.4006 | 5.569 | 0 | 0.0225 | 11.88 | 0 | 76.6685 | 0 | 0 | 0 | 1.1437 | 0
3867 | 162 | 11 | 6 | Wednesday | 2 | 0 | 0 | 33.7182 | 11.7686 | 14.464 | 5.569 | 0 | 0.0236 | 11.88 | 0 | 71.8545 | 0 | 0 | 0 | 1.2061 | 0
3868 | 162 | 11 | 6 | Wednesday | 3 | 0 | 0 | 33.7253 | 11.7686 | 14.464 | 5.569 | 0 | 0.0247 | 11.88 | 0 | 71.8627 | 0 | 0 | 0 | 1.2678 | 0
3869 | 162 | 11 | 6 | Wednesday | 4 | 0 | 0 | 33.7285 | 13.0128 | 14.464 | 5.569 | 0 | 0.0258 | 11.88 | 0 | 73.1111 | 0 | 0 | 0 | 1.3288 | 0
3870 | 162 | 11 | 6 | Wednesday | 5 | 0 | 0 | 33.7245 | 22.4242 | 20.5805 | 5.569 | 0 | 0.0269 | 11.88 | 0.3029 | 88.6362 | 0 | 0 | 0 | 1.3888 | 0
3871 | 162 | 11 | 6 | Wednesday | 6 | 0 | 0 | 33.7182 | 37.6068 | 35.484 | 27.845 | 0 | 0.1518 | 15.12 | 2.8931 | 122.0807 | 0 | 0 | 0 | 7.7804 | 0
3872 | 162 | 11 | 6 | Wednesday | 7 | 0 | 0 | 33.7182 | 48.504 | 46.6998 | 38.983 | 0 | 0.2565 | 15.12 | 9.1799 | 144.2986 | 0 | 0 | 0 | 13.0845 | 0
3873 | 162 | 11 | 6 | Wednesday | 8 | 0 | 0 | 33.7193 | 55.6548 | 52.1343 | 44.552 | 0 | 0.3525 | 18.72 | 19.1815 | 160.581 | 0 | 0 | 0 | 17.8047 | 0
3874 | 162 | 11 | 6 | Wednesday | 9 | 0 | 0.146 | 33.7349 | 56.4097 | 52.8606 | 27.845 | 0 | 0.2808 | 18.72 | 29.8454 | 162.1637 | 0 | 0 | 0 | 11.5569 | 0
3875 | 162 | 11 | 6 | Wednesday | 10 | 0 | 2.76 | 33.9399 | 54.0255 | 51.878 | 11.138 | 0 | 0.3111 | 14.4 | 39.7442 | 157.5398 | 0 | 0 | 0 | 3.6653 | 0
3876 | 162 | 11 | 6 | Wednesday | 11 | 0 | 13.013 | 33.9285 | 53.3933 | 51.878 | 11.138 | 0 | 0.8443 | 18.36 | 45.6998 | 172.4785 | 0 | 0 | 0 | 2.0405 | 0
3877 | 162 | 11 | 6 | Wednesday | 12 | 0 | 15.997 | 34.0168 | 51.4587 | 51.1854 | 16.707 | 0 | 1.0566 | 18.36 | 47.5533 | 173.379 | 0 | 0 | 0 | 0.5717 | 0
3878 | 162 | 11 | 6 | Wednesday | 13 | 0 | 16.54 | 33.979 | 52.254 | 51.878 | 16.707 | 0 | 0.9787 | 18.36 | 45.6741 | 175.3386 | 0 | 0 | 0 | 0 | 0
3879 | 162 | 11 | 6 | Wednesday | 14 | 0 | 13.995 | 33.9256 | 52.2945 | 51.878 | 5.569 | 0 | 0.807 | 18.36 | 42.5011 | 172.401 | 0 | 0 | 0 | 0 | 0
3880 | 162 | 11 | 6 | Wednesday | 15 | 0 | 12.74 | 33.9029 | 52.3977 | 51.878 | 5.569 | 0 | 0.7213 | 18.36 | 41.7333 | 171.0385 | 0 | 0 | 0 | 0 | 0
3881 | 162 | 11 | 6 | Wednesday | 16 | 0 | 12.232 | 33.8919 | 53.2694 | 50.7246 | 22.276 | 0 | 0.6689 | 22.68 | 37.2751 | 174.4644 | 0 | 0 | 0 | 0 | 0
3882 | 162 | 11 | 6 | Wednesday | 17 | 0 | 12.747 | 33.9078 | 46.2088 | 43.0931 | 27.845 | 0 | 0.6758 | 28.8 | 29.6633 | 166.4718 | 0 | 0 | 0 | 0 | 0
3883 | 162 | 11 | 6 | Wednesday | 18 | 0 | 14.995 | 33.9576 | 43.4455 | 51.7393 | 38.983 | 0 | 0.8065 | 30.96 | 19.8506 | 177.1271 | 0 | 0 | 0 | 0 | 0
3884 | 162 | 11 | 6 | Wednesday | 19 | 0 | 13.924 | 33.9537 | 45.7566 | 57.1787 | 38.983 | 0 | 0.7479 | 25.2 | 9.3835 | 177.8963 | 0 | 0 | 0 | 0 | 0
3885 | 162 | 11 | 6 | Wednesday | 20 | 0 | 14.236 | 33.9637 | 55.2484 | 60.483 | 27.845 | 0 | 0.9733 | 25.2 | 3.6703 | 191.2655 | 0 | 0 | 0 | 0.2811 | 0
3886 | 162 | 11 | 6 | Wednesday | 21 | 0 | 10.751 | 33.9188 | 66.6287 | 55.4564 | 16.707 | 0 | 0.5831 | 25.2 | 1.6878 | 193.4146 | 0 | 0 | 0 | 1.0895 | 0
3887 | 162 | 11 | 6 | Wednesday | 22 | 0 | 3.402 | 33.7403 | 49.7368 | 40.0199 | 11.138 | 0 | 0.1961 | 16.2 | 0.3016 | 143.5717 | 0 | 0 | 0 | 1.0755 | 0
3888 | 162 | 11 | 6 | Wednesday | 23 | 0 | 0.267 | 33.7182 | 26.9226 | 24.6242 | 11.138 | 0 | 0.0412 | 16.2 | 0 | 101.7946 | 0 | 0 | 0 | 1.3456 | 0
3889 | 163 | 12 | 6 | Thursday | 0 | 0 | 0 | 33.7182 | 17.5343 | 18.3373 | 5.569 | 0 | 0.0157 | 14.4 | 0 | 84.0056 | 0 | 0 | 0 | 0.7729 | 0
3890 | 163 | 12 | 6 | Thursday | 1 | 0 | 0 | 33.7182 | 14.6472 | 16.4006 | 5.569 | 0 | 0.0169 | 11.88 | 0 | 76.663 | 0 | 0 | 0 | 0.8405 | 0
3891 | 163 | 12 | 6 | Thursday | 2 | 0 | 0 | 33.7287 | 11.7686 | 14.464 | 5.569 | 0 | 0.0181 | 11.88 | 0 | 71.8595 | 0 | 0 | 0 | 0.9069 | 0
3892 | 163 | 12 | 6 | Thursday | 3 | 0 | 0 | 33.7651 | 11.7686 | 14.464 | 5.569 | 0 | 0.0193 | 11.88 | 0 | 71.8971 | 0 | 0 | 0 | 0.9724 | 0
3893 | 163 | 12 | 6 | Thursday | 4 | 0 | 0 | 33.7714 | 13.0128 | 14.464 | 5.569 | 0 | 0.0205 | 11.88 | 0 | 73.1487 | 0 | 0 | 0 | 1.0373 | 0
3894 | 163 | 12 | 6 | Thursday | 5 | 0 | 0 | 33.7714 | 22.3452 | 20.5805 | 5.569 | 0 | 0.0217 | 11.88 | 0.2832 | 88.5988 | 0 | 0 | 0 | 1.101 | 0
3895 | 163 | 12 | 6 | Thursday | 6 | 0 | 0 | 33.7208 | 37.3341 | 35.484 | 27.845 | 0 | 0.1265 | 15.12 | 2.7339 | 121.7854 | 0 | 0 | 0 | 6.3932 | 0
3896 | 163 | 12 | 6 | Thursday | 7 | 0 | 0 | 33.7182 | 50.2698 | 46.6998 | 38.983 | 0 | 0.2236 | 15.12 | 8.6437 | 146.0314 | 0 | 0 | 0 | 11.2792 | 0
3897 | 163 | 12 | 6 | Thursday | 8 | 0 | 0 | 33.7188 | 56.3855 | 52.1343 | 44.552 | 0 | 0.3146 | 18.72 | 17.0908 | 161.2733 | 0 | 0 | 0 | 15.9543 | 0
3898 | 163 | 12 | 6 | Thursday | 9 | 0 | 0.104 | 33.7277 | 56.7074 | 52.8606 | 27.845 | 0 | 0.2473 | 18.72 | 26.5115 | 162.3758 | 0 | 0 | 0 | 11.1269 | 0
3899 | 163 | 12 | 6 | Thursday | 10 | 0 | 2.565 | 33.9124 | 53.7613 | 51.878 | 11.138 | 0 | 0.292 | 14.4 | 38.1984 | 157.0175 | 0 | 0 | 0 | 3.7862 | 0
3900 | 163 | 12 | 6 | Thursday | 11 | 0 | 11.863 | 33.9274 | 52.5303 | 51.878 | 11.138 | 0 | 0.7815 | 18.36 | 44.1105 | 170.3073 | 0 | 0 | 0 | 2.2957 | 0
3901 | 163 | 12 | 6 | Thursday | 12 | 0 | 15.45 | 33.9743 | 50.6311 | 51.1854 | 16.707 | 0 | 1.0426 | 18.36 | 48.3234 | 171.9035 | 0 | 0 | 0 | 0.8749 | 0
3902 | 163 | 12 | 6 | Thursday | 13 | 0 | 16.3 | 33.9698 | 51.4538 | 51.878 | 16.707 | 0 | 1.0096 | 18.36 | 53.6495 | 174.3005 | 0 | 0 | 0 | 0 | 0
3903 | 163 | 12 | 6 | Thursday | 14 | 0 | 14.453 | 33.9348 | 51.6029 | 51.878 | 5.569 | 0 | 0.8777 | 18.36 | 51.9537 | 172.2849 | 0 | 0 | 0 | 0 | 0
3904 | 163 | 12 | 6 | Thursday | 15 | 0 | 14.017 | 33.9275 | 52.3645 | 51.878 | 5.569 | 0 | 0.8014 | 18.36 | 45.5404 | 172.4918 | 0 | 0 | 0 | 0 | 0
3905 | 163 | 12 | 6 | Thursday | 16 | 0 | 13.337 | 33.9138 | 53.3745 | 50.7246 | 22.276 | 0 | 0.7177 | 22.68 | 36.9762 | 175.8354 | 0 | 0 | 0 | 0 | 0
3906 | 163 | 12 | 6 | Thursday | 17 | 0 | 16.825 | 33.9834 | 46.2229 | 43.0931 | 27.845 | 0 | 0.9016 | 28.8 | 26.7934 | 171.3625 | 0 | 0 | 0 | 0 | 0
3907 | 163 | 12 | 6 | Thursday | 18 | 0 | 19.092 | 34.0188 | 43.3987 | 51.7393 | 38.983 | 0 | 1.0367 | 30.96 | 16.2698 | 181.9861 | 0 | 0 | 0 | 0 | 0
3908 | 163 | 12 | 6 | Thursday | 19 | 0 | 15.737 | 33.9893 | 45.6173 | 57.1787 | 38.983 | 0 | 0.8473 | 25.2 | 8.5424 | 179.8533 | 0 | 0 | 0 | 0 | 0
3909 | 163 | 12 | 6 | Thursday | 20 | 0 | 14.39 | 33.9652 | 53.3513 | 60.483 | 27.845 | 0 | 0.7647 | 25.2 | 4.1379 | 189.3278 | 0 | 0 | 0 | 0 | 0
3910 | 163 | 12 | 6 | Thursday | 21 | 0 | 10.758 | 33.9184 | 65.9375 | 55.4564 | 16.707 | 0 | 0.5636 | 25.2 | 1.8663 | 192.7112 | 0 | 0 | 0 | 0 | 0
3911 | 163 | 12 | 6 | Thursday | 22 | 0 | 3.379 | 33.7399 | 49.7368 | 40.0199 | 11.138 | 0 | 0.1875 | 16.2 | 0.3421 | 143.5382 | 0 | 0 | 0 | 0 | 0
3912 | 163 | 12 | 6 | Thursday | 23 | 0 | 0.274 | 33.7182 | 26.9226 | 24.6242 | 11.138 | 0 | 0.336 | 16.2 | 0 | 102.0976 | 0 | 0 | 0 | 0 | 0
3913 | 164 | 13 | 6 | Friday | 0 | 0 | 0 | 33.7182 | 17.5343 | 18.3373 | 5.569 | 0 | 0.2273 | 14.4 | 0 | 84.2173 | 0 | 0 | 0 | 0 | 0
3914 | 164 | 13 | 6 | Friday | 1 | 0 | 0 | 33.7182 | 14.6472 | 16.4006 | 5.569 | 0 | 0.3361 | 11.88 | 0 | 76.9822 | 0 | 0 | 0 | 0 | 0
3915 | 164 | 13 | 6 | Friday | 2 | 0 | 0 | 33.7182 | 11.7686 | 14.464 | 5.569 | 0 | 0.4139 | 11.88 | 0 | 72.2448 | 0 | 0 | 0 | 0 | 0
3916 | 164 | 13 | 6 | Friday | 3 | 0 | 0 | 33.7182 | 11.7686 | 14.464 | 5.569 | 0 | 0.4916 | 11.88 | 0 | 72.3225 | 0 | 0 | 0 | 0 | 0
3917 | 164 | 13 | 6 | Friday | 4 | 0 | 0 | 33.7182 | 13.0128 | 14.464 | 5.569 | 0 | 0.5693 | 11.88 | 0 | 73.6444 | 0 | 0 | 0 | 0 | 0
3918 | 164 | 13 | 6 | Friday | 5 | 0 | 0 | 33.7182 | 22.464 | 20.5805 | 5.569 | 0 | 0.6471 | 11.88 | 0.3359 | 89.2898 | 0 | 0 | 0 | 0 | 0
3919 | 164 | 13 | 6 | Friday | 6 | 0 | 0 | 33.7182 | 37.5766 | 35.484 | 27.845 | 0 | 0.078 | 15.12 | 3.0744 | 121.9767 | 0 | 0 | 0 | 3.7341 | 0
3920 | 164 | 13 | 6 | Friday | 7 | 0 | 0 | 33.7182 | 47.8696 | 46.6998 | 38.983 | 0 | 0.1624 | 15.12 | 9.5349 | 143.5701 | 0 | 0 | 0 | 7.9215 | 0
3921 | 164 | 13 | 6 | Friday | 8 | 0 | 0 | 33.7198 | 54.8733 | 52.1343 | 44.552 | 0 | 0.2522 | 18.72 | 18.9534 | 159.6997 | 0 | 0 | 0 | 12.4428 | 0
3922 | 164 | 13 | 6 | Friday | 9 | 0 | 0.178 | 33.7442 | 55.474 | 52.8606 | 27.845 | 0 | 0.2258 | 18.72 | 29.7236 | 161.2174 | 0 | 0 | 0 | 8.6699 | 0
3923 | 164 | 13 | 6 | Friday | 10 | 0 | 8.281 | 33.9404 | 53.144 | 51.878 | 11.138 | 0 | 0.6032 | 14.4 | 42.7898 | 162.9935 | 0 | 0 | 0 | 2.4483 | 0
3924 | 164 | 13 | 6 | Friday | 11 | 0 | 20.695 | 34.0357 | 52.0425 | 51.878 | 11.138 | 0 | 1.3765 | 18.36 | 48.4959 | 180.8869 | 0 | 0 | 0 | 0.5244 | 0
3925 | 164 | 13 | 6 | Friday | 12 | 0 | 30.715 | 34.0981 | 50.2132 | 51.1854 | 16.707 | 0 | 1.795 | 18.36 | 50.9038 | 189.1181 | 0 | 0 | 0 | 0 | 0
3926 | 164 | 13 | 6 | Friday | 13 | 0 | 38.574 | 34.1067 | 51.243 | 51.878 | 16.707 | 0 | 1.8118 | 18.36 | 45.3896 | 191.4239 | 0 | 0 | 0 | 0 | 0
3927 | 164 | 13 | 6 | Friday | 14 | 0 | 46.6 | 34.0865 | 51.6881 | 51.878 | 5.569 | 0 | 1.8003 | 18.36 | 34.5442 | 192.0018 | 0 | 0 | 0 | 0 | 0
3928 | 164 | 13 | 6 | Friday | 15 | 0 | 42.301 | 34.0557 | 53.0534 | 51.878 | 5.569 | 0 | 1.7432 | 18.36 | 28.8377 | 193.2791 | 0 | 0 | 0 | 0 | 0
3929 | 164 | 13 | 6 | Friday | 16 | 0 | 40.722 | 34.0498 | 53.996 | 50.7246 | 22.276 | 0 | 1.7335 | 22.68 | 21.9906 | 197.3728 | 0 | 0 | 0 | 0 | 0
3930 | 164 | 13 | 6 | Friday | 17 | 0 | 31.643 | 34.031 | 47.1013 | 43.0931 | 27.845 | 0 | 1.6528 | 28.8 | 15.1534 | 188.1497 | 0 | 0 | 0 | 0 | 0
3931 | 164 | 13 | 6 | Friday | 18 | 0 | 28.861 | 34.0295 | 45.3434 | 51.7393 | 38.983 | 0 | 1.6022 | 30.96 | 10.1707 | 195.8776 | 0 | 0 | 0 | 0 | 0
3932 | 164 | 13 | 6 | Friday | 19 | 0 | 26.31 | 34.0018 | 51.0737 | 57.1787 | 38.983 | 0 | 1.4645 | 25.2 | 6.1531 | 198.3814 | 0 | 0 | 0 | 0 | 0
3933 | 164 | 13 | 6 | Friday | 20 | 0 | 26.549 | 34.005 | 62.2706 | 60.483 | 27.845 | 0 | 1.7026 | 25.2 | 3.5662 | 213.3907 | 0 | 0 | 0 | 0.2028 | 0
3934 | 164 | 13 | 6 | Friday | 21 | 0 | 22.08 | 33.9541 | 68.4387 | 55.4564 | 16.707 | 0 | 1.2235 | 25.2 | 1.5723 | 208.9969 | 0 | 0 | 0 | 1.0337 | 0
3935 | 164 | 13 | 6 | Friday | 22 | 0 | 9.398 | 33.7845 | 49.7368 | 40.0199 | 11.138 | 0 | 0.5134 | 16.2 | 0.2563 | 150.6237 | 0 | 0 | 0 | 1.0424 | 0
3936 | 164 | 13 | 6 | Friday | 23 | 0 | 1.402 | 33.7182 | 26.9226 | 24.6242 | 11.138 | 0 | 0.0983 | 16.2 | 0 | 103.08 | 0 | 0 | 0 | 1.3134 | 0
3937 | 165 | 14 | 6 | Saturday | 0 | 0 | 0.021 | 33.7182 | 18.3332 | 19.1419 | 5.569 | 0 | 0.0164 | 15.84 | 0 | 87.0722 | 0 | 0 | 0 | 0.7571 | 0
3938 | 165 | 14 | 6 | Saturday | 1 | 0 | 0 | 33.7182 | 17.5283 | 18.3373 | 5.569 | 0 | 0.0166 | 12.6 | 0 | 82.2004 | 0 | 0 | 0 | 0.8249 | 0
3939 | 165 | 14 | 6 | Saturday | 2 | 0 | 0 | 33.7182 | 11.771 | 14.464 | 5.569 | 0 | 0.0178 | 12.6 | 0 | 72.5711 | 0 | 0 | 0 | 0.8914 | 0
3940 | 165 | 14 | 6 | Saturday | 3 | 0 | 0 | 33.7182 | 11.771 | 14.464 | 5.569 | 0 | 0.0191 | 12.6 | 0 | 72.5723 | 0 | 0 | 0 | 0.9573 | 0
3941 | 165 | 14 | 6 | Saturday | 4 | 0 | 0 | 33.7182 | 11.771 | 14.464 | 5.569 | 0 | 0.0202 | 12.6 | 0 | 72.5735 | 0 | 0 | 0 | 1.0222 | 0
3942 | 165 | 14 | 6 | Saturday | 5 | 0 | 0 | 33.7182 | 13.015 | 14.464 | 5.569 | 0 | 0.0214 | 12.6 | 0.1465 | 73.8186 | 0 | 0 | 0 | 1.0862 | 0
3943 | 165 | 14 | 6 | Saturday | 6 | 0 | 0 | 33.7182 | 29.5992 | 24.9086 | 27.845 | 0 | 0.1252 | 14.4 | 1.3913 | 102.7511 | 0 | 0 | 0 | 6.3219 | 0
3944 | 165 | 14 | 6 | Saturday | 7 | 0 | 0 | 33.7182 | 27.1519 | 26.405 | 38.983 | 0 | 0.2219 | 11.52 | 4.6974 | 99.017 | 0 | 0 | 0 | 11.1864 | 0
3945 | 165 | 14 | 6 | Saturday | 8 | 0 | 0 | 33.7182 | 32.6244 | 37.4339 | 44.552 | 0 | 0.3131 | 16.2 | 13.5988 | 120.2897 | 0 | 0 | 0 | 15.8567 | 0
3946 | 165 | 14 | 6 | Saturday | 9 | 0 | 0 | 33.7337 | 31.521 | 37.9057 | 27.845 | 0 | 0.2498 | 16.2 | 26.6576 | 119.6102 | 0 | 0 | 0 | 10.7819 | 0
3947 | 165 | 14 | 6 | Saturday | 10 | 0 | 2.751 | 33.9127 | 29.3586 | 37.2508 | 11.138 | 0 | 0.2944 | 15.12 | 34.946 | 118.912 | 0 | 0 | 0 | 3.5361 | 0
3948 | 165 | 14 | 6 | Saturday | 11 | 0 | 11.015 | 33.9156 | 27.9781 | 35.3135 | 11.138 | 0 | 0.7214 | 21.6 | 39.4587 | 131.4419 | 0 | 0 | 0 | 2.1985 | 0
3949 | 165 | 14 | 6 | Saturday | 12 | 0 | 12.046 | 33.9022 | 25.1291 | 34.2247 | 16.707 | 0 | 0.8442 | 23.4 | 44.0971 | 130.528 | 0 | 0 | 0 | 1.0439 | 0
3950 | 165 | 14 | 6 | Saturday | 13 | 0 | 13.827 | 33.9387 | 24.288 | 33.0722 | 16.707 | 0 | 0.8349 | 23.4 | 44.5842 | 130.4886 | 0 | 0 | 0 | 0 | 0
3951 | 165 | 14 | 6 | Saturday | 14 | 0 | 14.066 | 33.9458 | 22.62 | 33.0722 | 5.569 | 0 | 0.8134 | 23.4 | 41.1566 | 129.0649 | 0 | 0 | 0 | 0 | 0
3952 | 165 | 14 | 6 | Saturday | 15 | 0 | 14.858 | 33.9591 | 22.9983 | 33.0722 | 5.569 | 0 | 0.8416 | 23.4 | 39.8965 | 130.4857 | 0 | 0 | 0 | 0 | 0
3953 | 165 | 14 | 6 | Saturday | 16 | 0 | 16.256 | 33.9933 | 24.0717 | 33.0722 | 22.276 | 0 | 0.9071 | 23.4 | 37.9422 | 133.3336 | 0 | 0 | 0 | 0 | 0
3954 | 165 | 14 | 6 | Saturday | 17 | 0 | 16.937 | 34.0038 | 22.2206 | 32.9581 | 27.845 | 0 | 0.9144 | 27 | 30.7021 | 135.7361 | 0 | 0 | 0 | 0 | 0
3955 | 165 | 14 | 6 | Saturday | 18 | 0 | 16.83 | 34.0003 | 34.4376 | 46.5147 | 38.983 | 0 | 0.9104 | 28.8 | 19.8149 | 163.0267 | 0 | 0 | 0 | 0 | 0
3956 | 165 | 14 | 6 | Saturday | 19 | 0 | 16.417 | 34.0057 | 42.8775 | 50.3878 | 38.983 | 0 | 0.8846 | 28.8 | 9.4094 | 174.7114 | 0 | 0 | 0 | 0 | 0
3957 | 165 | 14 | 6 | Saturday | 20 | 0 | 14.103 | 33.9973 | 48.7562 | 50.3878 | 27.845 | 0 | 0.9618 | 27 | 3.8226 | 176.3564 | 0 | 0 | 0 | 0.3081 | 0
3958 | 165 | 14 | 6 | Saturday | 21 | 0 | 12.732 | 33.982 | 59.332 | 50.3878 | 16.707 | 0 | 0.6898 | 27 | 1.8198 | 185.1615 | 0 | 0 | 0 | 1.1064 | 0
3959 | 165 | 14 | 6 | Saturday | 22 | 0 | 4.728 | 33.7725 | 49.2003 | 40.077 | 11.138 | 0 | 0.2646 | 19.8 | 0.3423 | 148.2273 | 0 | 0 | 0 | 1.0866 | 0
3960 | 165 | 14 | 6 | Saturday | 23 | 0 | 0.914 | 33.7182 | 28.1779 | 24.6242 | 11.138 | 0 | 0.0742 | 19.8 | 0 | 107.3825 | 0 | 0 | 0 | 1.3565 | 0
3961 | 166 | 15 | 6 | Sunday | 0 | 0 | 0.009 | 33.7182 | 24.1043 | 23.0149 | 5.569 | 0 | 0.0672 | 19.8 | 0 | 100.7147 | 0 | 0 | 0 | 0.7783 | 0
3962 | 166 | 15 | 6 | Sunday | 1 | 0 | 0 | 33.7182 | 23.3102 | 22.2101 | 5.569 | 0 | 0.017 | 19.8 | 0 | 99.0556 | 0 | 0 | 0 | 0.8457 | 0
3963 | 166 | 15 | 6 | Sunday | 2 | 0 | 0 | 33.7182 | 17.5379 | 18.3373 | 5.569 | 0 | 0.0182 | 15.48 | 0 | 85.0916 | 0 | 0 | 0 | 0.9121 | 0
3964 | 166 | 15 | 6 | Sunday | 3 | 0 | 0 | 33.7367 | 17.5379 | 18.3373 | 5.569 | 0 | 0.0194 | 15.48 | 0 | 85.1113 | 0 | 0 | 0 | 0.9775 | 0
3965 | 166 | 15 | 6 | Sunday | 4 | 0 | 0 | 33.7703 | 17.5379 | 18.3373 | 5.569 | 0 | 0.0206 | 15.48 | 0 | 85.1461 | 0 | 0 | 0 | 1.0423 | 0
3966 | 166 | 15 | 6 | Sunday | 5 | 0 | 0 | 33.7714 | 18.427 | 18.3373 | 5.569 | 0 | 0.0218 | 15.48 | 0.434 | 86.0374 | 0 | 0 | 0 | 1.106 | 0
3967 | 166 | 15 | 6 | Sunday | 6 | 0 | 0 | 33.7331 | 21.1788 | 24.6242 | 27.845 | 0 | 0.1269 | 18.72 | 3.7195 | 98.3831 | 0 | 0 | 0 | 6.4172 | 0
3968 | 166 | 15 | 6 | Sunday | 7 | 0 | 0 | 33.7182 | 24.6787 | 29.9942 | 38.983 | 0 | 0.2242 | 18.72 | 9.2245 | 107.3353 | 0 | 0 | 0 | 11.3105 | 0
3969 | 166 | 15 | 6 | Sunday | 8 | 0 | 0 | 33.7182 | 24.087 | 33.2132 | 44.552 | 0 | 0.3155 | 23.4 | 16.5867 | 114.7339 | 0 | 0 | 0 | 15.9863 | 0
3970 | 166 | 15 | 6 | Sunday | 9 | 0 | 0 | 33.7182 | 19.5965 | 29.3396 | 27.845 | 0 | 0.2452 | 23.4 | 25.9644 | 106.2995 | 0 | 0 | 0 | 11.0103 | 0
3971 | 166 | 15 | 6 | Sunday | 10 | 0 | 0 | 33.7182 | 20.2653 | 32.5586 | 11.138 | 0 | 0.1577 | 19.08 | 36.1866 | 105.7798 | 0 | 0 | 0 | 3.728 | 0
3972 | 166 | 15 | 6 | Sunday | 11 | 0 | 0 | 33.7962 | 19.3763 | 32.5586 | 11.138 | 0 | 0.1657 | 21.6 | 44.3528 | 107.4968 | 0 | 0 | 0 | 2.2088 | 0
3973 | 166 | 15 | 6 | Sunday | 12 | 0 | 3.587 | 34.0303 | 18.9691 | 33.0367 | 16.707 | 0 | 0.4036 | 19.08 | 44.9976 | 109.4459 | 0 | 0 | 0 | 0.7376 | 0
3974 | 166 | 15 | 6 | Sunday | 13 | 0 | 11.497 | 33.8914 | 16.7999 | 29.1634 | 16.707 | 0 | 0.6712 | 18.36 | 35.9025 | 111.6492 | 0 | 0 | 0 | 0 | 0
3975 | 166 | 15 | 6 | Sunday | 14 | 0 | 11.67 | 33.8944 | 17.2642 | 29.1634 | 5.569 | 0 | 0.6345 | 18 | 27.9387 | 112.0225 | 0 | 0 | 0 | 0 | 0
3976 | 166 | 15 | 6 | Sunday | 15 | 0 | 13.404 | 33.9408 | 17.5851 | 29.1634 | 5.569 | 0 | 0.7225 | 15.84 | 25.7621 | 112.3958 | 0 | 0 | 0 | 0 | 0
3977 | 166 | 15 | 6 | Sunday | 16 | 0 | 14.57 | 33.9801 | 17.2792 | 27.5539 | 22.276 | 0 | 0.7881 | 23.04 | 21.8093 | 119.2399 | 0 | 0 | 0 | 0 | 0
3978 | 166 | 15 | 6 | Sunday | 17 | 0 | 14.708 | 33.995 | 17.0537 | 26.399 | 27.845 | 0 | 1.0154 | 22.32 | 16.1962 | 117.5387 | 0 | 0 | 0 | 0.279 | 0
3979 | 166 | 15 | 6 | Sunday | 18 | 0 | 15.776 | 34.0135 | 27.4621 | 38.0184 | 38.983 | 0 | 0.9296 | 23.4 | 11.9821 | 141.7956 | 0 | 0 | 0 | 3.4731 | 0
3980 | 166 | 15 | 6 | Sunday | 19 | 0 | 16.174 | 33.9804 | 37.552 | 45.7644 | 38.983 | 0 | 1.0066 | 22.68 | 7.289 | 159.2544 | 0 | 0 | 0 | 6.632 | 0
3981 | 166 | 15 | 6 | Sunday | 20 | 0 | 13.901 | 33.9617 | 49.2827 | 49.6381 | 27.845 | 0 | 0.8646 | 22.68 | 3.7016 | 171.8631 | 0 | 0 | 0 | 6.5291 | 0
3982 | 166 | 15 | 6 | Sunday | 21 | 0 | 8.707 | 33.88 | 47.7342 | 41.8913 | 16.707 | 0 | 0.5413 | 22.68 | 1.6183 | 156.3084 | 0 | 0 | 0 | 4.5955 | 0
3983 | 166 | 15 | 6 | Sunday | 22 | 0 | 4.649 | 33.7722 | 40.3665 | 35.5897 | 11.138 | 0 | 0.3023 | 14.4 | 0.241 | 129.5081 | 0 | 0 | 0 | 3.3374 | 0
3984 | 166 | 15 | 6 | Sunday | 23 | 0 | 0.798 | 33.7182 | 25.6748 | 24.6242 | 11.138 | 0 | 0.1083 | 14.4 | 0 | 99.3881 | 0 | 0 | 0 | 3.5518 | 0
3985 | 167 | 16 | 6 | Monday | 0 | 0 | 0 | 33.7182 | 17.5343 | 18.3373 | 5.569 | 0 | 0.0354 | 14.4 | 0 | 84.0257 | 0 | 0 | 0 | 1.8552 | 0
3986 | 167 | 16 | 6 | Monday | 1 | 0 | 0 | 33.7182 | 14.6472 | 16.4006 | 5.569 | 0 | 0.0364 | 11.88 | 0 | 76.6825 | 0 | 0 | 0 | 1.9087 | 0
3987 | 167 | 16 | 6 | Monday | 2 | 0 | 0 | 33.7182 | 11.7686 | 14.464 | 5.569 | 0 | 0.0374 | 11.88 | 0 | 71.8682 | 0 | 0 | 0 | 1.9615 | 0
3988 | 167 | 16 | 6 | Monday | 3 | 0 | 0 | 33.7182 | 11.7686 | 14.464 | 5.569 | 0 | 0.0383 | 11.88 | 0 | 71.8692 | 0 | 0 | 0 | 2.0132 | 0
3989 | 167 | 16 | 6 | Monday | 4 | 0 | 0 | 33.7182 | 13.0128 | 14.464 | 5.569 | 0 | 0.0392 | 11.88 | 0 | 73.1143 | 0 | 0 | 0 | 2.0646 | 0
3990 | 167 | 16 | 6 | Monday | 5 | 0 | 0 | 33.7182 | 22.4354 | 20.5805 | 5.569 | 0 | 0.0402 | 11.88 | 0.3505 | 88.6543 | 0 | 0 | 0 | 2.115 | 0
3991 | 167 | 16 | 6 | Monday | 6 | 0 | 0 | 33.7182 | 37.7189 | 35.484 | 27.845 | 0 | 0.2156 | 15.12 | 2.9732 | 122.2567 | 0 | 0 | 0 | 11.2803 | 0
3992 | 167 | 16 | 6 | Monday | 7 | 0 | 0 | 33.7182 | 49.9583 | 46.6998 | 38.983 | 0 | 0.3396 | 15.12 | 7.5918 | 145.836 | 0 | 0 | 0 | 17.6392 | 0
3993 | 167 | 16 | 6 | Monday | 8 | 0 | 0 | 33.7196 | 55.4721 | 52.1343 | 44.552 | 0 | 0.4403 | 18.72 | 14.8961 | 160.4863 | 0 | 0 | 0 | 22.5305 | 0
3994 | 167 | 16 | 6 | Monday | 9 | 0 | 0.219 | 33.759 | 55.7861 | 52.8606 | 27.845 | 0 | 0.3324 | 18.72 | 24.7168 | 161.6948 | 0 | 0 | 0 | 14.2588 | 0
3995 | 167 | 16 | 6 | Monday | 10 | 0 | 13.241 | 33.9871 | 53.5896 | 51.878 | 11.138 | 0 | 0.9 | 14.4 | 35.6174 | 169.3805 | 0 | 0 | 0 | 4.6823 | 0
3996 | 167 | 16 | 6 | Monday | 11 | 0 | 24.133 | 34.0753 | 52.8645 | 51.878 | 11.138 | 0 | 1.5005 | 18.36 | 41.277 | 185.766 | 0 | 0 | 0 | 2.9028 | 0
3997 | 167 | 16 | 6 | Monday | 12 | 0 | 30.273 | 34.0937 | 50.7411 | 51.1854 | 16.707 | 0 | 1.8015 | 18.36 | 39.9578 | 189.8736 | 0 | 0 | 0 | 1.8372 | 0
3998 | 167 | 16 | 6 | Monday | 13 | 0 | 34.653 | 34.0859 | 51.9171 | 51.878 | 16.707 | 0 | 1.9071 | 18.36 | 34.6116 | 192.1708 | 0 | 0 | 0 | 0.2106 | 0
3999 | 167 | 16 | 6 | Monday | 14 | 0 | 37.517 | 34.0599 | 52.5121 | 51.878 | 5.569 | 0 | 1.7307 | 18.36 | 27.1631 | 192.7296 | 0 | 0 | 0 | 0 | 0
4000 | 167 | 16 | 6 | Monday | 15 | 0 | 36.91 | 34.0569 | 53.6652 | 51.878 | 5.569 | 0 | 1.7021 | 18.36 | 20.6964 | 193.8511 | 0 | 0 | 0 | 0 | 0
4001 | 167 | 16 | 6 | Monday | 16 | 0 | 36.289 | 34.0523 | 54.5751 | 50.7246 | 22.276 | 0 | 1.9532 | 22.68 | 17.3844 | 198.1741 | 0 | 0 | 0 | 0 | 0
4002 | 167 | 16 | 6 | Monday | 17 | 0 | 22.286 | 33.9467 | 47.206 | 43.0931 | 27.845 | 0 | 1.2316 | 28.8 | 14.7679 | 178.6421 | 0 | 0 | 0 | 1.6162 | 0
4003 | 167 | 16 | 6 | Monday | 18 | 0 | 16.865 | 33.8793 | 45.149 | 51.7393 | 38.983 | 0 | 1.0023 | 30.96 | 10.6235 | 180.9711 | 0 | 0 | 0 | 5.1348 | 0
4004 | 167 | 16 | 6 | Monday | 19 | 0 | 15.583 | 33.8725 | 46.4646 | 57.1787 | 38.983 | 0 | 0.9866 | 25.2 | 7.0205 | 180.5561 | 0 | 0 | 0 | 8.1523 | 0
4005 | 167 | 16 | 6 | Monday | 20 | 0 | 15.631 | 33.8781 | 55.9006 | 60.483 | 27.845 | 0 | 0.97 | 25.2 | 4.2081 | 193.3376 | 0 | 0 | 0 | 7.5384 | 0
4006 | 167 | 16 | 6 | Monday | 21 | 0 | 11.968 | 33.8287 | 68.4149 | 55.4564 | 16.707 | 0 | 0.7229 | 25.2 | 1.6381 | 196.5667 | 0 | 0 | 0 | 5.1719 | 0
4007 | 167 | 16 | 6 | Monday | 22 | 0 | 4.045 | 33.7264 | 49.7368 | 40.0199 | 11.138 | 0 | 0.2773 | 16.2 | 0.2768 | 144.3354 | 0 | 0 | 0 | 3.71 | 0
4008 | 167 | 16 | 6 | Monday | 23 | 0 | 0.354 | 33.7182 | 26.9226 | 24.6242 | 11.138 | 0 | 0.0925 | 16.2 | 0 | 101.9398 | 0 | 0 | 0 | 3.9153 | 0
4009 | 168 | 17 | 6 | Tuesday | 0 | 0 | 0.002 | 33.7182 | 17.5343 | 18.3373 | 5.569 | 0 | 0.0388 | 14.4 | 0 | 84.0302 | 0 | 0 | 0 | 2.0333 | 0
4010 | 168 | 17 | 6 | Tuesday | 1 | 0 | 0 | 33.7182 | 14.6472 | 16.4006 | 5.569 | 0 | 0.0396 | 11.88 | 0 | 76.6857 | 0 | 0 | 0 | 2.0848 | 0
4011 | 168 | 17 | 6 | Tuesday | 2 | 0 | 0 | 33.7182 | 11.7686 | 14.464 | 5.569 | 0 | 0.0405 | 11.88 | 0 | 71.8714 | 0 | 0 | 0 | 2.1349 | 0
4012 | 168 | 17 | 6 | Tuesday | 3 | 0 | 0 | 33.7182 | 11.7686 | 14.464 | 5.569 | 0 | 0.0414 | 11.88 | 0 | 71.8723 | 0 | 0 | 0 | 2.1847 | 0
4013 | 168 | 17 | 6 | Tuesday | 4 | 0 | 0 | 33.7182 | 13.0128 | 14.464 | 5.569 | 0 | 0.0423 | 11.88 | 0 | 73.1174 | 0 | 0 | 0 | 2.2335 | 0
4014 | 168 | 17 | 6 | Tuesday | 5 | 0 | 0 | 33.7182 | 22.6232 | 20.5805 | 5.569 | 0 | 0.0432 | 11.88 | 0.2462 | 88.8451 | 0 | 0 | 0 | 2.2821 | 0
4015 | 168 | 17 | 6 | Tuesday | 6 | 0 | 0 | 33.7182 | 40.7072 | 35.484 | 27.845 | 0 | 0.2303 | 15.12 | 2.1609 | 125.2597 | 0 | 0 | 0 | 12.0851 | 0
4016 | 168 | 17 | 6 | Tuesday | 7 | 0 | 0 | 33.7182 | 52.2751 | 46.6998 | 38.983 | 0 | 0.3587 | 15.12 | 5.4293 | 148.1718 | 0 | 0 | 0 | 18.6866 | 0
4017 | 168 | 17 | 6 | Tuesday | 8 | 0 | 0 | 33.7201 | 57.9937 | 52.1343 | 44.552 | 0 | 0.4555 | 18.72 | 8.836 | 163.0237 | 0 | 0 | 0 | 23.6829 | 0
4018 | 168 | 17 | 6 | Tuesday | 9 | 0 | 0.202 | 33.7421 | 57.6548 | 52.8606 | 27.845 | 0 | 0.3134 | 18.72 | 13.415 | 163.5097 | 0 | 0 | 0 | 15.9582 | 0
4019 | 168 | 17 | 6 | Tuesday | 10 | 0 | 3.225 | 33.9119 | 54.6512 | 51.878 | 11.138 | 0 | 0.3148 | 14.4 | 19.9673 | 158.6431 | 0 | 0 | 0 | 6.3954 | 0
4020 | 168 | 17 | 6 | Tuesday | 11 | 0.579 | 12.057 | 33.9371 | 52.8174 | 51.878 | 11.138 | 0 | 0.8238 | 18.36 | 29.3636 | 170.8563 | 0 | 0 | 0 | 6.2736 | 0
4021 | 168 | 17 | 6 | Tuesday | 12 | 0 | 15.171 | 33.9695 | 50.2659 | 51.1854 | 16.707 | 0 | 1.0379 | 18.36 | 39.4142 | 171.2274 | 0 | 0 | 0 | 6.4348 | 0
4022 | 168 | 17 | 6 | Tuesday | 13 | 0 | 15.215 | 33.9686 | 51.3219 | 51.878 | 16.707 | 0 | 0.9963 | 18.36 | 42.7018 | 172.9809 | 0 | 0 | 0 | 3.9144 | 0
4023 | 168 | 17 | 6 | Tuesday | 14 | 0 | 14.036 | 33.9259 | 51.6784 | 51.878 | 5.569 | 0 | 1.0283 | 18.36 | 42.5729 | 172.0514 | 0 | 0 | 0 | 0.3945 | 0
4024 | 168 | 17 | 6 | Tuesday | 15 | 0 | 13.343 | 33.9158 | 52.8547 | 51.878 | 5.569 | 0 | 0.8088 | 18.36 | 40.0666 | 172.2478 | 0 | 0 | 0 | 0 | 0
4025 | 168 | 17 | 6 | Tuesday | 16 | 0 | 12.705 | 33.9009 | 53.4648 | 50.7246 | 22.276 | 0 | 0.6894 | 22.68 | 31.065 | 175.2005 | 0 | 0 | 0 | 0 | 0
4026 | 168 | 17 | 6 | Tuesday | 17 | 0 | 13.141 | 33.9144 | 46.3689 | 43.0931 | 27.845 | 0 | 0.86 | 28.8 | 21.6911 | 167.2489 | 0 | 0 | 0 | 0 | 0
4027 | 168 | 17 | 6 | Tuesday | 18 | 0 | 15.706 | 33.9699 | 44.3465 | 51.7393 | 38.983 | 0 | 0.8902 | 30.96 | 13.0407 | 178.8934 | 0 | 0 | 0 | 2.4932 | 0
4028 | 168 | 17 | 6 | Tuesday | 19 | 0 | 14.98 | 33.972 | 50.2325 | 57.1787 | 38.983 | 0 | 0.9103 | 25.2 | 6.8944 | 183.6956 | 0 | 0 | 0 | 5.7788 | 0
4029 | 168 | 17 | 6 | Tuesday | 20 | 0 | 14.919 | 33.9948 | 65.5872 | 60.483 | 27.845 | 0 | 0.9022 | 25.2 | 3.8008 | 202.3031 | 0 | 0 | 0 | 5.963 | 0
4030 | 168 | 17 | 6 | Tuesday | 21 | 0 | 10.974 | 33.9296 | 68.7351 | 55.4564 | 16.707 | 0 | 0.653 | 25.2 | 1.5204 | 195.8423 | 0 | 0 | 0 | 4.2721 | 0
4031 | 168 | 17 | 6 | Tuesday | 22 | 0 | 3.598 | 33.7418 | 49.7368 | 40.0199 | 11.138 | 0 | 0.2436 | 16.2 | 0.2442 | 143.8331 | 0 | 0 | 0 | 3.1284 | 0
4032 | 168 | 17 | 6 | Tuesday | 23 | 0 | 0.369 | 33.7182 | 26.9226 | 24.6242 | 11.138 | 0 | 0.0829 | 16.2 | 0 | 101.9464 | 0 | 0 | 0 | 3.3479 | 0
4033 | 169 | 18 | 6 | Wednesday | 0 | 0 | 0.001 | 33.7182 | 17.5343 | 18.3373 | 5.569 | 0 | 0.0337 | 14.4 | 0 | 84.0247 | 0 | 0 | 0 | 1.7552 | 0
4034 | 169 | 18 | 6 | Wednesday | 1 | 0 | 0 | 33.7182 | 14.6472 | 16.4006 | 5.569 | 0 | 0.0346 | 11.88 | 0 | 76.6807 | 0 | 0 | 0 | 1.8098 | 0
4035 | 169 | 18 | 6 | Wednesday | 2 | 0 | 0 | 33.7182 | 11.7686 | 14.464 | 5.569 | 0 | 0.0356 | 11.88 | 0 | 71.8665 | 0 | 0 | 0 | 1.864 | 0
4036 | 169 | 18 | 6 | Wednesday | 3 | 0 | 0 | 33.7182 | 11.7686 | 14.464 | 5.569 | 0 | 0.0366 | 11.88 | 0 | 71.8674 | 0 | 0 | 0 | 1.917 | 0
4037 | 169 | 18 | 6 | Wednesday | 4 | 0 | 0 | 33.7182 | 13.0128 | 14.464 | 5.569 | 0 | 0.0375 | 11.88 | 0 | 73.1125 | 0 | 0 | 0 | 1.9697 | 0
4038 | 169 | 18 | 6 | Wednesday | 5 | 0 | 0 | 33.7182 | 22.6618 | 20.5805 | 5.569 | 0 | 0.0385 | 11.88 | 0.123 | 88.879 | 0 | 0 | 0 | 2.0213 | 0
4039 | 169 | 18 | 6 | Wednesday | 6 | 0 | 0 | 33.7182 | 43.0865 | 35.484 | 27.845 | 0 | 0.2073 | 15.12 | 1.2499 | 127.616 | 0 | 0 | 0 | 10.8287 | 0
4040 | 169 | 18 | 6 | Wednesday | 7 | 0 | 0 | 33.7182 | 53.5926 | 46.6998 | 38.983 | 0 | 0.3289 | 15.12 | 4.6549 | 149.4595 | 0 | 0 | 0 | 17.0514 | 0
4041 | 169 | 18 | 6 | Wednesday | 8 | 0 | 0 | 33.7198 | 56.9825 | 52.1343 | 44.552 | 0 | 0.4244 | 18.72 | 11.377 | 161.9811 | 0 | 0 | 0 | 21.9769 | 0
4042 | 169 | 18 | 6 | Wednesday | 9 | 0 | 0.181 | 33.738 | 56.7943 | 52.8606 | 27.845 | 0 | 0.3084 | 18.72 | 19.1296 | 162.6172 | 0 | 0 | 0 | 14.69 | 0
4043 | 169 | 18 | 6 | Wednesday | 10 | 0 | 3.257 | 33.9288 | 54.2788 | 51.878 | 11.138 | 0 | 0.3307 | 14.4 | 26.8375 | 158.3383 | 0 | 0 | 0 | 5.4573 | 0
4044 | 169 | 18 | 6 | Wednesday | 11 | 0 | 13.401 | 33.9349 | 53.511 | 51.878 | 11.138 | 0 | 0.8743 | 18.36 | 32.8185 | 173.0517 | 0 | 0 | 0 | 4.3786 | 0
4045 | 169 | 18 | 6 | Wednesday | 12 | 0 | 17.804 | 34.0014 | 51.4509 | 51.1854 | 16.707 | 0 | 1.134 | 18.36 | 37.0354 | 175.388 | 0 | 0 | 0 | 4.6372 | 0
4046 | 169 | 18 | 6 | Wednesday | 13 | 0 | 19.915 | 34.0265 | 52.2142 | 51.878 | 16.707 | 0 | 1.2339 | 18.36 | 43.7375 | 179.2529 | 0 | 0 | 0 | 2.3565 | 0
4047 | 169 | 18 | 6 | Wednesday | 14 | 0 | 17.851 | 34.0046 | 52.496 | 51.878 | 5.569 | 0 | 1.2061 | 18.36 | 44.1206 | 177.2524 | 0 | 0 | 0 | 0 | 0
4048 | 169 | 18 | 6 | Wednesday | 15 | 0 | 13.609 | 33.9211 | 53.4896 | 51.878 | 5.569 | 0 | 0.7716 | 18.36 | 38.6844 | 173.1388 | 0 | 0 | 0 | 0 | 0
4049 | 169 | 18 | 6 | Wednesday | 16 | 0 | 11.979 | 33.9128 | 53.9931 | 50.7246 | 22.276 | 0 | 0.6472 | 22.68 | 33.1357 | 174.9136 | 0 | 0 | 0 | 0 | 0
4050 | 169 | 18 | 6 | Wednesday | 17 | 0.3 | 12.429 | 33.9089 | 46.6808 | 43.0931 | 27.845 | 0 | 0.6622 | 28.8 | 23.3129 | 166.5879 | 0 | 0 | 0 | 0.2999 | 0
4051 | 169 | 18 | 6 | Wednesday | 18 | 0 | 15.2 | 33.9616 | 44.5924 | 51.7393 | 38.983 | 0 | 0.9373 | 30.96 | 14.2518 | 178.63 | 0 | 0 | 0 | 0.3531 | 0
4052 | 169 | 18 | 6 | Wednesday | 19 | 0 | 14.628 | 33.967 | 50.1106 | 57.1787 | 38.983 | 0 | 0.8487 | 25.2 | 7.8374 | 183.1259 | 0 | 0 | 0 | 3.4609 | 0
4053 | 169 | 18 | 6 | Wednesday | 20 | 0 | 14.329 | 33.9661 | 59.9078 | 60.483 | 27.845 | 0 | 0.842 | 25.2 | 4.0783 | 195.8967 | 0 | 0 | 0 | 4.4287 | 0
4054 | 169 | 18 | 6 | Wednesday | 21 | 0 | 10.512 | 33.9145 | 67.4191 | 55.4564 | 16.707 | 0 | 0.6123 | 25.2 | 1.9148 | 193.9713 | 0 | 0 | 0 | 3.3956 | 0
4055 | 169 | 18 | 6 | Wednesday | 22 | 0 | 3.355 | 33.7366 | 49.7368 | 40.0199 | 11.138 | 0 | 0.2208 | 16.2 | 0.329 | 143.5429 | 0 | 0 | 0 | 2.562 | 0
4056 | 169 | 18 | 6 | Wednesday | 23 | 0 | 0.286 | 33.7182 | 26.9226 | 24.6242 | 11.138 | 0 | 0.0686 | 16.2 | 0 | 101.8426 | 0 | 0 | 0 | 2.7954 | 0
4057 | 170 | 19 | 6 | Thursday | 0 | 0 | 0.001 | 33.7182 | 17.5343 | 18.3373 | 5.569 | 0 | 0.0287 | 14.4 | 0 | 84.0195 | 0 | 0 | 0 | 1.4841 | 0
4058 | 170 | 19 | 6 | Thursday | 1 | 0 | 0 | 33.7182 | 14.6472 | 16.4006 | 5.569 | 0 | 0.0297 | 11.88 | 0 | 76.6758 | 0 | 0 | 0 | 1.5426 | 0
4059 | 170 | 19 | 6 | Thursday | 2 | 0 | 0 | 33.7182 | 11.7686 | 14.464 | 5.569 | 0 | 0.0308 | 11.88 | 0 | 71.8616 | 0 | 0 | 0 | 1.5998 | 0
4060 | 170 | 19 | 6 | Thursday | 3 | 0 | 0 | 33.7182 | 11.7686 | 14.464 | 5.569 | 0 | 0.0318 | 11.88 | 0 | 71.8627 | 0 | 0 | 0 | 1.6565 | 0
4061 | 170 | 19 | 6 | Thursday | 4 | 0 | 0 | 33.7209 | 13.0128 | 14.464 | 5.569 | 0 | 0.0328 | 11.88 | 0 | 73.1105 | 0 | 0 | 0 | 1.7122 | 0
4062 | 170 | 19 | 6 | Thursday | 5 | 0 | 0 | 33.7316 | 22.5764 | 20.5805 | 5.569 | 0 | 0.0338 | 11.88 | 0.2799 | 88.8024 | 0 | 0 | 0 | 1.7675 | 0
4063 | 170 | 19 | 6 | Thursday | 6 | 0 | 0 | 33.7182 | 39.7285 | 35.484 | 27.845 | 0 | 0.185 | 15.12 | 2.4861 | 124.2358 | 0 | 0 | 0 | 9.6048 | 0
4064 | 170 | 19 | 6 | Thursday | 7 | 0 | 0 | 33.7182 | 51.1684 | 46.6998 | 38.983 | 0 | 0.2998 | 15.12 | 6.585 | 147.0063 | 0 | 0 | 0 | 15.4588 | 0
4065 | 170 | 19 | 6 | Thursday | 8 | 0 | 0 | 33.7196 | 56.8862 | 52.1343 | 44.552 | 0 | 0.3943 | 18.72 | 13.7618 | 161.8543 | 0 | 0 | 0 | 20.3149 | 0
4066 | 170 | 19 | 6 | Thursday | 9 | 0 | 0.156 | 33.7333 | 56.5981 | 52.8606 | 27.845 | 0 | 0.2968 | 18.72 | 24.1162 | 162.3776 | 0 | 0 | 0 | 13.5371 | 0
4067 | 170 | 19 | 6 | Thursday | 10 | 0 | 2.769 | 33.9029 | 53.8328 | 51.878 | 11.138 | 0 | 0.2943 | 14.4 | 29.602 | 157.3029 | 0 | 0 | 0 | 4.883 | 0
4068 | 170 | 19 | 6 | Thursday | 11 | 0 | 11.912 | 33.9292 | 53.0368 | 51.878 | 11.138 | 0 | 0.7448 | 18.36 | 26.7838 | 170.8317 | 0 | 0 | 0 | 4.1624 | 0
4069 | 170 | 19 | 6 | Thursday | 12 | 0 | 14.963 | 33.9904 | 52.803 | 51.1854 | 16.707 | 0 | 0.9064 | 18.36 | 18.0015 | 173.4291 | 0 | 0 | 0 | 6.0605 | 0
4070 | 170 | 19 | 6 | Thursday | 13 | 0 | 14.112 | 33.9736 | 56.4167 | 51.878 | 16.707 | 0 | 0.8627 | 18.36 | 9.3288 | 176.7536 | 0 | 0 | 0 | 6.4784 | 0
4071 | 170 | 19 | 6 | Thursday | 14 | 0 | 11.354 | 33.8985 | 56.3573 | 51.878 | 5.569 | 0 | 0.6332 | 18.36 | 10.282 | 173.4071 | 0 | 0 | 0 | 2.254 | 0
4072 | 170 | 19 | 6 | Thursday | 15 | 0 | 10.967 | 33.8677 | 54.6541 | 51.878 | 5.569 | 0 | 0.6171 | 18.36 | 18.1166 | 171.2376 | 0 | 0 | 0 | 2.295 | 0
4073 | 170 | 19 | 6 | Thursday | 16 | 0 | 10.692 | 33.9165 | 54.5856 | 50.7246 | 22.276 | 0 | 0.7401 | 22.68 | 19.2755 | 174.2109 | 0 | 0 | 0 | 9.3968 | 0
4074 | 170 | 19 | 6 | Thursday | 17 | 0 | 11.479 | 33.9178 | 47.6711 | 43.0931 | 27.845 | 0 | 0.8374 | 28.8 | 13.0892 | 166.734 | 0 | 0 | 0 | 12.6382 | 0
4075 | 170 | 19 | 6 | Thursday | 18 | 0 | 14.287 | 33.9734 | 46.2554 | 51.7393 | 38.983 | 0 | 1.1209 | 30.96 | 10.2674 | 179.5008 | 0 | 0 | 0 | 19.4077 | 0
4076 | 170 | 19 | 6 | Thursday | 19 | 0 | 13.802 | 33.9563 | 50.3104 | 57.1787 | 38.983 | 0 | 1.1283 | 25.2 | 7.2995 | 182.7007 | 0 | 0 | 0 | 21.2599 | 0
4077 | 170 | 19 | 6 | Thursday | 20 | 0 | 13.926 | 33.9598 | 61.651 | 60.483 | 27.845 | 0 | 1.0355 | 25.2 | 3.7907 | 197.3914 | 0 | 0 | 0 | 16.2392 | 0
4078 | 170 | 19 | 6 | Thursday | 21 | 0 | 10.184 | 33.9089 | 68.3759 | 55.4564 | 16.707 | 0 | 0.7178 | 25.2 | 1.6276 | 194.6731 | 0 | 0 | 0 | 10.1416 | 0
4079 | 170 | 19 | 6 | Thursday | 22 | 0 | 3.228 | 33.7356 | 49.7368 | 40.0199 | 11.138 | 0 | 0.2938 | 16.2 | 0.2869 | 143.477 | 0 | 0 | 0 | 6.9219 | 0
4080 | 170 | 19 | 6 | Thursday | 23 | 0 | 0.243 | 33.7182 | 26.9226 | 24.6242 | 11.138 | 0 | 0.144 | 16.2 | 0 | 101.872 | 0 | 0 | 0 | 7.0478 | 0
4081 | 171 | 20 | 6 | Friday | 0 | 0 | 0 | 33.7182 | 17.5343 | 18.3373 | 5.569 | 0 | 0.0667 | 14.4 | 0 | 84.0566 | 0 | 0 | 0 | 3.5698 | 0
4082 | 171 | 20 | 6 | Friday | 1 | 0 | 0 | 33.7182 | 14.6472 | 16.4006 | 5.569 | 0 | 0.0673 | 11.88 | 0 | 76.7134 | 0 | 0 | 0 | 3.6016 | 0
4083 | 171 | 20 | 6 | Friday | 2 | 0 | 0 | 33.7182 | 11.7686 | 14.464 | 5.569 | 0 | 0.0678 | 11.88 | 0 | 71.8987 | 0 | 0 | 0 | 3.6324 | 0
4084 | 171 | 20 | 6 | Friday | 3 | 0 | 0 | 33.7182 | 11.7686 | 14.464 | 5.569 | 0 | 0.0684 | 11.88 | 0 | 71.8993 | 0 | 0 | 0 | 3.6623 | 0
4085 | 171 | 20 | 6 | Friday | 4 | 0 | 0 | 33.7182 | 13.0128 | 14.464 | 5.569 | 0 | 0.0689 | 11.88 | 0 | 73.144 | 0 | 0 | 0 | 3.6925 | 0
4086 | 171 | 20 | 6 | Friday | 5 | 0 | 0 | 33.7182 | 22.577 | 20.5805 | 5.569 | 0 | 0.0695 | 11.88 | 0.2306 | 88.8251 | 0 | 0 | 0 | 3.722 | 0
4087 | 171 | 20 | 6 | Friday | 6 | 0 | 0 | 33.7182 | 38.8301 | 35.484 | 27.845 | 0 | 0.3568 | 15.12 | 2.2019 | 123.5092 | 0 | 0 | 0 | 19.0245 | 0
4088 | 171 | 20 | 6 | Friday | 7 | 0 | 0 | 33.7182 | 48.1111 | 46.6998 | 38.983 | 0 | 0.5234 | 15.12 | 7.2441 | 144.1726 | 0 | 0 | 0 | 27.7176 | 0
4089 | 171 | 20 | 6 | Friday | 8 | 0 | 0 | 33.7193 | 55.3081 | 52.1343 | 44.552 | 0 | 0.6364 | 18.72 | 15.445 | 160.5182 | 0 | 0 | 0 | 32.9103 | 0
4090 | 171 | 20 | 6 | Friday | 9 | 0 | 0.137 | 33.7312 | 55.9375 | 52.8606 | 27.845 | 0 | 0.4385 | 18.72 | 24.5395 | 161.836 | 0 | 0 | 0 | 19.8975 | 0
4091 | 171 | 20 | 6 | Friday | 10 | 0 | 2.738 | 33.8801 | 53.4957 | 51.878 | 11.138 | 0 | 0.3694 | 14.4 | 33.8835 | 156.9848 | 0 | 0 | 0 | 6.8048 | 0
4092 | 171 | 20 | 6 | Friday | 11 | 0.27 | 11.592 | 33.9329 | 52.7616 | 51.878 | 11.138 | 0 | 0.8331 | 18.36 | 40.1004 | 170.3027 | 0 | 0 | 0 | 5.328 | 0
4093 | 171 | 20 | 6 | Friday | 12 | 0 | 15.509 | 33.9751 | 51.2075 | 51.1854 | 16.707 | 0 | 1.0447 | 18.36 | 44.6589 | 172.5464 | 0 | 0 | 0 | 4.6539 | 0
4094 | 171 | 20 | 6 | Friday | 13 | 0 | 16.216 | 33.9717 | 52.2449 | 51.878 | 16.707 | 0 | 1.0161 | 18.36 | 45.8845 | 175.0093 | 0 | 0 | 0 | 1.9049 | 0
4095 | 171 | 20 | 6 | Friday | 14 | 0 | 12.747 | 33.9265 | 51.6786 | 51.878 | 5.569 | 0 | 0.8763 | 18.36 | 39.7886 | 170.5055 | 0 | 0 | 0 | 0 | 0
4096 | 171 | 20 | 6 | Friday | 15 | 0.071 | 11.324 | 33.8742 | 52.3107 | 51.878 | 5.569 | 0 | 0.642 | 18.36 | 34.416 | 169.3125 | 0 | 0 | 0 | 0.0713 | 0
4097 | 171 | 20 | 6 | Friday | 16 | 0 | 11.689 | 33.8867 | 53.8118 | 50.7246 | 22.276 | 0 | 0.6211 | 22.68 | 27.7547 | 174.3661 | 0 | 0 | 0 | 0 | 0
4098 | 171 | 20 | 6 | Friday | 17 | 0 | 12.123 | 33.9141 | 46.9768 | 43.0931 | 27.845 | 0 | 0.872 | 28.8 | 21.3158 | 166.7679 | 0 | 0 | 0 | 0.1537 | 0
4099 | 171 | 20 | 6 | Friday | 18 | 0 | 14.663 | 33.9528 | 43.9803 | 51.7393 | 38.983 | 0 | 0.8463 | 30.96 | 17.1391 | 177.338 | 0 | 0 | 0 | 3.2182 | 0
4100 | 171 | 20 | 6 | Friday | 19 | 0 | 13.618 | 33.9487 | 46.1769 | 57.1787 | 38.983 | 0 | 0.8474 | 25.2 | 9.5671 | 178.0797 | 0 | 0 | 0 | 6.4057 | 0
4101 | 171 | 20 | 6 | Friday | 20 | 0 | 14.088 | 33.9614 | 56.3354 | 60.483 | 27.845 | 0 | 0.8644 | 25.2 | 3.865 | 192.081 | 0 | 0 | 0 | 6.3791 | 0
4102 | 171 | 20 | 6 | Friday | 21 | 0 | 10.462 | 33.9136 | 66.5112 | 55.4564 | 16.707 | 0 | 0.63 | 25.2 | 1.8179 | 193.0257 | 0 | 0 | 0 | 4.5097 | 0
4103 | 171 | 20 | 6 | Friday | 22 | 0 | 3.312 | 33.7378 | 49.7368 | 40.0199 | 11.138 | 0 | 0.2317 | 16.2 | 0.3433 | 143.5081 | 0 | 0 | 0 | 3.282 | 0
4104 | 171 | 20 | 6 | Friday | 23 | 0 | 0.246 | 33.7182 | 26.9226 | 24.6242 | 11.138 | 0 | 0.0794 | 16.2 | 0 | 101.811 | 0 | 0 | 0 | 3.4979 | 0
4105 | 172 | 21 | 6 | Saturday | 0 | 0 | 0 | 33.7182 | 18.3332 | 19.1419 | 5.569 | 0 | 0.0859 | 15.84 | 0 | 87.1193 | 0 | 0 | 0 | 1.8286 | 0
4106 | 172 | 21 | 6 | Saturday | 1 | 0 | 0 | 33.7182 | 17.5283 | 18.3373 | 5.569 | 0 | 0.0359 | 12.6 | 0 | 82.2197 | 0 | 0 | 0 | 1.8826 | 0
4107 | 172 | 21 | 6 | Saturday | 2 | 0 | 0 | 33.7182 | 11.771 | 14.464 | 5.569 | 0 | 0.0369 | 12.6 | 0 | 72.5902 | 0 | 0 | 0 | 1.9355 | 0
4108 | 172 | 21 | 6 | Saturday | 3 | 0 | 0 | 33.721 | 11.771 | 14.464 | 5.569 | 0 | 0.0378 | 12.6 | 0 | 72.5939 | 0 | 0 | 0 | 1.9877 | 0
4109 | 172 | 21 | 6 | Saturday | 4 | 0 | 0 | 33.7412 | 11.771 | 14.464 | 5.569 | 0 | 0.0388 | 12.6 | 0 | 72.615 | 0 | 0 | 0 | 2.0393 | 0
4110 | 172 | 21 | 6 | Saturday | 5 | 0 | 0 | 33.7592 | 12.8248 | 14.464 | 5.569 | 0 | 0.0397 | 12.6 | 0.3309 | 73.6878 | 0 | 0 | 0 | 2.0903 | 0
4111 | 172 | 21 | 6 | Saturday | 6 | 0 | 0 | 33.7194 | 25.0747 | 24.9086 | 27.845 | 0 | 0.2134 | 14.4 | 3.0183 | 98.316 | 0 | 0 | 0 | 11.1606 | 0
4112 | 172 | 21 | 6 | Saturday | 7 | 0 | 0 | 33.7182 | 26.5443 | 26.405 | 38.983 | 0 | 0.3368 | 11.52 | 8.3747 | 98.5242 | 0 | 0 | 0 | 17.4833 | 0
4113 | 172 | 21 | 6 | Saturday | 8 | 0 | 0 | 33.7182 | 33.6424 | 37.4339 | 44.552 | 0 | 0.4332 | 16.2 | 14.33 | 121.4277 | 0 | 0 | 0 | 22.4256 | 0
4114 | 172 | 21 | 6 | Saturday | 9 | 0 | 0 | 33.7182 | 32.0127 | 37.9057 | 27.845 | 0 | 0.309 | 16.2 | 21.0036 | 120.1456 | 0 | 0 | 0 | 14.7853 | 0
4115 | 172 | 21 | 6 | Saturday | 10 | 0 | 2.141 | 33.84 | 29.9248 | 37.2508 | 11.138 | 0 | 0.2833 | 15.12 | 29.7281 | 118.7348 | 0 | 0 | 0 | 5.3088 | 0
4116 | 172 | 21 | 6 | Saturday | 11 | 0 | 8.344 | 33.9351 | 28.0769 | 35.3135 | 11.138 | 0 | 0.5942 | 21.6 | 32.4418 | 128.5438 | 0 | 0 | 0 | 4.1621 | 0
4117 | 172 | 21 | 6 | Saturday | 12 | 0 | 10.711 | 33.8752 | 25.4211 | 34.2247 | 16.707 | 0 | 0.705 | 23.4 | 28.652 | 129.2101 | 0 | 0 | 0 | 4.9229 | 0
4118 | 172 | 21 | 6 | Saturday | 13 | 0 | 10.795 | 33.8773 | 25.8747 | 33.0722 | 16.707 | 0 | 0.6685 | 23.4 | 22.5479 | 128.5679 | 0 | 0 | 0 | 4.509 | 0
4119 | 172 | 21 | 6 | Saturday | 14 | 0 | 9.591 | 33.8533 | 24.9826 | 33.0722 | 5.569 | 0 | 0.5299 | 23.4 | 19.2608 | 126.2111 | 0 | 0 | 0 | 1.5299 | 0
4120 | 172 | 21 | 6 | Saturday | 15 | 0 | 9.955 | 33.8631 | 24.8092 | 33.0722 | 5.569 | 0 | 0.5579 | 23.4 | 20.6579 | 126.4688 | 0 | 0 | 0 | 1.5235 | 0
4121 | 172 | 21 | 6 | Saturday | 16 | 0 | 12.184 | 33.909 | 25.3134 | 33.0722 | 22.276 | 0 | 0.7649 | 23.4 | 19.382 | 129.6372 | 0 | 0 | 0 | 6.264 | 0
4122 | 172 | 21 | 6 | Saturday | 17 | 0 | 11.704 | 33.8955 | 22.9708 | 32.9581 | 27.845 | 0 | 0.7816 | 27 | 17.7232 | 130.2645 | 0 | 0 | 0 | 8.8384 | 0
4123 | 172 | 21 | 6 | Saturday | 18 | 0 | 13.68 | 33.9531 | 34.8178 | 46.5147 | 38.983 | 0 | 0.9976 | 28.8 | 13.7227 | 159.8791 | 0 | 0 | 0 | 14.4512 | 0
4124 | 172 | 21 | 6 | Saturday | 19 | 0 | 15.79 | 33.9739 | 42.6933 | 50.3878 | 38.983 | 0 | 1.154 | 28.8 | 7.277 | 174.0869 | 0 | 0 | 0 | 16.708 | 0
4125 | 172 | 21 | 6 | Saturday | 20 | 0 | 13.244 | 33.9551 | 49.7379 | 50.3878 | 27.845 | 0 | 0.9433 | 27 | 3.3539 | 176.3483 | 0 | 0 | 0 | 13.2175 | 0
4126 | 172 | 21 | 6 | Saturday | 21 | 0 | 12.052 | 33.9411 | 59.9415 | 50.3878 | 16.707 | 0 | 0.7864 | 27 | 1.5028 | 185.0911 | 0 | 0 | 0 | 8.4158 | 0
4127 | 172 | 21 | 6 | Saturday | 22 | 0 | 4.432 | 33.7602 | 49.2003 | 40.077 | 11.138 | 0 | 0.3354 | 19.8 | 0.3003 | 147.9659 | 0 | 0 | 0 | 5.8065 | 0
4128 | 172 | 21 | 6 | Saturday | 23 | 0 | 0.723 | 33.7182 | 28.1779 | 24.6242 | 11.138 | 0 | 0.1484 | 19.8 | 0 | 107.2501 | 0 | 0 | 0 | 5.96 | 0
4129 | 173 | 22 | 6 | Sunday | 0 | 0 | 0.004 | 33.7182 | 24.1043 | 23.0149 | 5.569 | 0 | 0.0572 | 19.8 | 0 | 100.6987 | 0 | 0 | 0 | 3.0362 | 0
4130 | 173 | 22 | 6 | Sunday | 1 | 0 | 0 | 33.7182 | 23.3102 | 22.2101 | 5.569 | 0 | 0.0577 | 19.8 | 0 | 99.0963 | 0 | 0 | 0 | 3.0747 | 0
4131 | 173 | 22 | 6 | Sunday | 2 | 0 | 0 | 33.7182 | 17.5379 | 18.3373 | 5.569 | 0 | 0.0584 | 15.48 | 0 | 85.1318 | 0 | 0 | 0 | 3.1124 | 0
4132 | 173 | 22 | 6 | Sunday | 3 | 0 | 0 | 33.7182 | 17.5379 | 18.3373 | 5.569 | 0 | 0.059 | 15.48 | 0 | 85.1324 | 0 | 0 | 0 | 3.1491 | 0
4133 | 173 | 22 | 6 | Sunday | 4 | 0 | 0 | 33.7186 | 17.5379 | 18.3373 | 5.569 | 0 | 0.0597 | 15.48 | 0 | 85.1335 | 0 | 0 | 0 | 3.1859 | 0
4134 | 173 | 22 | 6 | Sunday | 5 | 0 | 0 | 33.7301 | 18.5448 | 18.3373 | 5.569 | 0 | 0.0604 | 15.48 | 0.3181 | 86.1526 | 0 | 0 | 0 | 3.222 | 0
4135 | 173 | 22 | 6 | Sunday | 6 | 0 | 0 | 33.7182 | 22.3727 | 24.6242 | 27.845 | 0 | 0.3129 | 18.72 | 3.0231 | 99.748 | 0 | 0 | 0 | 16.6146 | 0
4136 | 173 | 22 | 6 | Sunday | 7 | 0 | 0 | 33.7182 | 24.5812 | 29.9942 | 38.983 | 0 | 0.4662 | 18.72 | 9.5265 | 107.4799 | 0 | 0 | 0 | 24.5813 | 0
4137 | 173 | 22 | 6 | Sunday | 8 | 0 | 0 | 33.7182 | 24.0472 | 33.2132 | 44.552 | 0 | 0.5798 | 23.4 | 17.732 | 114.9584 | 0 | 0 | 0 | 29.4512 | 0
4138 | 173 | 22 | 6 | Sunday | 9 | 0 | 0 | 33.7182 | 19.9528 | 29.3396 | 27.845 | 0 | 0.3787 | 23.4 | 19.4179 | 106.7893 | 0 | 0 | 0 | 17.9813 | 0
4139 | 173 | 22 | 6 | Sunday | 10 | 0 | 0 | 33.7184 | 21.1604 | 32.5586 | 11.138 | 0 | 0.1715 | 19.08 | 20.0138 | 106.6889 | 0 | 0 | 0 | 6.7183 | 0
4140 | 173 | 22 | 6 | Sunday | 11 | 0 | 0 | 33.9991 | 19.9723 | 32.5586 | 11.138 | 0 | 0.2015 | 21.6 | 30.454 | 108.3315 | 0 | 0 | 0 | 5.7563 | 0
4141 | 173 | 22 | 6 | Sunday | 12 | 0 | 12.57 | 33.9286 | 19.3415 | 33.0367 | 16.707 | 0 | 0.9046 | 19.08 | 37.7019 | 120.2387 | 0 | 0 | 0 | 6.2238 | 0
4142 | 173 | 22 | 6 | Sunday | 13 | 0 | 12.97 | 33.9198 | 16.8022 | 29.1634 | 16.707 | 0 | 0.8695 | 18.36 | 37.591 | 113.6376 | 0 | 0 | 0 | 3.7839 | 0
4143 | 173 | 22 | 6 | Sunday | 14 | 0 | 13.945 | 33.9388 | 16.9937 | 29.1634 | 5.569 | 0 | 0.8263 | 18 | 32.7186 | 114.6764 | 0 | 0 | 0 | 0.6359 | 0
4144 | 173 | 22 | 6 | Sunday | 15 | 0 | 14.713 | 33.9555 | 18.3525 | 29.1634 | 5.569 | 0 | 1.2826 | 15.84 | 21.6602 | 115.2159 | 0 | 0 | 0 | 0.014 | 0
4145 | 173 | 22 | 6 | Sunday | 16 | 0 | 10.346 | 33.8785 | 18.8697 | 27.5539 | 22.276 | 0 | 0.5881 | 23.04 | 11.8334 | 115.4203 | 0 | 0 | 0 | 2.1251 | 0
4146 | 173 | 22 | 6 | Sunday | 17 | 0 | 5.755 | 33.7877 | 20.6057 | 26.399 | 27.845 | 0 | 0.3814 | 22.32 | 5.6861 | 109.7371 | 0 | 0 | 0 | 4.185 | 0
4147 | 173 | 22 | 6 | Sunday | 18 | 0 | 4.298 | 33.7193 | 40.8666 | 38.0184 | 38.983 | 0 | 0.3903 | 23.4 | 2.5615 | 141.0432 | 0 | 0 | 0 | 8.4061 | 0
4148 | 173 | 22 | 6 | Sunday | 19 | 0 | 4.869 | 33.8166 | 54.0473 | 45.7644 | 38.983 | 0 | 0.4699 | 22.68 | 1.6702 | 162.0441 | 0 | 0 | 0 | 11.1564 | 0
4149 | 173 | 22 | 6 | Sunday | 20 | 0 | 5.359 | 33.8421 | 56.8554 | 49.6381 | 27.845 | 0 | 0.4576 | 22.68 | 1.789 | 169.2684 | 0 | 0 | 0 | 9.5324 | 0
4150 | 173 | 22 | 6 | Sunday | 21 | 0 | 3.556 | 33.7343 | 48.3064 | 41.8913 | 16.707 | 0 | 0.3009 | 22.68 | 1.2825 | 150.7583 | 0 | 0 | 0 | 6.3108 | 0
4151 | 173 | 22 | 6 | Sunday | 22 | 0 | 1.132 | 33.7182 | 40.3665 | 35.5897 | 11.138 | 0 | 0.1415 | 14.4 | 0.2221 | 125.4403 | 0 | 0 | 0 | 4.446 | 0
4152 | 173 | 22 | 6 | Sunday | 23 | 0 | 0.027 | 33.7182 | 25.6748 | 24.6242 | 11.138 | 0 | 0.089 | 14.4 | 0 | 98.5355 | 0 | 0 | 0 | 4.6331 | 0
4153 | 174 | 23 | 6 | Monday | 0 | 0 | 0 | 33.7182 | 17.5343 | 18.3373 | 5.569 | 0 | 0.0451 | 14.4 | 0 | 84.0349 | 0 | 0 | 0 | 2.3856 | 0
4154 | 174 | 23 | 6 | Monday | 1 | 0 | 0 | 33.7182 | 14.6472 | 16.4006 | 5.569 | 0 | 0.0459 | 11.88 | 0 | 76.692 | 0 | 0 | 0 | 2.4322 | 0
4155 | 174 | 23 | 6 | Monday | 2 | 0 | 0 | 33.7228 | 11.7686 | 14.464 | 5.569 | 0 | 0.0468 | 11.88 | 0 | 71.8822 | 0 | 0 | 0 | 2.4782 | 0
4156 | 174 | 23 | 6 | Monday | 3 | 0 | 0 | 33.7462 | 11.7686 | 14.464 | 5.569 | 0 | 0.0476 | 11.88 | 0 | 71.9065 | 0 | 0 | 0 | 2.5233 | 0
4157 | 174 | 23 | 6 | Monday | 4 | 0 | 0 | 33.7542 | 13.0128 | 14.464 | 5.569 | 0 | 0.0484 | 11.88 | 0 | 73.1594 | 0 | 0 | 0 | 2.568 | 0
4158 | 174 | 23 | 6 | Monday | 5 | 0 | 0 | 33.7676 | 22.5136 | 20.5805 | 5.569 | 0 | 0.0492 | 11.88 | 0.2879 | 88.791 | 0 | 0 | 0 | 2.6121 | 0
4159 | 174 | 23 | 6 | Monday | 6 | 0.006 | 0 | 33.7193 | 38.8897 | 35.484 | 27.845 | 0 | 0.2594 | 15.12 | 2.616 | 123.4724 | 0 | 0 | 0 | 13.682 | 0
4160 | 174 | 23 | 6 | Monday | 7 | 0.001 | 0 | 33.7182 | 50.7975 | 46.6998 | 38.983 | 0 | 0.3965 | 15.12 | 7.4181 | 146.732 | 0 | 0 | 0 | 20.7572 | 0
4161 | 174 | 23 | 6 | Monday | 8 | 0 | 0 | 33.7182 | 55.6336 | 52.1343 | 44.552 | 0 | 0.4979 | 18.72 | 14.5996 | 160.704 | 0 | 0 | 0 | 25.8123 | 0
4162 | 174 | 23 | 6 | Monday | 9 | 0 | 0 | 33.7252 | 55.9545 | 52.8606 | 27.845 | 0 | 0.3496 | 18.72 | 22.5319 | 161.6098 | 0 | 0 | 0 | 16.4131 | 0
4163 | 174 | 23 | 6 | Monday | 10 | 0 | 2.216 | 33.8756 | 53.9147 | 51.878 | 11.138 | 0 | 0.3016 | 14.4 | 30.4358 | 156.7669 | 0 | 0 | 0 | 5.8089 | 0
4164 | 174 | 23 | 6 | Monday | 11 | 0 | 11.371 | 33.9186 | 53.4646 | 51.878 | 11.138 | 0 | 0.7801 | 18.36 | 36.4144 | 170.6992 | 0 | 0 | 0 | 4.4688 | 0
4165 | 174 | 23 | 6 | Monday | 12 | 0.325 | 15.099 | 33.9716 | 51.5384 | 51.1854 | 16.707 | 0 | 0.9871 | 18.36 | 37.8382 | 172.3727 | 0 | 0 | 0 | 4.9067 | 0
4166 | 174 | 23 | 6 | Monday | 13 | 0 | 15.991 | 33.9709 | 52.1037 | 51.878 | 16.707 | 0 | 0.98 | 18.36 | 35.1737 | 174.5882 | 0 | 0 | 0 | 2.9092 | 0
4167 | 174 | 23 | 6 | Monday | 14 | 0 | 15.999 | 33.9672 | 52.1071 | 51.878 | 5.569 | 0 | 1.0584 | 18.36 | 33.7631 | 174.6745 | 0 | 0 | 0 | 0.4219 | 0
4168 | 174 | 23 | 6 | Monday | 15 | 0 | 15.174 | 33.9505 | 53.2854 | 51.878 | 5.569 | 0 | 1.0173 | 18.36 | 35.8198 | 174.9022 | 0 | 0 | 0 | 0 | 0
4169 | 174 | 23 | 6 | Monday | 16 | 0 | 12.001 | 33.8874 | 53.7766 | 50.7246 | 22.276 | 0 | 0.663 | 22.68 | 32.8594 | 174.7106 | 0 | 0 | 0 | 0 | 0
4170 | 174 | 23 | 6 | Monday | 17 | 0 | 11.537 | 33.8885 | 47.1364 | 43.0931 | 27.845 | 0 | 0.8267 | 28.8 | 19.2491 | 166.2224 | 0 | 0 | 0 | 0.2726 | 0
4171 | 174 | 23 | 6 | Monday | 18 | 0 | 14.229 | 33.9483 | 46.2529 | 51.7393 | 38.983 | 0 | 0.8269 | 30.96 | 10.8201 | 179.1163 | 0 | 0 | 0 | 3.4578 | 0
4172 | 174 | 23 | 6 | Monday | 19 | 0 | 13.74 | 33.9544 | 49.9207 | 57.1787 | 38.983 | 0 | 0.8579 | 25.2 | 7.6898 | 181.9724 | 0 | 0 | 0 | 6.6189 | 0
4173 | 174 | 23 | 6 | Monday | 20 | 0 | 13.843 | 33.9602 | 60.737 | 60.483 | 27.845 | 0 | 0.8537 | 25.2 | 3.9475 | 196.206 | 0 | 0 | 0 | 6.5205 | 0
4174 | 174 | 23 | 6 | Monday | 21 | 0 | 9.77 | 33.9033 | 67.8078 | 55.4564 | 16.707 | 0 | 0.5946 | 25.2 | 1.853 | 193.529 | 0 | 0 | 0 | 4.5904 | 0
4175 | 174 | 23 | 6 | Monday | 22 | 0 | 2.989 | 33.7327 | 49.7368 | 40.0199 | 11.138 | 0 | 0.216 | 16.2 | 0.3466 | 143.1374 | 0 | 0 | 0 | 3.3342 | 0
4176 | 174 | 23 | 6 | Monday | 23 | 0 | 0.172 | 33.7182 | 26.9226 | 24.6242 | 11.138 | 0 | 0.0766 | 16.2 | 0 | 101.7272 | 0 | 0 | 0 | 3.5486 | 0
4177 | 175 | 24 | 6 | Tuesday | 0 | 0 | 0 | 33.7182 | 17.5343 | 18.3373 | 5.569 | 0 | 0.0354 | 14.4 | 0 | 84.0252 | 0 | 0 | 0 | 1.8537 | 0
4178 | 175 | 24 | 6 | Tuesday | 1 | 0 | 0 | 33.7182 | 14.6472 | 16.4006 | 5.569 | 0 | 0.0364 | 11.88 | 0 | 76.6825 | 0 | 0 | 0 | 1.907 | 0
4179 | 175 | 24 | 6 | Tuesday | 2 | 0 | 0 | 33.7316 | 11.7686 | 14.464 | 5.569 | 0 | 0.0373 | 11.88 | 0 | 71.8816 | 0 | 0 | 0 | 1.9599 | 0
4180 | 175 | 24 | 6 | Tuesday | 3 | 0 | 0 | 33.7664 | 11.7686 | 14.464 | 5.569 | 0 | 0.0383 | 11.88 | 0 | 71.9173 | 0 | 0 | 0 | 2.0116 | 0
4181 | 175 | 24 | 6 | Tuesday | 4 | 0.015 | 0 | 33.7714 | 13.0128 | 14.464 | 5.569 | 0 | 0.0395 | 11.88 | 0 | 73.1677 | 0 | 0 | 0 | 2.0778 | 0
4182 | 175 | 24 | 6 | Tuesday | 5 | 0.074 | 0 | 33.7714 | 22.6562 | 20.5805 | 5.569 | 0 | 0.0415 | 11.88 | 0.2484 | 88.9296 | 0 | 0 | 0 | 2.188 | 0
4183 | 175 | 24 | 6 | Tuesday | 6 | 0.062 | 0 | 33.7222 | 41.7816 | 35.484 | 27.845 | 0 | 0.2166 | 15.12 | 2.1274 | 126.3244 | 0 | 0 | 0 | 11.3355 | 0
4184 | 175 | 24 | 6 | Tuesday | 7 | 0.003 | 0 | 33.7182 | 51.87 | 46.6998 | 38.983 | 0 | 0.3395 | 15.12 | 5.8424 | 147.7475 | 0 | 0 | 0 | 17.6333 | 0
4185 | 175 | 24 | 6 | Tuesday | 8 | 0 | 0 | 33.7182 | 57.019 | 52.1343 | 44.552 | 0 | 0.4354 | 18.72 | 12.7181 | 162.027 | 0 | 0 | 0 | 22.5805 | 0
4186 | 175 | 24 | 6 | Tuesday | 9 | 0 | 0 | 33.7256 | 56.6564 | 52.8606 | 27.845 | 0 | 0.3089 | 18.72 | 21.9663 | 162.2715 | 0 | 0 | 0 | 14.9837 | 0
4187 | 175 | 24 | 6 | Tuesday | 10 | 0 | 2.337 | 33.8538 | 53.459 | 51.878 | 11.138 | 0 | 0.2954 | 14.4 | 31.4791 | 156.4133 | 0 | 0 | 0 | 5.4246 | 0
4188 | 175 | 24 | 6 | Tuesday | 11 | 0 | 10.505 | 33.9205 | 52.4026 | 51.878 | 11.138 | 0 | 0.7239 | 18.36 | 37.0254 | 168.6465 | 0 | 0 | 0 | 4.1676 | 0
4189 | 175 | 24 | 6 | Tuesday | 12 | 0 | 14.351 | 33.9447 | 50.8658 | 51.1854 | 16.707 | 0 | 0.9371 | 18.36 | 41.1209 | 170.8146 | 0 | 0 | 0 | 4.1909 | 0
4190 | 175 | 24 | 6 | Tuesday | 13 | 1.348 | 15.153 | 33.9773 | 51.5881 | 51.878 | 16.707 | 0 | 0.9858 | 18.36 | 46.3772 | 173.1776 | 0 | 0 | 0 | 3.3399 | 0
4191 | 175 | 24 | 6 | Tuesday | 14 | 0 | 13.088 | 33.9075 | 51.4957 | 51.878 | 5.569 | 0 | 0.8954 | 18.36 | 47.9955 | 170.6916 | 0 | 0 | 0 | 0 | 0
4192 | 175 | 24 | 6 | Tuesday | 15 | 0 | 11.816 | 33.8854 | 52.0984 | 51.878 | 5.569 | 0 | 0.6927 | 18.36 | 43.5642 | 169.6943 | 0 | 0 | 0 | 0 | 0
4193 | 175 | 24 | 6 | Tuesday | 16 | 0 | 11.384 | 33.875 | 53.2507 | 50.7246 | 22.276 | 0 | 0.6349 | 22.68 | 38.194 | 173.4774 | 0 | 0 | 0 | 0 | 0
4194 | 175 | 24 | 6 | Tuesday | 17 | 0 | 11.938 | 33.8944 | 46.2162 | 43.0931 | 27.845 | 0 | 0.6335 | 28.8 | 29.7201 | 165.5481 | 0 | 0 | 0 | 0 | 0
4195 | 175 | 24 | 6 | Tuesday | 18 | 0 | 14.224 | 33.9465 | 43.4629 | 51.7393 | 38.983 | 0 | 0.7643 | 30.96 | 19.0699 | 176.2568 | 0 | 0 | 0 | 0 | 0
4196 | 175 | 24 | 6 | Tuesday | 19 | 0 | 13.257 | 33.9441 | 45.9102 | 57.1787 | 38.983 | 0 | 0.8331 | 25.2 | 9.567 | 177.4038 | 0 | 0 | 0 | 0.426 | 0
4197 | 175 | 24 | 6 | Tuesday | 20 | 0 | 13.728 | 33.9568 | 56.4538 | 60.483 | 27.845 | 0 | 0.7694 | 25.2 | 3.8654 | 191.7109 | 0 | 0 | 0 | 2.2427 | 0
4198 | 175 | 24 | 6 | Tuesday | 21 | 0 | 10.157 | 33.9095 | 67.3243 | 55.4564 | 16.707 | 0 | 0.5707 | 25.2 | 1.5191 | 193.4462 | 0 | 0 | 0 | 2.1497 | 0
4199 | 175 | 24 | 6 | Tuesday | 22 | 0 | 3.192 | 33.7367 | 49.7368 | 40.0199 | 11.138 | 0 | 0.1977 | 16.2 | 0.2697 | 143.3429 | 0 | 0 | 0 | 1.7568 | 0
4200 | 175 | 24 | 6 | Tuesday | 23 | 0 | 0.211 | 33.7182 | 26.9226 | 24.6242 | 11.138 | 0 | 0.1015 | 16.2 | 0 | 101.7945 | 0 | 0 | 0 | 2.0102 | 0
4201 | 176 | 25 | 6 | Wednesday | 0 | 0 | 0 | 33.7182 | 17.5343 | 18.3373 | 5.569 | 0 | 0.0216 | 14.4 | 0 | 84.0114 | 0 | 0 | 0 | 1.0989 | 0
4202 | 176 | 25 | 6 | Wednesday | 1 | 0 | 0 | 33.7262 | 14.6472 | 16.4006 | 5.569 | 0 | 0.0228 | 11.88 | 0 | 76.6769 | 0 | 0 | 0 | 1.1622 | 0
4203 | 176 | 25 | 6 | Wednesday | 2 | 0 | 0 | 33.7545 | 11.7686 | 14.464 | 5.569 | 0 | 0.0239 | 11.88 | 0 | 71.8911 | 0 | 0 | 0 | 1.2245 | 0
4204 | 176 | 25 | 6 | Wednesday | 3 | 0 | 0 | 33.7708 | 11.7686 | 14.464 | 5.569 | 0 | 0.025 | 11.88 | 0 | 71.9085 | 0 | 0 | 0 | 1.286 | 0
4205 | 176 | 25 | 6 | Wednesday | 4 | 0.014 | 0 | 33.7714 | 13.0128 | 14.464 | 5.569 | 0 | 0.0264 | 11.88 | 0 | 73.1546 | 0 | 0 | 0 | 1.361 | 0
4206 | 176 | 25 | 6 | Wednesday | 5 | 0.09 | 0 | 33.7714 | 22.4881 | 20.5805 | 5.569 | 0 | 0.0289 | 11.88 | 0.2815 | 88.7488 | 0 | 0 | 0 | 1.4963 | 0
4207 | 176 | 25 | 6 | Wednesday | 6 | 0.106 | 0 | 33.7213 | 38.6287 | 35.484 | 27.845 | 0 | 0.1553 | 15.12 | 2.7038 | 123.1092 | 0 | 0 | 0 | 7.9712 | 0
4208 | 176 | 25 | 6 | Wednesday | 7 | 0.007 | 0 | 33.7182 | 50.143 | 46.6998 | 38.983 | 0 | 0.2587 | 15.12 | 9.0475 | 145.9397 | 0 | 0 | 0 | 13.2024 | 0
4209 | 176 | 25 | 6 | Wednesday | 8 | 0 | 0 | 33.7186 | 55.6413 | 52.1343 | 44.552 | 0 | 0.3522 | 18.72 | 19.2814 | 160.5665 | 0 | 0 | 0 | 17.947 | 0
4210 | 176 | 25 | 6 | Wednesday | 9 | 0 | 0.117 | 33.7256 | 55.7119 | 52.8606 | 27.845 | 0 | 0.2742 | 18.72 | 28.2445 | 161.4192 | 0 | 0 | 0 | 11.9683 | 0
4211 | 176 | 25 | 6 | Wednesday | 10 | 0 | 2.401 | 33.8654 | 53.3042 | 51.878 | 11.138 | 0 | 0.2793 | 14.4 | 34.6211 | 156.324 | 0 | 0 | 0 | 4.112 | 0
4212 | 176 | 25 | 6 | Wednesday | 11 | 0 | 10.914 | 33.9307 | 52.5889 | 51.878 | 11.138 | 0 | 0.7376 | 18.36 | 42.5055 | 169.2994 | 0 | 0 | 0 | 2.7242 | 0
4213 | 176 | 25 | 6 | Wednesday | 12 | 0.282 | 14.859 | 33.9657 | 50.7964 | 51.1854 | 16.707 | 0 | 0.9399 | 18.36 | 45.3067 | 171.3179 | 0 | 0 | 0 | 1.863 | 0
4214 | 176 | 25 | 6 | Wednesday | 13 | 0 | 15.417 | 33.9584 | 52.1588 | 51.878 | 16.707 | 0 | 1.0038 | 18.36 | 40.4582 | 174.0334 | 0 | 0 | 0 | 0 | 0
4215 | 176 | 25 | 6 | Wednesday | 14 | 0 | 12.929 | 33.9048 | 52.282 | 51.878 | 5.569 | 0 | 0.7046 | 18.36 | 31.4692 | 171.1127 | 0 | 0 | 0 | 0 | 0
4216 | 176 | 25 | 6 | Wednesday | 15 | 0 | 11.485 | 33.8778 | 53.3058 | 51.878 | 5.569 | 0 | 0.5993 | 18.36 | 20.6162 | 170.4426 | 0 | 0 | 0 | 0 | 0
4217 | 176 | 25 | 6 | Wednesday | 16 | 0 | 11.265 | 33.8724 | 55.3401 | 50.7246 | 22.276 | 0 | 0.5929 | 22.68 | 13.2854 | 175.3938 | 0 | 0 | 0 | 0 | 0
4218 | 176 | 25 | 6 | Wednesday | 17 | 0 | 11.676 | 33.8907 | 48.1987 | 43.0931 | 27.845 | 0 | 0.8365 | 28.8 | 9.5635 | 167.4472 | 0 | 0 | 0 | 0.4016 | 0
4219 | 176 | 25 | 6 | Wednesday | 18 | 0 | 14.023 | 33.9438 | 47.3418 | 51.7393 | 38.983 | 0 | 0.8201 | 30.96 | 7.4138 | 179.9718 | 0 | 0 | 0 | 3.6959 | 0
4220 | 176 | 25 | 6 | Wednesday | 19 | 0 | 13.858 | 33.9558 | 57.5806 | 57.1787 | 38.983 | 0 | 0.8683 | 25.2 | 4.6683 | 189.7715 | 0 | 0 | 0 | 6.8353 | 0
4221 | 176 | 25 | 6 | Wednesday | 20 | 0 | 13.863 | 33.9598 | 71.3564 | 60.483 | 27.845 | 0 | 0.8574 | 25.2 | 2.2163 | 206.8496 | 0 | 0 | 0 | 6.6643 | 0
4222 | 176 | 25 | 6 | Wednesday | 21 | 0 | 10.015 | 33.9067 | 69.4444 | 55.4564 | 16.707 | 0 | 0.6091 | 25.2 | 0.9633 | 195.4486 | 0 | 0 | 0 | 4.6725 | 0
4223 | 176 | 25 | 6 | Wednesday | 22 | 0 | 3.182 | 33.736 | 49.7368 | 40.0199 | 11.138 | 0 | 0.2269 | 16.2 | 0.188 | 143.3612 | 0 | 0 | 0 | 3.3872 | 0
4224 | 176 | 25 | 6 | Wednesday | 23 | 0 | 0.216 | 33.7182 | 26.9226 | 24.6242 | 11.138 | 0 | 0.1307 | 16.2 | 0 | 101.8289 | 0 | 0 | 0 | 3.6004 | 0
4225 | 177 | 26 | 6 | Thursday | 0 | 0 | 0 | 33.7182 | 17.5343 | 18.3373 | 5.569 | 0 | 0.0359 | 14.4 | 0 | 84.0257 | 0 | 0 | 0 | 1.8789 | 0
4226 | 177 | 26 | 6 | Thursday | 1 | 0 | 0 | 33.7182 | 14.6472 | 16.4006 | 5.569 | 0 | 0.0368 | 11.88 | 0 | 76.6829 | 0 | 0 | 0 | 1.9322 | 0
4227 | 177 | 26 | 6 | Thursday | 2 | 0 | 0 | 33.7196 | 11.7686 | 14.464 | 5.569 | 0 | 0.0378 | 11.88 | 0 | 71.8701 | 0 | 0 | 0 | 1.9846 | 0
4228 | 177 | 26 | 6 | Thursday | 3 | 0 | 0 | 33.7376 | 11.7686 | 14.464 | 5.569 | 0 | 0.0387 | 11.88 | 0 | 71.889 | 0 | 0 | 0 | 2.0361 | 0
4229 | 177 | 26 | 6 | Thursday | 4 | 0 | 0 | 33.7504 | 13.0128 | 14.464 | 5.569 | 0 | 0.0397 | 11.88 | 0 | 73.1468 | 0 | 0 | 0 | 2.0871 | 0
4230 | 177 | 26 | 6 | Thursday | 5 | 0 | 0 | 33.7509 | 22.6634 | 20.5805 | 5.569 | 0 | 0.0406 | 11.88 | 0.1639 | 88.9154 | 0 | 0 | 0 | 2.1374 | 0
4231 | 177 | 26 | 6 | Thursday | 6 | 0 | 0 | 33.7193 | 43.6003 | 35.484 | 27.845 | 0 | 0.2175 | 15.12 | 1.4496 | 128.1411 | 0 | 0 | 0 | 11.3879 | 0
4232 | 177 | 26 | 6 | Thursday | 7 | 0 | 0 | 33.7182 | 54.5195 | 46.6998 | 38.983 | 0 | 0.3422 | 15.12 | 4.1368 | 150.3997 | 0 | 0 | 0 | 17.7792 | 0
4233 | 177 | 26 | 6 | Thursday | 8 | 0 | 0 | 33.7189 | 57.2215 | 52.1343 | 44.552 | 0 | 0.4383 | 18.72 | 9.4534 | 162.2331 | 0 | 0 | 0 | 22.7361 | 0
4234 | 177 | 26 | 6 | Thursday | 9 | 0 | 0.181 | 33.73 | 56.9584 | 52.8606 | 27.845 | 0 | 0.3081 | 18.72 | 15.3022 | 162.773 | 0 | 0 | 0 | 15.3111 | 0
4235 | 177 | 26 | 6 | Thursday | 10 | 0 | 2.813 | 33.8767 | 53.9553 | 51.878 | 11.138 | 0 | 0.2891 | 14.4 | 19.4835 | 157.4415 | 0 | 0 | 0 | 6.024 | 0
4236 | 177 | 26 | 6 | Thursday | 11 | 0 | 12.936 | 33.9598 | 52.8672 | 51.878 | 11.138 | 0 | 0.8334 | 18.36 | 23.4676 | 171.8892 | 0 | 0 | 0 | 5.4947 | 0
4237 | 177 | 26 | 6 | Thursday | 12 | 0 | 18.131 | 34.011 | 50.7689 | 51.1854 | 16.707 | 0 | 1.157 | 18.36 | 26.2511 | 175.092 | 0 | 0 | 0 | 7.2056 | 0
4238 | 177 | 26 | 6 | Thursday | 13 | 0 | 19.143 | 34.0203 | 51.6695 | 51.878 | 16.707 | 0 | 1.2105 | 18.36 | 30.6874 | 178.0271 | 0 | 0 | 0 | 5.9811 | 0
4239 | 177 | 26 | 6 | Thursday | 14 | 0 | 18.703 | 34.0172 | 51.4681 | 51.878 | 5.569 | 0 | 1.1145 | 18.36 | 34.9554 | 177.421 | 0 | 0 | 0 | 1.4169 | 0
4240 | 177 | 26 | 6 | Thursday | 15 | 0 | 18.714 | 34.011 | 52.0876 | 51.878 | 5.569 | 0 | 1.0971 | 18.36 | 35.2525 | 178.2128 | 0 | 0 | 0 | 0.7946 | 0
4241 | 177 | 26 | 6 | Thursday | 16 | 0 | 21.03 | 34.0696 | 53.1121 | 50.7246 | 22.276 | 0 | 1.2307 | 22.68 | 32.5929 | 185.3654 | 0 | 0 | 0 | 1.6781 | 0
4242 | 177 | 26 | 6 | Thursday | 17 | 0 | 24.842 | 34.0416 | 45.9342 | 43.0931 | 27.845 | 0 | 1.4306 | 28.8 | 27.3795 | 181.2883 | 0 | 0 | 0 | 2.0767 | 0
4243 | 177 | 26 | 6 | Thursday | 18 | 0 | 29.197 | 34.0657 | 43.2669 | 51.7393 | 38.983 | 0 | 1.7138 | 30.96 | 19.1556 | 194.4125 | 0 | 0 | 0 | 5.2631 | 0
4244 | 177 | 26 | 6 | Thursday | 19 | 0 | 27.829 | 34.049 | 45.8442 | 57.1787 | 38.983 | 0 | 1.7115 | 25.2 | 9.4939 | 195.601 | 0 | 0 | 0 | 8.2699 | 0
4245 | 177 | 26 | 6 | Thursday | 20 | 0 | 26.959 | 34.0277 | 54.5723 | 60.483 | 27.845 | 0 | 1.6379 | 25.2 | 3.8708 | 206.3643 | 0 | 0 | 0 | 7.6164 | 0
4246 | 177 | 26 | 6 | Thursday | 21 | 0 | 20.16 | 33.9352 | 66.106 | 55.4564 | 16.707 | 0 | 1.1861 | 25.2 | 1.8019 | 204.2717 | 0 | 0 | 0 | 5.2165 | 0
4247 | 177 | 26 | 6 | Thursday | 22 | 0 | 6.643 | 33.7497 | 49.7368 | 40.0199 | 11.138 | 0 | 0.4143 | 16.2 | 0.3375 | 147.3514 | 0 | 0 | 0 | 3.7388 | 0
4248 | 177 | 26 | 6 | Thursday | 23 | 0 | 0.467 | 33.7182 | 26.9226 | 24.6242 | 11.138 | 0 | 0.0987 | 16.2 | 0 | 102.0684 | 0 | 0 | 0 | 3.9433 | 0
4249 | 178 | 27 | 6 | Friday | 0 | 0 | 0.002 | 33.7182 | 17.5343 | 18.3373 | 5.569 | 0 | 0.039 | 14.4 | 0 | 84.0305 | 0 | 0 | 0 | 2.0472 | 0
4250 | 178 | 27 | 6 | Friday | 1 | 0 | 0 | 33.7182 | 14.6472 | 16.4006 | 5.569 | 0 | 0.0399 | 11.88 | 0 | 76.6859 | 0 | 0 | 0 | 2.0983 | 0
4251 | 178 | 27 | 6 | Friday | 2 | 0 | 0 | 33.7182 | 11.7686 | 14.464 | 5.569 | 0 | 0.0408 | 11.88 | 0 | 71.8717 | 0 | 0 | 0 | 2.1484 | 0
4252 | 178 | 27 | 6 | Friday | 3 | 0 | 0 | 33.7182 | 11.7686 | 14.464 | 5.569 | 0 | 0.0417 | 11.88 | 0 | 71.8726 | 0 | 0 | 0 | 2.1979 | 0
4253 | 178 | 27 | 6 | Friday | 4 | 0 | 0 | 33.7192 | 13.0128 | 14.464 | 5.569 | 0 | 0.0426 | 11.88 | 0 | 73.1185 | 0 | 0 | 0 | 2.2467 | 0
4254 | 178 | 27 | 6 | Friday | 5 | 0 | 0 | 33.738 | 22.2907 | 20.5805 | 5.569 | 0 | 0.0434 | 11.88 | 0.2794 | 88.5326 | 0 | 0 | 0 | 2.295 | 0
4255 | 178 | 27 | 6 | Friday | 6 | 0 | 0 | 33.7182 | 35.9397 | 35.484 | 27.845 | 0 | 0.2314 | 15.12 | 2.7161 | 120.4933 | 0 | 0 | 0 | 12.1474 | 0
4256 | 178 | 27 | 6 | Friday | 7 | 0 | 0 | 33.7182 | 46.5436 | 46.6998 | 38.983 | 0 | 0.3602 | 15.12 | 9.4716 | 142.4418 | 0 | 0 | 0 | 18.7677 | 0
4257 | 178 | 27 | 6 | Friday | 8 | 0 | 0 | 33.7212 | 54.951 | 52.1343 | 44.552 | 0 | 0.4716 | 18.72 | 20.817 | 159.9982 | 0 | 0 | 0 | 23.4431 | 0
4258 | 178 | 27 | 6 | Friday | 9 | 0 | 4.316 | 33.9867 | 55.9201 | 52.8606 | 27.845 | 0 | 0.5738 | 18.72 | 33.1309 | 166.8714 | 0 | 0 | 0 | 13.636 | 0
4259 | 178 | 27 | 6 | Friday | 10 | 0 | 22.985 | 33.888 | 53.9387 | 51.878 | 11.138 | 0 | 1.4346 | 14.4 | 44.0164 | 180.6143 | 0 | 0 | 0 | 3.7971 | 0
4260 | 178 | 27 | 6 | Friday | 11 | 0 | 33.177 | 34.0307 | 53.0677 | 51.878 | 11.138 | 0 | 1.9419 | 18.36 | 52.212 | 192.5866 | 0 | 0 | 0 | 1.3004 | 0
4261 | 178 | 27 | 6 | Friday | 12 | 0 | 55.816 | 34.0789 | 50.9933 | 51.1854 | 16.707 | 0 | 2.0251 | 18.36 | 57.2966 | 191.139 | 0 | 0 | 0 | 0 | 0
4262 | 178 | 27 | 6 | Friday | 13 | 0 | 82.424 | 34.1737 | 51.7627 | 51.878 | 16.707 | 0 | 2.2712 | 18.36 | 58.8834 | 195.5832 | 0 | 0 | 0 | 0 | 0
4263 | 178 | 27 | 6 | Friday | 14 | 0 | 92.847 | 34.0798 | 51.9262 | 51.878 | 5.569 | 0 | 2.3755 | 18.36 | 57.004 | 197.2606 | 0 | 0 | 0 | 0 | 0
4264 | 178 | 27 | 6 | Friday | 15 | 0 | 96.063 | 34.2068 | 52.683 | 51.878 | 5.569 | 0 | 2.3564 | 18.36 | 51.8004 | 198.6785 | 0 | 0 | 0 | 0 | 0
4265 | 178 | 27 | 6 | Friday | 16 | 0 | 97.56 | 34.634 | 53.3855 | 50.7246 | 22.276 | 0 | 2.303 | 22.68 | 43.5932 | 203.2875 | 0 | 0 | 0 | 0 | 0
4266 | 178 | 27 | 6 | Friday | 17 | 0 | 99.453 | 35.1523 | 46.2328 | 43.0931 | 27.845 | 0 | 2.2804 | 28.8 | 32.8522 | 195.5314 | 0 | 0 | 0 | 0 | 0
4267 | 178 | 27 | 6 | Friday | 18 | 0 | 115.207 | 35.5186 | 43.432 | 51.7393 | 38.983 | 0 | 2.3715 | 30.96 | 20.6916 | 205.8482 | 0 | 0 | 0 | 0 | 0
4268 | 178 | 27 | 6 | Friday | 19 | 0 | 159.04 | 34.8757 | 45.4974 | 57.1787 | 38.983 | 0 | 2.7281 | 25.2 | 9.5857 | 212.7975 | 0 | 0 | 0 | 0 | 0
4269 | 178 | 27 | 6 | Friday | 20 | 0 | 162.08 | 34.4965 | 53.5898 | 60.483 | 27.845 | 0 | 2.7506 | 25.2 | 3.7092 | 223.9561 | 0 | 0 | 0 | 0 | 0
4270 | 178 | 27 | 6 | Friday | 21 | 0 | 152.175 | 34.2247 | 65.9539 | 55.4564 | 16.707 | 0 | 2.6742 | 25.2 | 1.754 | 229.1415 | 0 | 0 | 0 | 0 | 0
4271 | 178 | 27 | 6 | Friday | 22 | 0 | 100.829 | 33.886 | 49.7368 | 40.0199 | 11.138 | 0 | 2.1195 | 16.2 | 0.3316 | 180.9395 | 0 | 0 | 0 | 0 | 0
4272 | 178 | 27 | 6 | Friday | 23 | 0 | 27.734 | 33.7212 | 26.9226 | 24.6242 | 11.138 | 0 | 1.3061 | 16.2 | 0 | 129.3629 | 0 | 0 | 0 | 0 | 0
4273 | 179 | 28 | 6 | Saturday | 0 | 0 | 7.165 | 33.7182 | 18.3332 | 19.1419 | 5.569 | 0 | 0.3768 | 15.84 | 0 | 95.5094 | 0 | 0 | 0 | 0 | 0
4274 | 179 | 28 | 6 | Saturday | 1 | 0 | 2.809 | 33.7182 | 17.5283 | 18.3373 | 5.569 | 0 | 0.146 | 12.6 | 0 | 85.4523 | 0 | 0 | 0 | 0 | 0
4275 | 179 | 28 | 6 | Saturday | 2 | 0 | 0.235 | 33.7182 | 11.771 | 14.464 | 5.569 | 0 | 0.0136 | 12.6 | 0 | 72.826 | 0 | 0 | 0 | 0 | 0
4276 | 179 | 28 | 6 | Saturday | 3 | 0 | 0.015 | 33.7182 | 11.771 | 14.464 | 5.569 | 0 | 0.0025 | 12.6 | 0 | 72.5721 | 0 | 0 | 0 | 0 | 0
4277 | 179 | 28 | 6 | Saturday | 4 | 0 | 0 | 33.7182 | 11.771 | 14.464 | 5.569 | 0 | 0.0017 | 12.6 | 0 | 72.555 | 0 | 0 | 0 | 0 | 0
4278 | 179 | 28 | 6 | Saturday | 5 | 0 | 0 | 33.7182 | 12.8631 | 14.464 | 5.569 | 0 | 0.0017 | 12.6 | 0.3229 | 73.647 | 0 | 0 | 0 | 0 | 0
4279 | 179 | 28 | 6 | Saturday | 6 | 0 | 0 | 33.7182 | 24.7615 | 24.9086 | 27.845 | 0 | 0.0099 | 14.4 | 2.9363 | 97.7982 | 0 | 0 | 0 | 0 | 0
4280 | 179 | 28 | 6 | Saturday | 7 | 0 | 0 | 33.7182 | 24.4092 | 26.405 | 38.983 | 0 | 0.0187 | 11.52 | 9.4247 | 96.071 | 0 | 0 | 0 | 0 | 0
4281 | 179 | 28 | 6 | Saturday | 8 | 0 | 0 | 33.7494 | 31.9704 | 37.4339 | 44.552 | 0 | 0.1513 | 16.2 | 20.9528 | 119.505 | 0 | 0 | 0 | 1.0555 | 0
4282 | 179 | 28 | 6 | Saturday | 9 | 0 | 7.725 | 34.0291 | 31.016 | 37.9057 | 27.845 | 0 | 0.5063 | 16.2 | 33.6789 | 128.3516 | 0 | 0 | 0 | 2.1181 | 0
4283 | 179 | 28 | 6 | Saturday | 10 | 0 | 28.337 | 33.9525 | 29.0665 | 37.2508 | 11.138 | 0 | 1.7138 | 15.12 | 44.6309 | 147.5182 | 0 | 0 | 0 | 0.11 | 0
4284 | 179 | 28 | 6 | Saturday | 11 | 0 | 61.644 | 34.0628 | 27.5327 | 35.3135 | 11.138 | 0 | 2.0768 | 21.6 | 52.689 | 155.8053 | 0 | 0 | 0 | 0 | 0
4285 | 179 | 28 | 6 | Saturday | 12 | 0 | 89.643 | 34.1464 | 24.5944 | 34.2247 | 16.707 | 0 | 2.3732 | 23.4 | 57.5526 | 157.0274 | 0 | 0 | 0 | 0 | 0
4286 | 179 | 28 | 6 | Saturday | 13 | 0 | 95.942 | 34.4113 | 23.7908 | 33.0722 | 16.707 | 0 | 2.4293 | 23.4 | 59.1255 | 156.4806 | 0 | 0 | 0 | 0 | 0
4287 | 179 | 28 | 6 | Saturday | 14 | 0 | 99.789 | 35.0342 | 22.6461 | 33.0722 | 5.569 | 0 | 2.3904 | 23.4 | 57.2883 | 156.7489 | 0 | 0 | 0 | 0 | 0
4288 | 179 | 28 | 6 | Saturday | 15 | 0 | 103.43 | 35.4205 | 23.6371 | 33.0722 | 5.569 | 0 | 2.3079 | 23.4 | 52.0985 | 158.6656 | 0 | 0 | 0 | 0 | 0
4289 | 179 | 28 | 6 | Saturday | 16 | 0 | 105.558 | 35.5594 | 24.3053 | 33.0722 | 22.276 | 0 | 2.3363 | 23.4 | 43.7962 | 159.9483 | 0 | 0 | 0 | 0 | 0
4290 | 179 | 28 | 6 | Saturday | 17 | 0 | 116.868 | 35.4503 | 22.1498 | 32.9581 | 27.845 | 0 | 2.3631 | 27 | 32.9524 | 162.7821 | 0 | 0 | 0 | 0 | 0
4291 | 179 | 28 | 6 | Saturday | 18 | 0 | 168.674 | 34.6863 | 33.8488 | 46.5147 | 38.983 | 0 | 2.8044 | 28.8 | 20.7399 | 196.0834 | 0 | 0 | 0 | 0 | 0
4292 | 179 | 28 | 6 | Saturday | 19 | 0 | 171.61 | 34.3945 | 38.8841 | 50.3878 | 38.983 | 0 | 2.8333 | 28.8 | 9.7516 | 204.8393 | 0 | 0 | 0 | 0 | 0
4293 | 179 | 28 | 6 | Saturday | 20 | 0 | 166.375 | 34.2852 | 43.7978 | 50.3878 | 27.845 | 0 | 2.7829 | 27 | 3.7767 | 206.8067 | 0 | 0 | 0 | 0 | 0
4294 | 179 | 28 | 6 | Saturday | 21 | 0 | 165.294 | 34.2224 | 58.1125 | 50.3878 | 16.707 | 0 | 2.7788 | 27 | 1.7581 | 220.0808 | 0 | 0 | 0 | 0 | 0
4295 | 179 | 28 | 6 | Saturday | 22 | 0 | 133.501 | 33.8653 | 49.2003 | 40.077 | 11.138 | 0 | 2.3976 | 19.8 | 0.3313 | 188.1985 | 0 | 0 | 0 | 0 | 0
4296 | 179 | 28 | 6 | Saturday | 23 | 0 | 53.231 | 33.7274 | 28.1779 | 24.6242 | 11.138 | 0 | 1.677 | 19.8 | 0 | 140.637 | 0 | 0 | 0 | 0 | 0
4297 | 180 | 29 | 6 | Sunday | 0 | 0 | 8.146 | 33.7182 | 24.1043 | 23.0149 | 5.569 | 0 | 0.4303 | 19.8 | 0 | 110.281 | 0 | 0 | 0 | 0 | 0
4298 | 180 | 29 | 6 | Sunday | 1 | 0 | 3.058 | 33.7182 | 23.3102 | 22.2101 | 5.569 | 0 | 0.1589 | 19.8 | 0 | 102.5971 | 0 | 0 | 0 | 0 | 0
4299 | 180 | 29 | 6 | Sunday | 2 | 0 | 0.269 | 33.7182 | 17.5379 | 18.3373 | 5.569 | 0 | 0.0154 | 15.48 | 0 | 85.3841 | 0 | 0 | 0 | 0 | 0
4300 | 180 | 29 | 6 | Sunday | 3 | 0 | 0 | 33.7182 | 17.5379 | 18.3373 | 5.569 | 0 | 0.0017 | 15.48 | 0 | 85.0751 | 0 | 0 | 0 | 0 | 0
4301 | 180 | 29 | 6 | Sunday | 4 | 0 | 0 | 33.7182 | 17.5379 | 18.3373 | 5.569 | 0 | 0.0019 | 15.48 | 0 | 85.0753 | 0 | 0 | 0 | 0 | 0
4302 | 180 | 29 | 6 | Sunday | 5 | 0 | 0 | 33.7182 | 18.5724 | 18.3373 | 5.569 | 0 | 0.0017 | 15.48 | 0.3382 | 86.1096 | 0 | 0 | 0 | 0 | 0
4303 | 180 | 29 | 6 | Sunday | 6 | 0 | 0 | 33.7182 | 21.7628 | 24.6242 | 27.845 | 0 | 0.0099 | 18.72 | 2.9823 | 98.8352 | 0 | 0 | 0 | 0 | 0
4304 | 180 | 29 | 6 | Sunday | 7 | 0 | 0 | 33.7182 | 23.36 | 29.9942 | 38.983 | 0 | 0.0187 | 18.72 | 9.3537 | 105.8111 | 0 | 0 | 0 | 0 | 0
4305 | 180 | 29 | 6 | Sunday | 8 | 0 | 0 | 33.8111 | 23.7683 | 33.2132 | 44.552 | 0 | 0.1107 | 23.4 | 20.0656 | 114.3032 | 0 | 0 | 0 | 0.0172 | 0
4306 | 180 | 29 | 6 | Sunday | 9 | 0 | 3.337 | 34.0356 | 19.4974 | 29.3396 | 27.845 | 0 | 0.235 | 23.4 | 30.1804 | 110.2815 | 0 | 0 | 0 | 1.0366 | 0
4307 | 180 | 29 | 6 | Sunday | 10 | 0 | 21.721 | 33.9714 | 19.9461 | 32.5586 | 11.138 | 0 | 1.4423 | 19.08 | 39.9617 | 131.696 | 0 | 0 | 0 | 0.0139 | 0
4308 | 180 | 29 | 6 | Sunday | 11 | 0 | 51.576 | 34.0557 | 19.0697 | 32.5586 | 11.138 | 0 | 1.9936 | 21.6 | 46.9375 | 143.8749 | 0 | 0 | 0 | 0 | 0
4309 | 180 | 29 | 6 | Sunday | 12 | 0 | 84.156 | 34.7834 | 18.9223 | 33.0367 | 16.707 | 0 | 2.3451 | 19.08 | 51.6641 | 146.0532 | 0 | 0 | 0 | 0 | 0
4310 | 180 | 29 | 6 | Sunday | 13 | 0 | 93.695 | 35.367 | 16.443 | 29.1634 | 16.707 | 0 | 2.3882 | 18.36 | 53.5664 | 141.0344 | 0 | 0 | 0 | 0 | 0
4311 | 180 | 29 | 6 | Sunday | 14 | 0 | 92.497 | 35.4442 | 16.5946 | 29.1634 | 5.569 | 0 | 2.332 | 18 | 48.6974 | 140.5214 | 0 | 0 | 0 | 0 | 0
4312 | 180 | 29 | 6 | Sunday | 15 | 0 | 94.342 | 35.4599 | 17.5307 | 29.1634 | 5.569 | 0 | 2.2866 | 15.84 | 41.6387 | 139.2821 | 0 | 0 | 0 | 0 | 0
4313 | 180 | 29 | 6 | Sunday | 16 | 0 | 98.2 | 35.3952 | 17.1366 | 27.5539 | 22.276 | 0 | 2.2787 | 23.04 | 31.7935 | 144.6389 | 0 | 0 | 0 | 0 | 0
4314 | 180 | 29 | 6 | Sunday | 17 | 0 | 96.63 | 35.3422 | 16.8977 | 26.399 | 27.845 | 0 | 2.2899 | 22.32 | 19.667 | 142.1048 | 0 | 0 | 0 | 0 | 0
4315 | 180 | 29 | 6 | Sunday | 18 | 0 | 106.06 | 35.2402 | 27.6834 | 38.0184 | 38.983 | 0 | 2.2654 | 23.4 | 11.2478 | 166.3062 | 0 | 0 | 0 | 0 | 0
4316 | 180 | 29 | 6 | Sunday | 19 | 0 | 43.807 | 34.4672 | 37.5342 | 45.7644 | 38.983 | 0 | 1.6337 | 22.68 | 7.0492 | 173.7942 | 0 | 0 | 0 | 0 | 0
4317 | 180 | 29 | 6 | Sunday | 20 | 0 | 14.401 | 33.8342 | 50.6477 | 49.6381 | 27.845 | 0 | 0.7682 | 22.68 | 3.8467 | 173.2047 | 0 | 0 | 0 | 0 | 0
4318 | 180 | 29 | 6 | Sunday | 21 | 0 | 6.47 | 33.7393 | 48.0763 | 41.8913 | 16.707 | 0 | 0.3369 | 22.68 | 1.3287 | 153.7216 | 0 | 0 | 0 | 0 | 0
4319 | 180 | 29 | 6 | Sunday | 22 | 0 | 3.186 | 33.7182 | 40.3665 | 35.5897 | 11.138 | 0 | 0.1652 | 14.4 | 0.2111 | 127.6851 | 0 | 0 | 0 | 0 | 0
4320 | 180 | 29 | 6 | Sunday | 23 | 0 | 0.535 | 33.7182 | 25.6748 | 24.6242 | 11.138 | 0 | 0.0303 | 14.4 | 0 | 99.026 | 0 | 0 | 0 | 0 | 0
4321 | 181 | 30 | 6 | Monday | 0 | 0 | 0.008 | 33.7182 | 17.5343 | 18.3373 | 5.569 | 0 | 0.0022 | 14.4 | 0 | 84.0011 | 0 | 0 | 0 | 0 | 0
4322 | 181 | 30 | 6 | Monday | 1 | 0 | 0 | 33.7182 | 14.6472 | 16.4006 | 5.569 | 0 | 0.0017 | 11.88 | 0 | 76.6478 | 0 | 0 | 0 | 0 | 0
4323 | 181 | 30 | 6 | Monday | 2 | 0 | 0 | 33.7182 | 11.7686 | 14.464 | 5.569 | 0 | 0.0017 | 11.88 | 0 | 71.8326 | 0 | 0 | 0 | 0 | 0
4324 | 181 | 30 | 6 | Monday | 3 | 0 | 0 | 33.7182 | 11.7686 | 14.464 | 5.569 | 0 | 0.0017 | 11.88 | 0 | 71.8326 | 0 | 0 | 0 | 0 | 0
4325 | 181 | 30 | 6 | Monday | 4 | 0 | 0 | 33.7182 | 13.0128 | 14.464 | 5.569 | 0 | 0.0019 | 11.88 | 0 | 73.0769 | 0 | 0 | 0 | 0 | 0
4326 | 181 | 30 | 6 | Monday | 5 | 0 | 0 | 33.7182 | 22.6634 | 20.5805 | 5.569 | 0 | 0.0017 | 11.88 | 0.0738 | 88.8439 | 0 | 0 | 0 | 0 | 0
4327 | 181 | 30 | 6 | Monday | 6 | 0 | 0 | 33.7182 | 44.2806 | 35.484 | 27.845 | 0 | 0.01 | 15.12 | 0.6393 | 128.6129 | 0 | 0 | 0 | 0 | 0
4328 | 181 | 30 | 6 | Monday | 7 | 0 | 0 | 33.7182 | 60.4754 | 46.6998 | 38.983 | 0 | 0.1562 | 15.12 | 1.613 | 156.1696 | 0 | 0 | 0 | 0.3753 | 0
4329 | 181 | 30 | 6 | Monday | 8 | 0 | 0 | 33.7422 | 65.8088 | 52.1343 | 44.552 | 0 | 0.1022 | 18.72 | 3.0009 | 170.5076 | 0 | 0 | 0 | 4.3092 | 0
4330 | 181 | 30 | 6 | Monday | 9 | 0 | 0.353 | 33.8114 | 63.8561 | 52.8606 | 27.845 | 0 | 0.115 | 18.72 | 5.2944 | 169.745 | 0 | 0 | 0 | 4.7909 | 0
4331 | 181 | 30 | 6 | Monday | 10 | 0 | 7.569 | 33.9864 | 58.2632 | 51.878 | 11.138 | 0 | 0.4334 | 14.4 | 8.2002 | 166.9545 | 0 | 0 | 0 | 2.3437 | 0
4332 | 181 | 30 | 6 | Monday | 11 | 0 | 15.01 | 33.9499 | 56.4989 | 51.878 | 11.138 | 0 | 0.839 | 18.36 | 9.7198 | 177.7596 | 0 | 0 | 0 | 2.5829 | 0
4333 | 181 | 30 | 6 | Monday | 12 | 0 | 18.479 | 34.0504 | 53.9398 | 51.1854 | 16.707 | 0 | 1.0638 | 18.36 | 12.4448 | 178.5858 | 0 | 0 | 0 | 4.3062 | 0
4334 | 181 | 30 | 6 | Monday | 13 | 0 | 18.699 | 34.1245 | 53.8571 | 51.878 | 16.707 | 0 | 1.0901 | 18.36 | 19.6585 | 179.5343 | 0 | 0 | 0 | 4.7853 | 0
4335 | 181 | 30 | 6 | Monday | 14 | 2.177 | 14.69 | 33.9567 | 52.4012 | 51.878 | 5.569 | 0 | 0.8861 | 18.36 | 28.567 | 173.3703 | 0 | 0 | 0 | 3.6854 | 0
4336 | 181 | 30 | 6 | Monday | 15 | 0 | 12.617 | 33.902 | 52.2844 | 51.878 | 5.569 | 0 | 0.7407 | 18.36 | 32.9839 | 170.811 | 0 | 0 | 0 | 1.119 | 0
4337 | 181 | 30 | 6 | Monday | 16 | 0 | 12.372 | 33.8962 | 53.0049 | 50.7246 | 22.276 | 0 | 0.7542 | 22.68 | 30.5271 | 174.4407 | 0 | 0 | 0 | 3.4187 | 0
4338 | 181 | 30 | 6 | Monday | 17 | 0 | 13.694 | 33.9228 | 45.7994 | 43.0931 | 27.845 | 0 | 0.8213 | 28.8 | 24.3702 | 167.2478 | 0 | 0 | 0 | 4.7087 | 0
4339 | 181 | 30 | 6 | Monday | 18 | 0 | 16.564 | 33.999 | 42.8574 | 51.7393 | 38.983 | 0 | 1.0555 | 30.96 | 17.6832 | 178.5264 | 0 | 0 | 0 | 8.9697 | 0
4340 | 181 | 30 | 6 | Monday | 19 | 0 | 15.456 | 34.0108 | 45.1936 | 57.1787 | 38.983 | 0 | 1.0439 | 25.2 | 10.7201 | 179.3438 | 0 | 0 | 0 | 11.6739 | 0
4341 | 181 | 30 | 6 | Monday | 20 | 0 | 14.974 | 34.0004 | 52.1474 | 60.483 | 27.845 | 0 | 0.9766 | 25.2 | 5.2008 | 189.0028 | 0 | 0 | 0 | 9.876 | 0
4342 | 181 | 30 | 6 | Monday | 21 | 0 | 11.405 | 33.9653 | 65.4978 | 55.4564 | 16.707 | 0 | 0.7169 | 25.2 | 2.0944 | 193.1717 | 0 | 0 | 0 | 6.5072 | 0
4343 | 181 | 30 | 6 | Monday | 22 | 0 | 3.812 | 33.7462 | 49.7368 | 40.0199 | 11.138 | 0 | 0.2809 | 16.2 | 0.3616 | 144.1061 | 0 | 0 | 0 | 4.573 | 0
4344 | 181 | 30 | 6 | Monday | 23 | 0 | 0.486 | 33.7182 | 26.9226 | 24.6242 | 11.138 | 0 | 0.1145 | 16.2 | 0 | 102.1053 | 0 | 0 | 0 | 4.7568 | 0
4345 | 182 | 1 | 7 | Tuesday | 0 | 0 | 0.001 | 33.7182 | 17.5343 | 18.3373 | 5.321 | 0 | 0.0462 | 14.4 | 0 | 84.0372 | 0 | 0 | 0 | 2.4445 | 0
4346 | 182 | 1 | 7 | Tuesday | 1 | 0 | 0 | 33.7182 | 14.6472 | 16.4006 | 5.321 | 0 | 0.047 | 11.88 | 0 | 76.693 | 0 | 0 | 0 | 2.4876 | 0
4347 | 182 | 1 | 7 | Tuesday | 2 | 0 | 0 | 33.7182 | 11.7686 | 14.464 | 5.321 | 0 | 0.0477 | 11.88 | 0 | 71.8786 | 0 | 0 | 0 | 2.5292 | 0
4348 | 182 | 1 | 7 | Tuesday | 3 | 0 | 0 | 33.7182 | 11.7686 | 14.464 | 5.321 | 0 | 0.0485 | 11.88 | 0 | 71.8793 | 0 | 0 | 0 | 2.5707 | 0
4349 | 182 | 1 | 7 | Tuesday | 4 | 0 | 0 | 33.7182 | 13.0128 | 14.464 | 5.321 | 0 | 0.0492 | 11.88 | 0 | 73.1243 | 0 | 0 | 0 | 2.6115 | 0
4350 | 182 | 1 | 7 | Tuesday | 5 | 0 | 0 | 33.7182 | 22.3976 | 20.5805 | 5.321 | 0 | 0.05 | 11.88 | 0.2571 | 88.6263 | 0 | 0 | 0 | 2.6518 | 0
4351 | 182 | 1 | 7 | Tuesday | 6 | 0 | 0 | 33.7182 | 36.2234 | 35.484 | 26.607 | 0 | 0.2619 | 15.12 | 2.4298 | 120.8075 | 0 | 0 | 0 | 13.82 | 0
4352 | 182 | 1 | 7 | Tuesday | 7 | 0 | 0 | 33.7182 | 46.8007 | 46.6998 | 37.25 | 0 | 0.3975 | 15.12 | 8.2428 | 142.7363 | 0 | 0 | 0 | 20.8143 | 0
4353 | 182 | 1 | 7 | Tuesday | 8 | 0 | 4.035 | 33.9629 | 54.9478 | 52.1343 | 42.572 | 0 | 0.7216 | 18.72 | 18.2968 | 164.9363 | 0 | 0 | 0 | 25.3361 | 0
4354 | 182 | 1 | 7 | Tuesday | 9 | 0 | 22.204 | 33.9663 | 55.5629 | 52.8606 | 26.607 | 0 | 1.5819 | 18.72 | 28.8682 | 188.1062 | 0 | 0 | 0 | 14.7408 | 0
4355 | 182 | 1 | 7 | Tuesday | 10 | 0 | 66.026 | 34.1582 | 53.0553 | 51.878 | 10.643 | 0 | 2.1811 | 14.4 | 37.5874 | 191.3368 | 0 | 0 | 0 | 4.4255 | 0
4356 | 182 | 1 | 7 | Tuesday | 11 | 0 | 102.058 | 34.1553 | 52.6203 | 51.878 | 10.643 | 0 | 2.4918 | 18.36 | 43.9633 | 198.9667 | 0 | 0 | 0 | 2.301 | 0
4357 | 182 | 1 | 7 | Tuesday | 12 | 0 | 115.482 | 34.4766 | 50.8288 | 51.1854 | 15.964 | 0 | 2.5773 | 18.36 | 45.998 | 198.6335 | 0 | 0 | 0 | 0.4575 | 0
4358 | 182 | 1 | 7 | Tuesday | 13 | 0 | 120.492 | 35.1683 | 51.5252 | 51.878 | 15.964 | 0 | 2.5138 | 18.36 | 44.1275 | 201.4604 | 0 | 0 | 0 | 0 | 0
4359 | 182 | 1 | 7 | Tuesday | 14 | 0 | 116.066 | 35.3043 | 51.5923 | 51.878 | 5.321 | 0 | 2.4353 | 18.36 | 39.5903 | 201.062 | 0 | 0 | 0 | 0 | 0
4360 | 182 | 1 | 7 | Tuesday | 15 | 0 | 121.356 | 35.4579 | 52.3173 | 51.878 | 5.321 | 0 | 2.4301 | 18.36 | 33.4939 | 202.7942 | 0 | 0 | 0 | 0 | 0
4361 | 182 | 1 | 7 | Tuesday | 16 | 0 | 143.178 | 35.1656 | 53.342 | 50.7246 | 21.286 | 0 | 2.5831 | 22.68 | 28.853 | 209.7625 | 0 | 0 | 0 | 0 | 0
4362 | 182 | 1 | 7 | Tuesday | 17 | 0 | 142.897 | 34.9709 | 46.1416 | 43.0931 | 26.607 | 0 | 2.5733 | 28.8 | 22.4403 | 200.8103 | 0 | 0 | 0 | 0 | 0
4363 | 182 | 1 | 7 | Tuesday | 18 | 0 | 183.646 | 34.563 | 43.8104 | 51.7393 | 37.25 | 0 | 2.939 | 30.96 | 13.7814 | 214.3519 | 0 | 0 | 0 | 0 | 0
4364 | 182 | 1 | 7 | Tuesday | 19 | 0 | 194.91 | 34.4519 | 46.5692 | 57.1787 | 37.25 | 0 | 3.0435 | 25.2 | 7.2382 | 217.9842 | 0 | 0 | 0 | 0 | 0
4365 | 182 | 1 | 7 | Tuesday | 20 | 0 | 203.638 | 34.4641 | 55.7895 | 60.483 | 26.607 | 0 | 3.1877 | 25.2 | 3.525 | 231.5384 | 0 | 0 | 0 | 0 | 0
4366 | 182 | 1 | 7 | Tuesday | 21 | 0 | 179.252 | 34.3248 | 67.3743 | 55.4564 | 15.964 | 0 | 3.3013 | 25.2 | 1.4176 | 234.1905 | 0 | 0 | 0 | 0 | 0
4367 | 182 | 1 | 7 | Tuesday | 22 | 0 | 104.75 | 33.7933 | 49.7368 | 40.0199 | 10.643 | 0 | 2.5569 | 16.2 | 0.2534 | 181.4602 | 0 | 0 | 0 | 0.1715 | 0
4368 | 182 | 1 | 7 | Tuesday | 23 | 0 | 34.872 | 33.7201 | 26.9226 | 24.6242 | 10.643 | 0 | 1.4229 | 16.2 | 0 | 130.8909 | 0 | 0 | 0 | 0.899 | 0
4369 | 183 | 2 | 7 | Wednesday | 0 | 0 | 1.924 | 33.7182 | 17.5343 | 18.3373 | 5.321 | 0 | 0.1108 | 14.4 | 0 | 86.2378 | 0 | 0 | 0 | 0.5521 | 0
4370 | 183 | 2 | 7 | Wednesday | 1 | 0 | 0.018 | 33.7182 | 14.6472 | 16.4006 | 5.321 | 0 | 0.0138 | 11.88 | 0 | 76.6789 | 0 | 0 | 0 | 0.6193 | 0
4371 | 183 | 2 | 7 | Wednesday | 2 | 0 | 0 | 33.7182 | 11.7686 | 14.464 | 5.321 | 0 | 0.0141 | 11.88 | 0 | 71.845 | 0 | 0 | 0 | 0.6853 | 0
4372 | 183 | 2 | 7 | Wednesday | 3 | 0 | 0 | 33.7182 | 11.7686 | 14.464 | 5.321 | 0 | 0.0153 | 11.88 | 0 | 71.8462 | 0 | 0 | 0 | 0.7506 | 0
4373 | 183 | 2 | 7 | Wednesday | 4 | 0 | 0 | 33.7182 | 13.0128 | 14.464 | 5.321 | 0 | 0.0165 | 11.88 | 0 | 73.0915 | 0 | 0 | 0 | 0.8151 | 0
4374 | 183 | 2 | 7 | Wednesday | 5 | 0 | 0 | 33.7182 | 22.3833 | 20.5805 | 5.321 | 0 | 0.0176 | 11.88 | 0.2506 | 88.5797 | 0 | 0 | 0 | 0.8785 | 0
4375 | 183 | 2 | 7 | Wednesday | 6 | 0 | 0 | 33.7182 | 36.3055 | 35.484 | 26.607 | 0 | 0.106 | 15.12 | 2.3842 | 120.7337 | 0 | 0 | 0 | 5.2738 | 0
4376 | 183 | 2 | 7 | Wednesday | 7 | 0 | 0 | 33.7182 | 47.9615 | 46.6998 | 37.25 | 0 | 0.1947 | 15.12 | 8.0243 | 143.6942 | 0 | 0 | 0 | 9.6922 | 0
4377 | 183 | 2 | 7 | Wednesday | 8 | 0 | 4.504 | 33.9307 | 56.3119 | 52.1343 | 42.572 | 0 | 0.5221 | 18.72 | 18.2704 | 166.4993 | 0 | 0 | 0 | 14.0559 | 0
4378 | 183 | 2 | 7 | Wednesday | 9 | 0 | 33.327 | 34.0149 | 56.0621 | 52.8606 | 26.607 | 0 | 1.7586 | 18.72 | 30.5188 | 193.5168 | 0 | 0 | 0 | 8.9431 | 0
4379 | 183 | 2 | 7 | Wednesday | 10 | 0 | 83.302 | 34.3183 | 53.453 | 51.878 | 10.643 | 0 | 2.2999 | 14.4 | 40.7057 | 193.6011 | 0 | 0 | 0 | 2.3082 | 0
4380 | 183 | 2 | 7 | Wednesday | 11 | 0 | 108.512 | 35.0467 | 52.8957 | 51.878 | 10.643 | 0 | 2.5826 | 18.36 | 47.7436 | 201.1686 | 0 | 0 | 0 | 0.3608 | 0
4381 | 183 | 2 | 7 | Wednesday | 12 | 0 | 125.367 | 35.7597 | 51.0695 | 51.1854 | 15.964 | 0 | 2.5633 | 18.36 | 46.504 | 201.7681 | 0 | 0 | 0 | 0 | 0
4382 | 183 | 2 | 7 | Wednesday | 13 | 0 | 127.527 | 35.7639 | 51.7787 | 51.878 | 15.964 | 0 | 2.5324 | 18.36 | 40.4601 | 203.6319 | 0 | 0 | 0 | 0 | 0
4383 | 183 | 2 | 7 | Wednesday | 14 | 0 | 140.831 | 35.3507 | 51.7756 | 51.878 | 5.321 | 0 | 2.6223 | 18.36 | 39.4952 | 205.2137 | 0 | 0 | 0 | 0 | 0
4384 | 183 | 2 | 7 | Wednesday | 15 | 0 | 158.334 | 34.8408 | 52.3646 | 51.878 | 5.321 | 0 | 2.7525 | 18.36 | 39.4243 | 208.2107 | 0 | 0 | 0 | 0 | 0
4385 | 183 | 2 | 7 | Wednesday | 16 | 0 | 177.377 | 34.4024 | 53.4214 | 50.7246 | 21.286 | 0 | 2.8862 | 22.68 | 34.2389 | 214.7439 | 0 | 0 | 0 | 0 | 0
4386 | 183 | 2 | 7 | Wednesday | 17 | 0 | 165.736 | 34.2751 | 46.2009 | 43.0931 | 26.607 | 0 | 2.7689 | 28.8 | 26.6119 | 203.88 | 0 | 0 | 0 | 0 | 0
4387 | 183 | 2 | 7 | Wednesday | 18 | 0 | 180.43 | 34.3739 | 43.4012 | 51.7393 | 37.25 | 0 | 2.9094 | 30.96 | 18.4167 | 213.8488 | 0 | 0 | 0 | 0 | 0
4388 | 183 | 2 | 7 | Wednesday | 19 | 0 | 191.857 | 34.583 | 45.9197 | 57.1787 | 37.25 | 0 | 3.0189 | 25.2 | 9.0937 | 217.3346 | 0 | 0 | 0 | 0 | 0
4389 | 183 | 2 | 7 | Wednesday | 20 | 0 | 194.09 | 34.6365 | 55.4661 | 60.483 | 26.607 | 0 | 3.0514 | 25.2 | 3.6362 | 229.9452 | 0 | 0 | 0 | 0 | 0
4390 | 183 | 2 | 7 | Wednesday | 21 | 0 | 174.27 | 34.5694 | 66.6208 | 55.4564 | 15.964 | 0 | 2.6888 | 25.2 | 1.6124 | 232.4198 | 0 | 0 | 0 | 0 | 0
4391 | 183 | 2 | 7 | Wednesday | 22 | 0 | 84.884 | 33.8132 | 49.7368 | 40.0199 | 10.643 | 0 | 1.9461 | 16.2 | 0.309 | 178.7376 | 0 | 0 | 0 | 0 | 0
4392 | 183 | 2 | 7 | Wednesday | 23 | 0 | 20.769 | 33.7193 | 26.9226 | 24.6242 | 10.643 | 0 | 1.0756 | 16.2 | 0 | 124.6689 | 0 | 0 | 0 | 0 | 0
4393 | 184 | 3 | 7 | Thursday | 0 | 0 | 3.216 | 33.7182 | 17.5343 | 18.3373 | 5.321 | 0 | 0.1675 | 14.4 | 0 | 87.7357 | 0 | 0 | 0 | 0 | 0
4394 | 184 | 3 | 7 | Thursday | 1 | 0 | 0.442 | 33.7182 | 14.6472 | 16.4006 | 5.321 | 0 | 0.024 | 11.88 | 0 | 77.1536 | 0 | 0 | 0 | 0 | 0
4395 | 184 | 3 | 7 | Thursday | 2 | 0 | 0.005 | 33.7182 | 11.7686 | 14.464 | 5.321 | 0 | 0.0019 | 11.88 | 0 | 71.8379 | 0 | 0 | 0 | 0 | 0
4396 | 184 | 3 | 7 | Thursday | 3 | 0 | 0 | 33.7182 | 11.7686 | 14.464 | 5.321 | 0 | 0.0017 | 11.88 | 0 | 71.8326 | 0 | 0 | 0 | 0 | 0
4397 | 184 | 3 | 7 | Thursday | 4 | 0 | 0 | 33.7182 | 13.0128 | 14.464 | 5.321 | 0 | 0.1318 | 11.88 | 0 | 73.2068 | 0 | 0 | 0 | 0 | 0
4398 | 184 | 3 | 7 | Thursday | 5 | 0 | 0 | 33.7182 | 22.378 | 20.5805 | 5.321 | 0 | 0.2895 | 11.88 | 0.2585 | 88.8463 | 0 | 0 | 0 | 0 | 0
4399 | 184 | 3 | 7 | Thursday | 6 | 0 | 0 | 33.7182 | 36.6893 | 35.484 | 26.607 | 0 | 0.0575 | 15.12 | 2.4895 | 121.069 | 0 | 0 | 0 | 1.4298 | 0
4400 | 184 | 3 | 7 | Thursday | 7 | 0 | 0 | 33.7182 | 47.1432 | 46.6998 | 37.25 | 0 | 0.1046 | 15.12 | 8.9477 | 142.7859 | 0 | 0 | 0 | 4.7536 | 0
4401 | 184 | 3 | 7 | Thursday | 8 | 0 | 0.529 | 33.8758 | 54.818 | 52.1343 | 42.572 | 0 | 0.2174 | 18.72 | 20.1995 | 160.3539 | 0 | 0 | 0 | 8.9356 | 0
4402 | 184 | 3 | 7 | Thursday | 9 | 0 | 19.747 | 34.0004 | 55.6101 | 52.8606 | 26.607 | 0 | 1.2456 | 18.72 | 32.3632 | 184.4856 | 0 | 0 | 0 | 6.1925 | 0
4403 | 184 | 3 | 7 | Thursday | 10 | 0 | 65.621 | 34.2659 | 53.357 | 51.878 | 10.643 | 0 | 2.1279 | 14.4 | 43.1489 | 191.6654 | 0 | 0 | 0 | 1.2797 | 0
4404 | 184 | 3 | 7 | Thursday | 11 | 0 | 105.351 | 35.3357 | 52.891 | 51.878 | 10.643 | 0 | 2.5457 | 18.36 | 51.2016 | 201.2654 | 0 | 0 | 0 | 0 | 0
4405 | 184 | 3 | 7 | Thursday | 12 | 0 | 124.706 | 35.7968 | 51.0995 | 51.1854 | 15.964 | 0 | 2.5865 | 18.36 | 53.6908 | 202.2247 | 0 | 0 | 0 | 0 | 0
4406 | 184 | 3 | 7 | Thursday | 13 | 0 | 154.291 | 35.2738 | 51.678 | 51.878 | 15.964 | 0 | 2.7797 | 18.36 | 48.1146 | 207.4557 | 0 | 0 | 0 | 0 | 0
4407 | 184 | 3 | 7 | Thursday | 14 | 0 | 164.456 | 34.7695 | 51.7053 | 51.878 | 5.321 | 0 | 2.8148 | 18.36 | 42.8645 | 208.9073 | 0 | 0 | 0 | 0 | 0
4408 | 184 | 3 | 7 | Thursday | 15 | 0 | 181.094 | 34.4011 | 52.3709 | 51.878 | 5.321 | 0 | 2.9215 | 18.36 | 39.2185 | 212.2266 | 0 | 0 | 0 | 0 | 0
4409 | 184 | 3 | 7 | Thursday | 16 | 0 | 188.992 | 34.4707 | 53.4331 | 50.7246 | 21.286 | 0 | 2.9624 | 22.68 | 32.0992 | 218.0311 | 0 | 0 | 0 | 0 | 0
4410 | 184 | 3 | 7 | Thursday | 17 | 0 | 186.642 | 34.4128 | 46.2496 | 43.0931 | 26.607 | 0 | 2.9297 | 28.8 | 24.4082 | 208.6013 | 0 | 0 | 0 | 0 | 0
4411 | 184 | 3 | 7 | Thursday | 18 | 0 | 199.713 | 34.6803 | 43.6265 | 51.7393 | 37.25 | 0 | 3.0659 | 30.96 | 15.7386 | 218.5253 | 0 | 0 | 0 | 0 | 0
4412 | 184 | 3 | 7 | Thursday | 19 | 0 | 212.842 | 34.9212 | 46.0623 | 57.1787 | 37.25 | 0 | 3.1957 | 25.2 | 7.9643 | 222.3127 | 0 | 0 | 0 | 0 | 0
4413 | 184 | 3 | 7 | Thursday | 20 | 0 | 219.396 | 34.9668 | 56.2814 | 60.483 | 26.607 | 0 | 3.2579 | 25.2 | 3.5705 | 235.8712 | 0 | 0 | 0 | 0 | 0
4414 | 184 | 3 | 7 | Thursday | 21 | 0 | 201.837 | 34.7928 | 67.6054 | 55.4564 | 15.964 | 0 | 3.0277 | 25.2 | 1.4613 | 237.9474 | 0 | 0 | 0 | 0 | 0
4415 | 184 | 3 | 7 | Thursday | 22 | 0 | 115.27 | 33.909 | 49.7368 | 40.0199 | 10.643 | 0 | 2.1303 | 16.2 | 0.2613 | 182.3284 | 0 | 0 | 0 | 0 | 0
4416 | 184 | 3 | 7 | Thursday | 23 | 0 | 54.072 | 33.7198 | 26.9226 | 24.6242 | 10.643 | 0 | 1.7802 | 16.2 | 0 | 137.5753 | 0 | 0 | 0 | 0 | 0
4417 | 185 | 4 | 7 | Friday | 0 | 0 | 17.407 | 33.7182 | 17.5343 | 18.3373 | 5.321 | 0 | 0.93 | 14.4 | 0 | 104.2349 | 0 | 0 | 0 | 0 | 0
4418 | 185 | 4 | 7 | Friday | 1 | 0 | 2.931 | 33.7182 | 14.6472 | 16.4006 | 5.321 | 0 | 0.1525 | 11.88 | 0 | 80.0582 | 0 | 0 | 0 | 0 | 0
4419 | 185 | 4 | 7 | Friday | 2 | 0 | 0.265 | 33.7182 | 11.7686 | 14.464 | 5.321 | 0 | 0.0151 | 11.88 | 0 | 72.1362 | 0 | 0 | 0 | 0 | 0
4420 | 185 | 4 | 7 | Friday | 3 | 0 | 0.001 | 33.7182 | 11.7686 | 14.464 | 5.321 | 0 | 0.0017 | 11.88 | 0 | 71.8336 | 0 | 0 | 0 | 0 | 0
4421 | 185 | 4 | 7 | Friday | 4 | 0 | 0 | 33.7182 | 13.0128 | 14.464 | 5.321 | 0 | 0.0018 | 11.88 | 0 | 73.0768 | 0 | 0 | 0 | 0 | 0
4422 | 185 | 4 | 7 | Friday | 5 | 0 | 0 | 33.7182 | 22.5919 | 20.5805 | 5.321 | 0 | 0.0017 | 11.88 | 0.2804 | 88.7723 | 0 | 0 | 0 | 0 | 0
4423 | 185 | 4 | 7 | Friday | 6 | 0 | 0 | 33.7513 | 39.5746 | 35.484 | 26.607 | 0 | 0.0099 | 15.12 | 2.3877 | 123.9398 | 0 | 0 | 0 | 0 | 0
4424 | 185 | 4 | 7 | Friday | 7 | 0 | 0 | 33.9906 | 51.2198 | 46.6998 | 37.25 | 0 | 0.1222 | 15.12 | 5.7492 | 147.1523 | 0 | 0 | 0 | 0.3383 | 0
4425 | 185 | 4 | 7 | Friday | 8 | 0 | 9.198 | 33.9962 | 56.6265 | 52.1343 | 42.572 | 0 | 0.5847 | 18.72 | 9.9856 | 172.1841 | 0 | 0 | 0 | 4.0418 | 0
4426 | 185 | 4 | 7 | Friday | 9 | 0 | 12.04 | 33.874 | 56.9719 | 52.8606 | 26.607 | 0 | 0.7241 | 18.72 | 14.4024 | 176.4005 | 0 | 0 | 0 | 4.5352 | 0
4427 | 185 | 4 | 7 | Friday | 10 | 0 | 19.869 | 34.0406 | 54.4126 | 51.878 | 10.643 | 0 | 1.1197 | 14.4 | 19.2076 | 177.9158 | 0 | 0 | 0 | 2.2056 | 0
4428 | 185 | 4 | 7 | Friday | 11 | 0 | 30.804 | 34.0762 | 53.3227 | 51.878 | 10.643 | 0 | 1.6776 | 18.36 | 24.7176 | 191.584 | 0 | 0 | 0 | 2.1222 | 0
4429 | 185 | 4 | 7 | Friday | 12 | 0 | 36.815 | 34.0978 | 51.6194 | 51.1854 | 15.964 | 0 | 1.7856 | 18.36 | 26.2353 | 190.5793 | 0 | 0 | 0 | 2.7235 | 0
4430 | 185 | 4 | 7 | Friday | 13 | 0 | 44.275 | 34.1025 | 53.2111 | 51.878 | 15.964 | 0 | 1.8143 | 18.36 | 25.4632 | 193.2368 | 0 | 0 | 0 | 2.4049 | 0
4431 | 185 | 4 | 7 | Friday | 14 | 0 | 52.39 | 34.0707 | 52.6366 | 51.878 | 5.321 | 0 | 1.9821 | 18.36 | 30.197 | 193.1163 | 0 | 0 | 0 | 0.4701 | 0
4432 | 185 | 4 | 7 | Friday | 15 | 0 | 51.346 | 34.0339 | 53.1168 | 51.878 | 5.321 | 0 | 1.9886 | 18.36 | 34.2659 | 193.5662 | 0 | 0 | 0 | 0 | 0
4433 | 185 | 4 | 7 | Friday | 16 | 0 | 49.261 | 34.0449 | 53.6621 | 50.7246 | 21.286 | 0 | 1.8114 | 22.68 | 29.5145 | 197.1119 | 0 | 0 | 0 | 0 | 0
4434 | 185 | 4 | 7 | Friday | 17 | 0 | 62.65 | 34.3698 | 46.344 | 43.0931 | 26.607 | 0 | 2.1179 | 28.8 | 21.8098 | 189.58 | 0 | 0 | 0 | 0.0151 | 0
4435 | 185 | 4 | 7 | Friday | 18 | 0 | 65.34 | 35.2591 | 43.5577 | 51.7393 | 37.25 | 0 | 1.9569 | 30.96 | 15.8907 | 198.5331 | 0 | 0 | 0 | 2.7248 | 0
4436 | 185 | 4 | 7 | Friday | 19 | 0 | 43.267 | 34.4472 | 46.1033 | 57.1787 | 37.25 | 0 | 1.8505 | 25.2 | 8.9226 | 198.812 | 0 | 0 | 0 | 5.8147 | 0
4437 | 185 | 4 | 7 | Friday | 20 | 0 | 34.752 | 34.0153 | 57.3904 | 60.483 | 26.607 | 0 | 1.8017 | 25.2 | 4.0117 | 212.5998 | 0 | 0 | 0 | 5.8935 | 0
4438 | 185 | 4 | 7 | Friday | 21 | 0 | 23.85 | 33.886 | 67.4376 | 55.4564 | 15.964 | 0 | 1.3739 | 25.2 | 1.7232 | 209.7227 | 0 | 0 | 0 | 4.1947 | 0
4439 | 185 | 4 | 7 | Friday | 22 | 0 | 10.462 | 33.7216 | 49.7368 | 40.0199 | 10.643 | 0 | 0.6045 | 16.2 | 0.2972 | 151.7064 | 0 | 0 | 0 | 3.0626 | 0
4440 | 185 | 4 | 7 | Friday | 23 | 0 | 3.15 | 33.7182 | 26.9226 | 24.6242 | 10.643 | 0 | 0.2231 | 16.2 | 0 | 105.0946 | 0 | 0 | 0 | 3.2709 | 0
4441 | 186 | 5 | 7 | Saturday | 0 | 0 | 0.877 | 33.7182 | 18.3332 | 19.1419 | 5.321 | 0 | 0.0771 | 15.84 | 0 | 88.0585 | 0 | 0 | 0 | 1.7126 | 0
4442 | 186 | 5 | 7 | Saturday | 1 | 0 | 0.032 | 33.7182 | 17.5283 | 18.3373 | 5.321 | 0 | 0.0354 | 12.6 | 0 | 82.254 | 0 | 0 | 0 | 1.7649 | 0
4443 | 186 | 5 | 7 | Saturday | 2 | 0 | 0 | 33.7182 | 11.771 | 14.464 | 5.321 | 0 | 0.0347 | 12.6 | 0 | 72.588 | 0 | 0 | 0 | 1.8159 | 0
4444 | 186 | 5 | 7 | Saturday | 3 | 0 | 0 | 33.7182 | 11.771 | 14.464 | 5.321 | 0 | 0.0356 | 12.6 | 0 | 72.5889 | 0 | 0 | 0 | 1.8668 | 0
4445 | 186 | 5 | 7 | Saturday | 4 | 0 | 0 | 33.7182 | 11.771 | 14.464 | 5.321 | 0 | 0.0365 | 12.6 | 0 | 72.5898 | 0 | 0 | 0 | 1.9166 | 0
4446 | 186 | 5 | 7 | Saturday | 5 | 0 | 0 | 33.7182 | 13.0134 | 14.464 | 5.321 | 0 | 0.0374 | 12.6 | 0.1946 | 73.8331 | 0 | 0 | 0 | 1.966 | 0
4447 | 186 | 5 | 7 | Saturday | 6 | 0 | 0 | 33.7182 | 28.8171 | 24.9086 | 26.607 | 0 | 0.2016 | 14.4 | 1.7505 | 102.0455 | 0 | 0 | 0 | 10.5143 | 0
4448 | 186 | 5 | 7 | Saturday | 7 | 0 | 0 | 33.7182 | 27.495 | 26.405 | 37.25 | 0 | 0.319 | 11.52 | 5.2861 | 99.4573 | 0 | 0 | 0 | 16.5121 | 0
4449 | 186 | 5 | 7 | Saturday | 8 | 0 | 0 | 33.7182 | 35.3763 | 37.4339 | 42.572 | 0 | 0.4108 | 16.2 | 9.0406 | 123.1392 | 0 | 0 | 0 | 21.2297 | 0
4450 | 186 | 5 | 7 | Saturday | 9 | 0 | 0 | 33.7765 | 33.7626 | 37.9057 | 26.607 | 0 | 0.2806 | 16.2 | 14.1201 | 121.9254 | 0 | 0 | 0 | 14.3973 | 0
4451 | 186 | 5 | 7 | Saturday | 10 | 0 | 11.782 | 33.958 | 30.4928 | 37.2508 | 10.643 | 0 | 0.7876 | 15.12 | 25.9043 | 130.4451 | 0 | 0 | 0 | 5.4431 | 0
4452 | 186 | 5 | 7 | Saturday | 11 | 0 | 19.366 | 34.0481 | 27.4714 | 35.3135 | 10.643 | 0 | 1.2395 | 21.6 | 37.9165 | 141.1748 | 0 | 0 | 0 | 4.0636 | 0
4453 | 186 | 5 | 7 | Saturday | 12 | 0 | 25.64 | 34.0883 | 24.3642 | 34.2247 | 15.964 | 0 | 1.6267 | 23.4 | 47.902 | 146.5161 | 0 | 0 | 0 | 2.9476 | 0
4454 | 186 | 5 | 7 | Saturday | 13 | 0 | 32.582 | 34.072 | 23.8798 | 33.0722 | 15.964 | 0 | 1.8978 | 23.4 | 53.1199 | 150.2167 | 0 | 0 | 0 | 0.1587 | 0
4455 | 186 | 5 | 7 | Saturday | 14 | 0 | 49.966 | 34.0729 | 22.7143 | 33.0722 | 5.321 | 0 | 1.9581 | 23.4 | 53.7677 | 149.6389 | 0 | 0 | 0 | 0 | 0
4456 | 186 | 5 | 7 | Saturday | 15 | 0 | 62.691 | 34.3744 | 23.2556 | 33.0722 | 5.321 | 0 | 2.0477 | 23.4 | 51.1004 | 151.0576 | 0 | 0 | 0 | 0 | 0
4457 | 186 | 5 | 7 | Saturday | 16 | 0 | 63.249 | 34.641 | 24.1488 | 33.0722 | 21.286 | 0 | 1.9858 | 23.4 | 43.2396 | 152.2369 | 0 | 0 | 0 | 0 | 0
4458 | 186 | 5 | 7 | Saturday | 17 | 0 | 63.428 | 35.3451 | 22.128 | 32.9581 | 26.607 | 0 | 1.9408 | 27 | 32.6431 | 154.3737 | 0 | 0 | 0 | 0 | 0
4459 | 186 | 5 | 7 | Saturday | 18 | 0 | 53.893 | 35.1216 | 33.8036 | 46.5147 | 37.25 | 0 | 1.8495 | 28.8 | 20.7599 | 180.5361 | 0 | 0 | 0 | 0 | 0
4460 | 186 | 5 | 7 | Saturday | 19 | 0 | 42.48 | 34.3805 | 39.0055 | 50.3878 | 37.25 | 0 | 1.7456 | 28.8 | 9.7675 | 188.5082 | 0 | 0 | 0 | 0 | 0
4461 | 186 | 5 | 7 | Saturday | 20 | 0 | 34.642 | 34.1848 | 44.8425 | 50.3878 | 26.607 | 0 | 1.6926 | 27 | 3.8177 | 192.1028 | 0 | 0 | 0 | 0 | 0
4462 | 186 | 5 | 7 | Saturday | 21 | 0 | 28.312 | 33.9613 | 58.6381 | 50.3878 | 15.964 | 0 | 1.5561 | 27 | 1.7401 | 203.129 | 0 | 0 | 0 | 0 | 0
4463 | 186 | 5 | 7 | Saturday | 22 | 0 | 11.723 | 33.7315 | 49.2003 | 40.077 | 10.643 | 0 | 0.6191 | 19.8 | 0.3286 | 156.2942 | 0 | 0 | 0 | 0 | 0
4464 | 186 | 5 | 7 | Saturday | 23 | 0 | 1.946 | 33.7182 | 28.1779 | 24.6242 | 10.643 | 0 | 0.1021 | 19.8 | 0 | 108.5269 | 0 | 0 | 0 | 0 | 0
4465 | 187 | 6 | 7 | Sunday | 0 | 0 | 0.081 | 33.7182 | 24.1043 | 23.0149 | 5.321 | 0 | 0.0567 | 19.8 | 0 | 100.7818 | 0 | 0 | 0 | 0 | 0
4466 | 187 | 6 | 7 | Sunday | 1 | 0 | 0 | 33.7182 | 23.3102 | 22.2101 | 5.321 | 0 | 0.0017 | 19.8 | 0 | 99.0404 | 0 | 0 | 0 | 0 | 0
4467 | 187 | 6 | 7 | Sunday | 2 | 0 | 0 | 33.7182 | 17.5379 | 18.3373 | 5.321 | 0 | 0.0016 | 15.48 | 0 | 85.075 | 0 | 0 | 0 | 0 | 0
4468 | 187 | 6 | 7 | Sunday | 3 | 0 | 0 | 33.7182 | 17.5379 | 18.3373 | 5.321 | 0 | 0.0017 | 15.48 | 0 | 85.0751 | 0 | 0 | 0 | 0 | 0
4469 | 187 | 6 | 7 | Sunday | 4 | 0 | 0 | 33.7182 | 17.5379 | 18.3373 | 5.321 | 0 | 0.0017 | 15.48 | 0 | 85.0751 | 0 | 0 | 0 | 0 | 0
4470 | 187 | 6 | 7 | Sunday | 5 | 0 | 0 | 33.7182 | 18.7631 | 18.3373 | 5.321 | 0 | 0.0017 | 15.48 | 0.3264 | 86.3003 | 0 | 0 | 0 | 0 | 0
4471 | 187 | 6 | 7 | Sunday | 6 | 0 | 0 | 33.7182 | 24.7534 | 24.6242 | 26.607 | 0 | 0.2437 | 18.72 | 2.7067 | 102.0596 | 0 | 0 | 0 | 0.275 | 0
4472 | 187 | 6 | 7 | Sunday | 7 | 0 | 0 | 33.7182 | 26.3863 | 29.9942 | 37.25 | 0 | 0.0793 | 18.72 | 6.2361 | 108.898 | 0 | 0 | 0 | 3.3629 | 0
4473 | 187 | 6 | 7 | Sunday | 8 | 0 | 0 | 33.7182 | 26.4604 | 33.2132 | 42.572 | 0 | 0.1607 | 23.4 | 8.7266 | 116.9525 | 0 | 0 | 0 | 7.5168 | 0
4474 | 187 | 6 | 7 | Sunday | 9 | 0 | 0 | 33.7182 | 20.6412 | 29.3396 | 26.607 | 0 | 0.1291 | 23.4 | 11.8301 | 107.228 | 0 | 0 | 0 | 6.5371 | 0
4475 | 187 | 6 | 7 | Sunday | 10 | 0 | 0 | 33.9682 | 21.6128 | 32.5586 | 10.643 | 0 | 0.0577 | 19.08 | 14.6547 | 107.2773 | 0 | 0 | 0 | 2.9905 | 0
4476 | 187 | 6 | 7 | Sunday | 11 | 0 | 6.671 | 33.9909 | 21.6254 | 32.5586 | 10.643 | 0 | 0.416 | 21.6 | 18.8418 | 117.4055 | 0 | 0 | 0 | 3.171 | 0
4477 | 187 | 6 | 7 | Sunday | 12 | 0 | 12.311 | 33.9078 | 19.7515 | 33.0367 | 15.964 | 0 | 0.8016 | 19.08 | 31.0991 | 120.1352 | 0 | 0 | 0 | 4.2019 | 0
4478 | 187 | 6 | 7 | Sunday | 13 | 0 | 16.375 | 34.0199 | 16.6775 | 29.1634 | 15.964 | 0 | 1.058 | 18.36 | 43.9731 | 117.7778 | 0 | 0 | 0 | 2.0877 | 0
4479 | 187 | 6 | 7 | Sunday | 14 | 0 | 22.281 | 34.0593 | 16.8223 | 29.1634 | 5.321 | 0 | 1.4389 | 18 | 50.3446 | 124.6742 | 0 | 0 | 0 | 0 | 0
4480 | 187 | 6 | 7 | Sunday | 15 | 0 | 43.329 | 34.02 | 17.4417 | 29.1634 | 5.321 | 0 | 1.8916 | 15.84 | 47.3193 | 132.7023 | 0 | 0 | 0 | 0 | 0
4481 | 187 | 6 | 7 | Sunday | 16 | 0 | 58.786 | 34.2039 | 17.1768 | 27.5539 | 21.286 | 0 | 1.9796 | 23.04 | 36.0195 | 138.487 | 0 | 0 | 0 | 0 | 0
4482 | 187 | 6 | 7 | Sunday | 17 | 0 | 40.471 | 34.0064 | 16.6752 | 26.399 | 26.607 | 0 | 1.7657 | 22.32 | 24.6584 | 135.3856 | 0 | 0 | 0 | 0 | 0
4483 | 187 | 6 | 7 | Sunday | 18 | 0 | 27.889 | 33.9826 | 26.7897 | 38.0184 | 37.25 | 0 | 1.5856 | 23.4 | 15.8208 | 156.1018 | 0 | 0 | 0 | 0 | 0
4484 | 187 | 6 | 7 | Sunday | 19 | 0 | 24.275 | 34.0162 | 34.9383 | 45.7644 | 37.25 | 0 | 1.3463 | 22.68 | 8.6098 | 166.3446 | 0 | 0 | 0 | 0 | 0
4485 | 187 | 6 | 7 | Sunday | 20 | 0 | 19.387 | 33.9503 | 43.7131 | 49.6381 | 26.607 | 0 | 1.0594 | 22.68 | 4.3498 | 172.9418 | 0 | 0 | 0 | 0 | 0
4486 | 187 | 6 | 7 | Sunday | 21 | 0 | 10.213 | 33.798 | 46.8567 | 41.8913 | 15.964 | 0 | 0.8875 | 22.68 | 1.9693 | 157.3186 | 0 | 0 | 0 | 0 | 0
4487 | 187 | 6 | 7 | Sunday | 22 | 0 | 2.928 | 33.7189 | 40.3665 | 35.5897 | 10.643 | 0 | 0.7197 | 14.4 | 0.3073 | 127.9609 | 0 | 0 | 0 | 0 | 0
4488 | 187 | 6 | 7 | Sunday | 23 | 0 | 0.316 | 33.7182 | 25.6748 | 24.6242 | 10.643 | 0 | 0.2646 | 14.4 | 0 | 99.0237 | 0 | 0 | 0 | 0.4838 | 0
4489 | 188 | 7 | 7 | Monday | 0 | 0 | 0.002 | 33.7182 | 17.5343 | 18.3373 | 5.321 | 0 | 0.0615 | 14.4 | 0 | 84.0539 | 0 | 0 | 0 | 0.4842 | 0
4490 | 188 | 7 | 7 | Monday | 1 | 0 | 0 | 33.7182 | 14.6472 | 16.4006 | 5.321 | 0 | 0.0117 | 11.88 | 0 | 76.6578 | 0 | 0 | 0 | 0.5529 | 0
4491 | 188 | 7 | 7 | Monday | 2 | 0 | 0 | 33.7182 | 11.7686 | 14.464 | 5.321 | 0 | 0.0129 | 11.88 | 0 | 71.8438 | 0 | 0 | 0 | 0.6199 | 0
4492 | 188 | 7 | 7 | Monday | 3 | 0 | 0 | 33.7182 | 11.7686 | 14.464 | 5.321 | 0 | 0.0141 | 11.88 | 0 | 71.845 | 0 | 0 | 0 | 0.6859 | 0
4493 | 188 | 7 | 7 | Monday | 4 | 0 | 0 | 33.7182 | 13.0128 | 14.464 | 5.321 | 0 | 0.0153 | 11.88 | 0 | 73.0903 | 0 | 0 | 0 | 0.7512 | 0
4494 | 188 | 7 | 7 | Monday | 5 | 0 | 0 | 33.7182 | 22.5085 | 20.5805 | 5.321 | 0 | 0.0165 | 11.88 | 0.2452 | 88.7037 | 0 | 0 | 0 | 0.8156 | 0
4495 | 188 | 7 | 7 | Monday | 6 | 0 | 0 | 33.7182 | 37.4108 | 35.484 | 26.607 | 0 | 0.1005 | 15.12 | 2.2871 | 121.8335 | 0 | 0 | 0 | 4.9703 | 0
4496 | 188 | 7 | 7 | Monday | 7 | 0 | 0 | 33.7182 | 47.3881 | 46.6998 | 37.25 | 0 | 0.1875 | 15.12 | 8.7058 | 143.1136 | 0 | 0 | 0 | 9.2971 | 0
4497 | 188 | 7 | 7 | Monday | 8 | 0.095 | 0 | 33.7359 | 55.0354 | 52.1343 | 42.572 | 0 | 0.2782 | 18.72 | 19.8612 | 159.9038 | 0 | 0 | 0 | 13.7758 | 0
4498 | 188 | 7 | 7 | Monday | 9 | 0 | 0.338 | 33.7741 | 55.9049 | 52.8606 | 26.607 | 0 | 0.2479 | 18.72 | 31.1248 | 161.8725 | 0 | 0 | 0 | 9.0711 | 0
4499 | 188 | 7 | 7 | Monday | 10 | 0 | 9.197 | 33.9391 | 53.4808 | 51.878 | 10.643 | 0 | 0.6357 | 14.4 | 40.3487 | 164.1936 | 0 | 0 | 0 | 2.6092 | 0
4500 | 188 | 7 | 7 | Monday | 11 | 0 | 17.924 | 34.0047 | 52.4591 | 51.878 | 10.643 | 0 | 1.1968 | 18.36 | 45.2861 | 177.46 | 0 | 0 | 0 | 0.8438 | 0
4501 | 188 | 7 | 7 | Monday | 12 | 0 | 27.634 | 34.0661 | 50.6211 | 51.1854 | 15.964 | 0 | 1.622 | 18.36 | 45.8193 | 186.1895 | 0 | 0 | 0 | 0 | 0
4502 | 188 | 7 | 7 | Monday | 13 | 0 | 30.27 | 34.0891 | 51.7023 | 51.878 | 15.964 | 0 | 1.7688 | 18.36 | 46.8084 | 191.2115 | 0 | 0 | 0 | 0 | 0
4503 | 188 | 7 | 7 | Monday | 14 | 0 | 29.605 | 34.0711 | 51.7155 | 51.878 | 5.321 | 0 | 1.6821 | 18.36 | 46.3193 | 190.0043 | 0 | 0 | 0 | 0 | 0
4504 | 188 | 7 | 7 | Monday | 15 | 0 | 41.978 | 34.0662 | 52.3407 | 51.878 | 5.321 | 0 | 1.7963 | 18.36 | 42.4629 | 192.63 | 0 | 0 | 0 | 0 | 0
4505 | 188 | 7 | 7 | Monday | 16 | 0 | 33.308 | 34.0615 | 53.4263 | 50.7246 | 21.286 | 0 | 1.6879 | 22.68 | 36.426 | 196.2392 | 0 | 0 | 0 | 0 | 0
4506 | 188 | 7 | 7 | Monday | 17 | 0 | 27.332 | 34.0149 | 46.1963 | 43.0931 | 26.607 | 0 | 1.5216 | 28.8 | 27.5478 | 184.4952 | 0 | 0 | 0 | 0 | 0
4507 | 188 | 7 | 7 | Monday | 18 | 0 | 29.152 | 34.0327 | 43.5106 | 51.7393 | 37.25 | 0 | 1.6212 | 30.96 | 16.8566 | 194.4488 | 0 | 0 | 0 | 0 | 0
4508 | 188 | 7 | 7 | Monday | 19 | 0 | 26.779 | 34.0042 | 46.5646 | 57.1787 | 37.25 | 0 | 1.4819 | 25.2 | 8.0353 | 194.2185 | 0 | 0 | 0 | 0 | 0
4509 | 188 | 7 | 7 | Monday | 20 | 0 | 22.193 | 33.9524 | 56.7446 | 60.483 | 26.607 | 0 | 1.2036 | 25.2 | 3.8133 | 201.8014 | 0 | 0 | 0 | 0 | 0
4510 | 188 | 7 | 7 | Monday | 21 | 0 | 14.984 | 33.8627 | 67.337 | 55.4564 | 15.964 | 0 | 0.7926 | 25.2 | 1.6173 | 198.8546 | 0 | 0 | 0 | 0 | 0
4511 | 188 | 7 | 7 | Monday | 22 | 0 | 4.643 | 33.7296 | 49.7368 | 40.0199 | 10.643 | 0 | 0.2408 | 16.2 | 0.2833 | 144.9484 | 0 | 0 | 0 | 0 | 0
4512 | 188 | 7 | 7 | Monday | 23 | 0 | 0.49 | 33.7182 | 26.9226 | 24.6242 | 10.643 | 0 | 0.0282 | 16.2 | 0 | 102.0233 | 0 | 0 | 0 | 0 | 0
4513 | 189 | 8 | 7 | Tuesday | 0 | 0 | 0.004 | 33.7182 | 17.5343 | 18.3373 | 5.321 | 0 | 0.0019 | 14.4 | 0 | 83.996 | 0 | 0 | 0 | 0 | 0
4514 | 189 | 8 | 7 | Tuesday | 1 | 0 | 0 | 33.7182 | 14.6472 | 16.4006 | 5.321 | 0 | 0.0017 | 11.88 | 0 | 76.6478 | 0 | 0 | 0 | 0 | 0
4515 | 189 | 8 | 7 | Tuesday | 2 | 0 | 0 | 33.7182 | 11.7686 | 14.464 | 5.321 | 0 | 0.1525 | 11.88 | 0 | 71.9834 | 0 | 0 | 0 | 0 | 0
4516 | 189 | 8 | 7 | Tuesday | 3 | 0 | 0 | 33.7182 | 11.7686 | 14.464 | 5.321 | 0 | 0.305 | 11.88 | 0 | 72.1359 | 0 | 0 | 0 | 0 | 0
4517 | 189 | 8 | 7 | Tuesday | 4 | 0 | 0 | 33.7182 | 13.0128 | 14.464 | 5.321 | 0 | 0.2895 | 11.88 | 0 | 73.3645 | 0 | 0 | 0 | 0 | 0
4518 | 189 | 8 | 7 | Tuesday | 5 | 0 | 0 | 33.7182 | 22.5898 | 20.5805 | 5.321 | 0 | 0.2895 | 11.88 | 0.2793 | 89.058 | 0 | 0 | 0 | 0 | 0
4519 | 189 | 8 | 7 | Tuesday | 6 | 0 | 0 | 33.7182 | 38.2992 | 35.484 | 26.607 | 0 | 0.0497 | 15.12 | 2.4654 | 122.6711 | 0 | 0 | 0 | 2.1818 | 0
4520 | 189 | 8 | 7 | Tuesday | 7 | 0 | 0 | 33.7182 | 47.5429 | 46.6998 | 37.25 | 0 | 0.1222 | 15.12 | 7.5178 | 143.2032 | 0 | 0 | 0 | 5.7162 | 0
4521 | 189 | 8 | 7 | Tuesday | 8 | 0 | 0 | 33.7211 | 55.4951 | 52.1343 | 42.572 | 0 | 0.2054 | 18.72 | 13.6103 | 160.2759 | 0 | 0 | 0 | 9.9656 | 0
4522 | 189 | 8 | 7 | Tuesday | 9 | 0 | 0.268 | 33.7919 | 56.6701 | 52.8606 | 26.607 | 0 | 0.1741 | 18.72 | 20.2561 | 162.5066 | 0 | 0 | 0 | 7.9133 | 0
4523 | 189 | 8 | 7 | Tuesday | 10 | 0.044 | 5.75 | 33.9473 | 54.2038 | 51.878 | 10.643 | 0 | 0.4189 | 14.4 | 31.6419 | 161.0664 | 0 | 0 | 0 | 3.0531 | 0
4524 | 189 | 8 | 7 | Tuesday | 11 | 0 | 14.293 | 33.9429 | 52.8885 | 51.878 | 10.643 | 0 | 0.8862 | 18.36 | 39.3043 | 173.4139 | 0 | 0 | 0 | 1.8826 | 0
4525 | 189 | 8 | 7 | Tuesday | 12 | 0 | 22.02 | 34.0338 | 50.5088 | 51.1854 | 15.964 | 0 | 1.3861 | 18.36 | 42.953 | 179.407 | 0 | 0 | 0 | 0.6786 | 0
4526 | 189 | 8 | 7 | Tuesday | 13 | 0 | 20.797 | 33.9781 | 51.413 | 51.878 | 15.964 | 0 | 1.2278 | 18.36 | 45.8978 | 179.4272 | 0 | 0 | 0 | 0 | 0
4527 | 189 | 8 | 7 | Tuesday | 14 | 0 | 16.634 | 33.9022 | 51.4802 | 51.878 | 5.321 | 0 | 0.9513 | 18.36 | 41.4478 | 174.6213 | 0 | 0 | 0 | 0 | 0
4528 | 189 | 8 | 7 | Tuesday | 15 | 0 | 16.676 | 33.8917 | 52.4033 | 51.878 | 5.321 | 0 | 0.8982 | 18.36 | 31.6218 | 175.554 | 0 | 0 | 0 | 0 | 0
4529 | 189 | 8 | 7 | Tuesday | 16 | 0 | 15.105 | 33.8425 | 53.8647 | 50.7246 | 21.286 | 0 | 0.8013 | 22.68 | 23.4725 | 178.2501 | 0 | 0 | 0 | 0 | 0
4530 | 189 | 8 | 7 | Tuesday | 17 | 0 | 15.875 | 33.8565 | 46.7218 | 43.0931 | 26.607 | 0 | 0.8462 | 28.8 | 18.7133 | 170.4871 | 0 | 0 | 0 | 0 | 0
4531 | 189 | 8 | 7 | Tuesday | 18 | 0 | 16.696 | 33.9042 | 44.4213 | 51.7393 | 37.25 | 0 | 0.8993 | 30.96 | 14.3016 | 179.9822 | 0 | 0 | 0 | 0 | 0
4532 | 189 | 8 | 7 | Tuesday | 19 | 0 | 15.654 | 33.9162 | 47.1837 | 57.1787 | 37.25 | 0 | 0.9684 | 25.2 | 7.9135 | 181.3778 | 0 | 0 | 0 | 0.8127 | 0
4533 | 189 | 8 | 7 | Tuesday | 20 | 0 | 15.709 | 33.9352 | 59.2343 | 60.483 | 26.607 | 0 | 0.8836 | 25.2 | 3.774 | 196.726 | 0 | 0 | 0 | 2.5702 | 0
4534 | 189 | 8 | 7 | Tuesday | 21 | 0 | 11.86 | 33.8624 | 68.5763 | 55.4564 | 15.964 | 0 | 0.6646 | 25.2 | 1.4623 | 196.5871 | 0 | 0 | 0 | 2.2975 | 0
4535 | 189 | 8 | 7 | Tuesday | 22 | 0 | 4.006 | 33.7286 | 49.7368 | 40.0199 | 10.643 | 0 | 0.2411 | 16.2 | 0.2362 | 144.2587 | 0 | 0 | 0 | 1.8364 | 0
4536 | 189 | 8 | 7 | Tuesday | 23 | 0 | 0.357 | 33.7182 | 26.9226 | 24.6242 | 10.643 | 0 | 0.0591 | 16.2 | 0 | 101.9102 | 0 | 0 | 0 | 2.0751 | 0
4537 | 190 | 9 | 7 | Wednesday | 0 | 0 | 0.002 | 33.7182 | 17.5343 | 18.3373 | 5.321 | 0 | 0.0222 | 14.4 | 0 | 84.0143 | 0 | 0 | 0 | 1.1262 | 0
4538 | 190 | 9 | 7 | Wednesday | 1 | 0 | 0 | 33.7182 | 14.6472 | 16.4006 | 5.321 | 0 | 0.0232 | 11.88 | 0 | 76.6693 | 0 | 0 | 0 | 1.1856 | 0
4539 | 190 | 9 | 7 | Wednesday | 2 | 0 | 0 | 33.7182 | 11.7686 | 14.464 | 5.321 | 0 | 0.0243 | 11.88 | 0 | 71.8552 | 0 | 0 | 0 | 1.2446 | 0
4540 | 190 | 9 | 7 | Wednesday | 3 | 0 | 0 | 33.7182 | 11.7686 | 14.464 | 5.321 | 0 | 0.0253 | 11.88 | 0 | 71.8562 | 0 | 0 | 0 | 1.3025 | 0
4541 | 190 | 9 | 7 | Wednesday | 4 | 0 | 0 | 33.7182 | 13.0128 | 14.464 | 5.321 | 0 | 0.0264 | 11.88 | 0 | 73.1014 | 0 | 0 | 0 | 1.3598 | 0
4542 | 190 | 9 | 7 | Wednesday | 5 | 0 | 0 | 33.7182 | 22.6416 | 20.5805 | 5.321 | 0 | 0.0274 | 11.88 | 0.2548 | 88.8477 | 0 | 0 | 0 | 1.4163 | 0
4543 | 190 | 9 | 7 | Wednesday | 6 | 0 | 0 | 33.7182 | 39.659 | 35.484 | 26.607 | 0 | 0.1533 | 15.12 | 2.2523 | 124.1345 | 0 | 0 | 0 | 7.8652 | 0
4544 | 190 | 9 | 7 | Wednesday | 7 | 0 | 0 | 33.7182 | 48.6767 | 46.6998 | 37.25 | 0 | 0.2562 | 15.12 | 6.3479 | 144.4709 | 0 | 0 | 0 | 13.0648 | 0
4545 | 190 | 9 | 7 | Wednesday | 8 | 0 | 0 | 33.7204 | 56.6169 | 52.1343 | 42.572 | 0 | 0.3452 | 18.72 | 13.874 | 161.5369 | 0 | 0 | 0 | 17.6329 | 0
4546 | 190 | 9 | 7 | Wednesday | 9 | 0 | 0.214 | 33.752 | 56.4837 | 52.8606 | 26.607 | 0 | 0.2641 | 18.72 | 23.1662 | 162.3121 | 0 | 0 | 0 | 12.0762 | 0
4547 | 190 | 9 | 7 | Wednesday | 10 | 0 | 3.706 | 33.9253 | 53.3237 | 51.878 | 10.643 | 0 | 0.3292 | 14.4 | 28.5436 | 157.8638 | 0 | 0 | 0 | 4.4277 | 0
4548 | 190 | 9 | 7 | Wednesday | 11 | 0.045 | 12.434 | 33.9389 | 52.6874 | 51.878 | 10.643 | 0 | 0.7798 | 18.36 | 29.5607 | 171.0925 | 0 | 0 | 0 | 3.6801 | 0
4549 | 190 | 9 | 7 | Wednesday | 12 | 0 | 16.088 | 33.982 | 51.1727 | 51.1854 | 15.964 | 0 | 0.9733 | 18.36 | 25.4701 | 173.074 | 0 | 0 | 0 | 4.6922 | 0
4550 | 190 | 9 | 7 | Wednesday | 13 | 0 | 16.345 | 33.9801 | 52.1256 | 51.878 | 15.964 | 0 | 0.983 | 18.36 | 27.1188 | 175.0049 | 0 | 0 | 0 | 4.3414 | 0
4551 | 190 | 9 | 7 | Wednesday | 14 | 0 | 13.991 | 33.947 | 51.7398 | 51.878 | 5.321 | 0 | 0.8186 | 18.36 | 33.9538 | 171.8752 | 0 | 0 | 0 | 1.1545 | 0
4552 | 190 | 9 | 7 | Wednesday | 15 | 0 | 13.326 | 33.9165 | 52.4192 | 51.878 | 5.321 | 0 | 0.7767 | 18.36 | 36.8373 | 171.7634 | 0 | 0 | 0 | 0.6531 | 0
4553 | 190 | 9 | 7 | Wednesday | 16 | 0 | 12.81 | 33.9263 | 53.7538 | 50.7246 | 21.286 | 0 | 0.7311 | 22.68 | 29.9514 | 175.6703 | 0 | 0 | 0 | 1.7487 | 0
4554 | 190 | 9 | 7 | Wednesday | 17 | 0 | 12.951 | 33.9265 | 46.3678 | 43.0931 | 26.607 | 0 | 0.7466 | 28.8 | 20.583 | 166.9412 | 0 | 0 | 0 | 3.305 | 0
4555 | 190 | 9 | 7 | Wednesday | 18 | 0 | 15.369 | 33.9531 | 43.4176 | 51.7393 | 37.25 | 0 | 0.9563 | 30.96 | 14.5166 | 177.6491 | 0 | 0 | 0 | 7.1305 | 0
4556 | 190 | 9 | 7 | Wednesday | 19 | 0 | 14.557 | 33.9559 | 45.8143 | 57.1787 | 37.25 | 0 | 0.9611 | 25.2 | 8.4443 | 178.8548 | 0 | 0 | 0 | 9.8338 | 0
4557 | 190 | 9 | 7 | Wednesday | 20 | 0 | 14.721 | 33.9661 | 54.8252 | 60.483 | 26.607 | 0 | 0.9388 | 25.2 | 3.9388 | 191.3349 | 0 | 0 | 0 | 8.5613 | 0
4558 | 190 | 9 | 7 | Wednesday | 21 | 0 | 10.754 | 33.92 | 66.9882 | 55.4564 | 15.964 | 0 | 0.6677 | 25.2 | 1.5904 | 193.8633 | 0 | 0 | 0 | 5.7183 | 0
4559 | 190 | 9 | 7 | Wednesday | 22 | 0 | 3.451 | 33.7378 | 49.7368 | 40.0199 | 10.643 | 0 | 0.2528 | 16.2 | 0.2787 | 143.6789 | 0 | 0 | 0 | 4.0473 | 0
4560 | 190 | 9 | 7 | Wednesday | 23 | 0 | 0.312 | 33.7182 | 26.9226 | 24.6242 | 10.643 | 0 | 0.0961 | 16.2 | 0 | 101.899 | 0 | 0 | 0 | 4.2314 | 0
4561 | 191 | 10 | 7 | Thursday | 0 | 0 | 0.001 | 33.7182 | 17.5343 | 18.3373 | 5.321 | 0 | 0.0415 | 14.4 | 0 | 84.0324 | 0 | 0 | 0 | 2.1838 | 0
4562 | 191 | 10 | 7 | Thursday | 1 | 0 | 0 | 33.7182 | 14.6472 | 16.4006 | 5.321 | 0 | 0.0423 | 11.88 | 0 | 76.6883 | 0 | 0 | 0 | 2.2298 | 0
4563 | 191 | 10 | 7 | Thursday | 2 | 0 | 0 | 33.7182 | 11.7686 | 14.464 | 5.321 | 0 | 0.0431 | 11.88 | 0 | 71.874 | 0 | 0 | 0 | 2.2753 | 0
4564 | 191 | 10 | 7 | Thursday | 3 | 0 | 0 | 33.7182 | 11.7686 | 14.464 | 5.321 | 0 | 0.0439 | 11.88 | 0 | 71.8748 | 0 | 0 | 0 | 2.3198 | 0
4565 | 191 | 10 | 7 | Thursday | 4 | 0 | 0 | 33.7182 | 13.0128 | 14.464 | 5.321 | 0 | 0.0447 | 11.88 | 0 | 73.1197 | 0 | 0 | 0 | 2.3639 | 0
4566 | 191 | 10 | 7 | Thursday | 5 | 0 | 0 | 33.7182 | 22.6634 | 20.5805 | 5.321 | 0 | 0.0455 | 11.88 | 0.1898 | 88.8877 | 0 | 0 | 0 | 2.4074 | 0
4567 | 191 | 10 | 7 | Thursday | 6 | 0 | 0 | 33.7182 | 43.7382 | 35.484 | 26.607 | 0 | 0.2404 | 15.12 | 1.57 | 128.3009 | 0 | 0 | 0 | 12.6419 | 0
4568 | 191 | 10 | 7 | Thursday | 7 | 0 | 0 | 33.7182 | 56.3609 | 46.6998 | 37.25 | 0 | 0.3695 | 15.12 | 3.4738 | 152.2685 | 0 | 0 | 0 | 19.2812 | 0
4569 | 191 | 10 | 7 | Thursday | 8 | 0 | 0 | 33.7196 | 60.4537 | 52.1343 | 42.572 | 0 | 0.4635 | 18.72 | 5.5774 | 165.4911 | 0 | 0 | 0 | 24.1188 | 0
4570 | 191 | 10 | 7 | Thursday | 9 | 0 | 0.156 | 33.7376 | 58.934 | 52.8606 | 26.607 | 0 | 0.3117 | 18.72 | 8.5924 | 164.7326 | 0 | 0 | 0 | 16.1208 | 0
4571 | 191 | 10 | 7 | Thursday | 10 | 0 | 2.922 | 33.9096 | 55.5834 | 51.878 | 10.643 | 0 | 0.2795 | 14.4 | 14.4325 | 159.2104 | 0 | 0 | 0 | 6.6449 | 0
4572 | 191 | 10 | 7 | Thursday | 11 | 0 | 12.763 | 33.9655 | 54.2667 | 51.878 | 10.643 | 0 | 0.8243 | 18.36 | 21.4072 | 173.0982 | 0 | 0 | 0 | 6.4339 | 0
4573 | 191 | 10 | 7 | Thursday | 12 | 0 | 15.572 | 34.0219 | 52.0171 | 51.1854 | 15.964 | 0 | 1.0329 | 18.36 | 24.4429 | 173.4598 | 0 | 0 | 0 | 8.8497 | 0
4574 | 191 | 10 | 7 | Thursday | 13 | 0 | 16.179 | 34.0189 | 53.1897 | 51.878 | 15.964 | 0 | 1.0584 | 18.36 | 26.1581 | 176.0033 | 0 | 0 | 0 | 7.954 | 0
4575 | 191 | 10 | 7 | Thursday | 14 | 0 | 15.217 | 33.93 | 52.6532 | 51.878 | 5.321 | 0 | 0.9273 | 18.36 | 33.3781 | 174.2066 | 0 | 0 | 0 | 2.1545 | 0
4576 | 191 | 10 | 7 | Thursday | 15 | 0 | 14.388 | 33.9015 | 53.0119 | 51.878 | 5.321 | 0 | 0.877 | 18.36 | 38.2054 | 173.5899 | 0 | 0 | 0 | 1.4232 | 0
4577 | 191 | 10 | 7 | Thursday | 16 | 0.679 | 12.152 | 33.9 | 53.8532 | 50.7246 | 21.286 | 0 | 0.7631 | 22.68 | 28.8391 | 175.0638 | 0 | 0 | 0 | 4.7208 | 0
4578 | 191 | 10 | 7 | Thursday | 17 | 0 | 12.473 | 33.9038 | 46.8801 | 43.0931 | 26.607 | 0 | 0.7667 | 28.8 | 17.5498 | 166.9338 | 0 | 0 | 0 | 5.8082 | 0
4579 | 191 | 10 | 7 | Thursday | 18 | 0 | 14.849 | 33.981 | 45.1546 | 51.7393 | 37.25 | 0 | 0.9871 | 30.96 | 10.8208 | 178.8816 | 0 | 0 | 0 | 10.388 | 0
4580 | 191 | 10 | 7 | Thursday | 19 | 0 | 14.467 | 33.9745 | 52.0777 | 57.1787 | 37.25 | 0 | 1.0107 | 25.2 | 6.0913 | 185.0882 | 0 | 0 | 0 | 12.8254 | 0
4581 | 191 | 10 | 7 | Thursday | 20 | 0 | 14.444 | 33.9977 | 66.1374 | 60.483 | 26.607 | 0 | 0.9598 | 25.2 | 3.3114 | 202.3994 | 0 | 0 | 0 | 10.547 | 0
4582 | 191 | 10 | 7 | Thursday | 21 | 0 | 10.38 | 33.9485 | 69.0403 | 55.4564 | 15.964 | 0 | 0.6683 | 25.2 | 1.3181 | 195.5394 | 0 | 0 | 0 | 6.8526 | 0
4583 | 191 | 10 | 7 | Thursday | 22 | 0 | 3.276 | 33.7363 | 49.7368 | 40.0199 | 10.643 | 0 | 0.2572 | 16.2 | 0.2213 | 143.4934 | 0 | 0 | 0 | 4.7804 | 0
4584 | 191 | 10 | 7 | Thursday | 23 | 0 | 0.254 | 33.7182 | 26.9226 | 24.6242 | 10.643 | 0 | 0.1062 | 16.2 | 0 | 101.846 | 0 | 0 | 0 | 4.9464 | 0
4585 | 192 | 11 | 7 | Friday | 0 | 0 | 0 | 33.7182 | 17.5343 | 18.3373 | 5.321 | 0 | 0.0478 | 14.4 | 0 | 84.0378 | 0 | 0 | 0 | 2.5343 | 0
4586 | 192 | 11 | 7 | Friday | 1 | 0 | 0 | 33.7182 | 14.6472 | 16.4006 | 5.321 | 0 | 0.0486 | 11.88 | 0 | 76.6947 | 0 | 0 | 0 | 2.5762 | 0
4587 | 192 | 11 | 7 | Friday | 2 | 0 | 0 | 33.7182 | 11.7686 | 14.464 | 5.321 | 0 | 0.0493 | 11.88 | 0 | 71.8802 | 0 | 0 | 0 | 2.6168 | 0
4588 | 192 | 11 | 7 | Friday | 3 | 0 | 0 | 33.7182 | 11.7686 | 14.464 | 5.321 | 0 | 0.05 | 11.88 | 0 | 71.8809 | 0 | 0 | 0 | 2.6571 | 0
4589 | 192 | 11 | 7 | Friday | 4 | 0 | 0 | 33.7182 | 13.0128 | 14.464 | 5.321 | 0 | 0.0508 | 11.88 | 0 | 73.1258 | 0 | 0 | 0 | 2.6969 | 0
4590 | 192 | 11 | 7 | Friday | 5 | 0 | 0 | 33.7182 | 22.6509 | 20.5805 | 5.321 | 0 | 0.0515 | 11.88 | 0.2309 | 88.8811 | 0 | 0 | 0 | 2.7359 | 0
4591 | 192 | 11 | 7 | Friday | 6 | 0 | 0 | 33.7182 | 41.4209 | 35.484 | 26.607 | 0 | 0.2693 | 15.12 | 1.9926 | 126.0124 | 0 | 0 | 0 | 14.2256 | 0
4592 | 192 | 11 | 7 | Friday | 7 | 0 | 0 | 33.7182 | 51.985 | 46.6998 | 37.25 | 0 | 0.4071 | 15.12 | 5.563 | 147.9301 | 0 | 0 | 0 | 21.3422 | 0
4593 | 192 | 11 | 7 | Friday | 8 | 0 | 0 | 33.7197 | 57.2381 | 52.1343 | 42.572 | 0 | 0.503 | 18.72 | 12.0828 | 162.3152 | 0 | 0 | 0 | 26.2685 | 0
4594 | 192 | 11 | 7 | Friday | 9 | 0 | 0.157 | 33.7375 | 57.0965 | 52.8606 | 26.607 | 0 | 0.3576 | 18.72 | 21.381 | 162.9415 | 0 | 0 | 0 | 16.8636 | 0
4595 | 192 | 11 | 7 | Friday | 10 | 0 | 2.91 | 33.8875 | 53.9569 | 51.878 | 10.643 | 0 | 0.3351 | 14.4 | 29.587 | 157.6043 | 0 | 0 | 0 | 6.0694 | 0
4596 | 192 | 11 | 7 | Friday | 11 | 0 | 11.45 | 33.9582 | 52.9536 | 51.878 | 10.643 | 0 | 0.784 | 18.36 | 35.1415 | 170.317 | 0 | 0 | 0 | 4.8151 | 0
4597 | 192 | 11 | 7 | Friday | 12 | 0 | 15.615 | 34.0352 | 51.7713 | 51.1854 | 15.964 | 0 | 1.008 | 18.36 | 34.5415 | 173.2481 | 0 | 0 | 0 | 5.2939 | 0
4598 | 192 | 11 | 7 | Friday | 13 | 0 | 15.498 | 34.0239 | 52.7283 | 51.878 | 15.964 | 0 | 0.9435 | 18.36 | 28.9076 | 174.6961 | 0 | 0 | 0 | 4.0982 | 0
4599 | 192 | 11 | 7 | Friday | 14 | 0.364 | 12.943 | 33.9431 | 52.6018 | 51.878 | 5.321 | 0 | 0.7324 | 18.36 | 24.994 | 171.5137 | 0 | 0 | 0 | 1.5683 | 0
4600 | 192 | 11 | 7 | Friday | 15 | 0 | 11.692 | 33.8821 | 52.7199 | 51.878 | 5.321 | 0 | 0.6769 | 18.36 | 30.5623 | 170.1624 | 0 | 0 | 0 | 0.9695 | 0
4601 | 192 | 11 | 7 | Friday | 16 | 0 | 11.738 | 33.8981 | 53.4857 | 50.7246 | 21.286 | 0 | 0.7211 | 22.68 | 35.1776 | 174.2046 | 0 | 0 | 0 | 2.6776 | 0
4602 | 192 | 11 | 7 | Friday | 17 | 0 | 12.462 | 33.9003 | 46.2579 | 43.0931 | 26.607 | 0 | 0.7351 | 28.8 | 29.1048 | 166.2645 | 0 | 0 | 0 | 3.3108 | 0
4603 | 192 | 11 | 7 | Friday | 18 | 0 | 14.764 | 33.9533 | 43.508 | 51.7393 | 37.25 | 0 | 0.919 | 30.96 | 18.8472 | 177.0476 | 0 | 0 | 0 | 6.9081 | 0
4604 | 192 | 11 | 7 | Friday | 19 | 0 | 14.02 | 33.9547 | 46.1457 | 57.1787 | 37.25 | 0 | 0.9281 | 25.2 | 8.734 | 178.5704 | 0 | 0 | 0 | 9.6294 | 0
4605 | 192 | 11 | 7 | Friday | 20 | 0 | 14.291 | 33.9636 | 55.5115 | 60.483 | 26.607 | 0 | 0.9128 | 25.2 | 3.7135 | 191.5278 | 0 | 0 | 0 | 8.4257 | 0
4606 | 192 | 11 | 7 | Friday | 21 | 0 | 10.65 | 33.9158 | 67.0675 | 55.4564 | 15.964 | 0 | 0.6607 | 25.2 | 1.5982 | 193.819 | 0 | 0 | 0 | 5.6409 | 0
4607 | 192 | 11 | 7 | Friday | 22 | 0 | 3.363 | 33.7382 | 49.7368 | 40.0199 | 10.643 | 0 | 0.2474 | 16.2 | 0.2614 | 143.5797 | 0 | 0 | 0 | 3.9972 | 0
4608 | 192 | 11 | 7 | Friday | 23 | 0 | 0.268 | 33.7182 | 26.9226 | 24.6242 | 10.643 | 0 | 0.093 | 16.2 | 0 | 101.8483 | 0 | 0 | 0 | 4.1826 | 0
4609 | 193 | 12 | 7 | Saturday | 0 | 0 | 0 | 33.7182 | 18.3332 | 19.1419 | 5.321 | 0 | 0.041 | 15.84 | 0 | 87.0745 | 0 | 0 | 0 | 2.1598 | 0
4610 | 193 | 12 | 7 | Saturday | 1 | 0 | 0 | 33.7182 | 17.5283 | 18.3373 | 5.321 | 0 | 0.0418 | 12.6 | 0 | 82.2256 | 0 | 0 | 0 | 2.2061 | 0
4611 | 193 | 12 | 7 | Saturday | 2 | 0 | 0 | 33.7182 | 11.771 | 14.464 | 5.321 | 0 | 0.0427 | 12.6 | 0 | 72.5959 | 0 | 0 | 0 | 2.2518 | 0
4612 | 193 | 12 | 7 | Saturday | 3 | 0 | 0 | 33.7182 | 11.771 | 14.464 | 5.321 | 0 | 0.0435 | 12.6 | 0 | 72.5968 | 0 | 0 | 0 | 2.2968 | 0
4613 | 193 | 12 | 7 | Saturday | 4 | 0 | 0 | 33.7182 | 11.771 | 14.464 | 5.321 | 0 | 0.0443 | 12.6 | 0 | 72.5976 | 0 | 0 | 0 | 2.341 | 0
4614 | 193 | 12 | 7 | Saturday | 5 | 0 | 0 | 33.7182 | 12.9611 | 14.464 | 5.321 | 0 | 0.0451 | 12.6 | 0.2156 | 73.7884 | 0 | 0 | 0 | 2.3851 | 0
4615 | 193 | 12 | 7 | Saturday | 6 | 0 | 0 | 33.7182 | 26.5629 | 24.9086 | 26.607 | 0 | 0.2384 | 14.4 | 1.9872 | 99.8281 | 0 | 0 | 0 | 12.5337 | 0
4616 | 193 | 12 | 7 | Saturday | 7 | 0 | 0 | 33.7182 | 25.8922 | 26.405 | 37.25 | 0 | 0.367 | 11.52 | 7.3929 | 97.9023 | 0 | 0 | 0 | 19.1402 | 0
4617 | 193 | 12 | 7 | Saturday | 8 | 0 | 0 | 33.7182 | 32.4636 | 37.4339 | 42.572 | 0 | 0.4669 | 16.2 | 17.2202 | 120.2826 | 0 | 0 | 0 | 23.8924 | 0
4618 | 193 | 12 | 7 | Saturday | 9 | 0 | 0 | 33.7201 | 31.9633 | 37.9057 | 26.607 | 0 | 0.3351 | 16.2 | 27.1522 | 120.1241 | 0 | 0 | 0 | 14.7473 | 0
4619 | 193 | 12 | 7 | Saturday | 10 | 0 | 2.255 | 33.8461 | 29.6914 | 37.2508 | 10.643 | 0 | 0.2871 | 15.12 | 31.2592 | 118.6341 | 0 | 0 | 0 | 5.0009 | 0
4620 | 193 | 12 | 7 | Saturday | 11 | 0 | 8.231 | 33.9398 | 27.6472 | 35.3135 | 10.643 | 0 | 0.5721 | 21.6 | 30.2913 | 127.9751 | 0 | 0 | 0 | 3.9496 | 0
4621 | 193 | 12 | 7 | Saturday | 12 | 0 | 11.435 | 33.8899 | 24.8078 | 34.2247 | 15.964 | 0 | 0.7389 | 23.4 | 27.7027 | 129.4282 | 0 | 0 | 0 | 4.8199 | 0
4622 | 193 | 12 | 7 | Saturday | 13 | 0 | 13.092 | 33.9249 | 24.896 | 33.0722 | 15.964 | 0 | 0.8015 | 23.4 | 25.1351 | 130.2546 | 0 | 0 | 0 | 4.2412 | 0
4623 | 193 | 12 | 7 | Saturday | 14 | 0 | 14.021 | 33.9431 | 24.254 | 33.0722 | 5.321 | 0 | 0.785 | 23.4 | 22.8112 | 130.757 | 0 | 0 | 0 | 1.2844 | 0
4624 | 193 | 12 | 7 | Saturday | 15 | 0 | 15.651 | 33.9722 | 25.3994 | 33.0722 | 5.321 | 0 | 0.8557 | 23.4 | 17.2431 | 133.9229 | 0 | 0 | 0 | 1.2514 | 0
4625 | 193 | 12 | 7 | Saturday | 16 | 0 | 14.048 | 33.9431 | 26.4163 | 33.0722 | 21.286 | 0 | 0.8471 | 23.4 | 11.9054 | 133.0092 | 0 | 0 | 0 | 5.5465 | 0
4626 | 193 | 12 | 7 | Saturday | 17 | 0 | 13.172 | 33.9238 | 24.3488 | 32.9581 | 26.607 | 0 | 0.8461 | 27 | 9.1602 | 133.3232 | 0 | 0 | 0 | 8.0997 | 0
4627 | 193 | 12 | 7 | Saturday | 18 | 0 | 14.287 | 33.9633 | 40.6837 | 46.5147 | 37.25 | 0 | 1.0109 | 28.8 | 6.7286 | 166.4247 | 0 | 0 | 0 | 13.3707 | 0
4628 | 193 | 12 | 7 | Saturday | 19 | 0 | 16.129 | 33.9726 | 52.3771 | 50.3878 | 37.25 | 0 | 1.1519 | 28.8 | 4.1322 | 184.1342 | 0 | 0 | 0 | 15.5645 | 0
4629 | 193 | 12 | 7 | Saturday | 20 | 0 | 13.274 | 33.9546 | 59.167 | 50.3878 | 26.607 | 0 | 0.9295 | 27 | 1.8748 | 185.7957 | 0 | 0 | 0 | 12.3653 | 0
4630 | 193 | 12 | 7 | Saturday | 21 | 0 | 11.996 | 33.9392 | 61.3325 | 50.3878 | 15.964 | 0 | 0.7738 | 27 | 0.6244 | 186.407 | 0 | 0 | 0 | 7.8912 | 0
4631 | 193 | 12 | 7 | Saturday | 22 | 0 | 4.495 | 33.7608 | 49.2003 | 40.077 | 10.643 | 0 | 0.3322 | 19.8 | 0.1136 | 148.032 | 0 | 0 | 0 | 5.4517 | 0
4632 | 193 | 12 | 7 | Saturday | 23 | 0 | 0.845 | 33.7182 | 28.1779 | 24.6242 | 10.643 | 0 | 0.1481 | 19.8 | 0 | 107.3822 | 0 | 0 | 0 | 5.6011 | 0
4633 | 194 | 13 | 7 | Sunday | 0 | 0 | 0.005 | 33.7182 | 24.1043 | 23.0149 | 5.321 | 0 | 0.0539 | 19.8 | 0 | 100.6964 | 0 | 0 | 0 | 2.8555 | 0
4634 | 194 | 13 | 7 | Sunday | 1 | 0 | 0 | 33.7182 | 23.3102 | 22.2101 | 5.321 | 0 | 0.0544 | 19.8 | 0 | 99.093 | 0 | 0 | 0 | 2.8932 | 0
4635 | 194 | 13 | 7 | Sunday | 2 | 0 | 0 | 33.7182 | 17.5379 | 18.3373 | 5.321 | 0 | 0.055 | 15.48 | 0 | 85.1284 | 0 | 0 | 0 | 2.9298 | 0
4636 | 194 | 13 | 7 | Sunday | 3 | 0 | 0 | 33.7182 | 17.5379 | 18.3373 | 5.321 | 0 | 0.0557 | 15.48 | 0 | 85.1291 | 0 | 0 | 0 | 2.9659 | 0
4637 | 194 | 13 | 7 | Sunday | 4 | 0 | 0 | 33.7182 | 17.5379 | 18.3373 | 5.321 | 0 | 0.0563 | 15.48 | 0 | 85.1297 | 0 | 0 | 0 | 3.0018 | 0
4638 | 194 | 13 | 7 | Sunday | 5 | 0 | 0 | 33.7182 | 18.7268 | 18.3373 | 5.321 | 0 | 0.057 | 15.48 | 0.2129 | 86.3193 | 0 | 0 | 0 | 3.0368 | 0
4639 | 194 | 13 | 7 | Sunday | 6 | 0 | 0 | 33.7182 | 23.8963 | 24.6242 | 26.607 | 0 | 0.2957 | 18.72 | 1.8859 | 101.2545 | 0 | 0 | 0 | 15.6758 | 0
4640 | 194 | 13 | 7 | Sunday | 7 | 0 | 0 | 33.7182 | 25.3143 | 29.9942 | 37.25 | 0 | 0.4415 | 18.72 | 6.3365 | 108.1882 | 0 | 0 | 0 | 23.2295 | 0
4641 | 194 | 13 | 7 | Sunday | 8 | 0 | 0 | 33.7182 | 24.5095 | 33.2132 | 42.572 | 0 | 0.5421 | 23.4 | 13.1896 | 115.383 | 0 | 0 | 0 | 28.1966 | 0
4642 | 194 | 13 | 7 | Sunday | 9 | 0 | 0 | 33.7182 | 20.4037 | 29.3396 | 26.607 | 0 | 0.3726 | 23.4 | 20.6197 | 107.234 | 0 | 0 | 0 | 17.6632 | 0
4643 | 194 | 13 | 7 | Sunday | 10 | 0 | 0 | 33.7182 | 20.443 | 32.5586 | 10.643 | 0 | 0.2063 | 19.08 | 30.2725 | 106.0061 | 0 | 0 | 0 | 6.2089 | 0
4644 | 194 | 13 | 7 | Sunday | 11 | 0 | 3.066 | 33.9603 | 19.7408 | 32.5586 | 10.643 | 0 | 0.3939 | 21.6 | 41.9597 | 111.6735 | 0 | 0 | 0 | 4.4207 | 0
4645 | 194 | 13 | 7 | Sunday | 12 | 0 | 14.646 | 33.953 | 19.6112 | 33.0367 | 15.964 | 0 | 1.0171 | 19.08 | 49.7922 | 123.2423 | 0 | 0 | 0 | 2.9572 | 0
4646 | 194 | 13 | 7 | Sunday | 13 | 0 | 16.059 | 33.9822 | 16.6457 | 29.1634 | 15.964 | 0 | 1.0716 | 18.36 | 47.7313 | 117.5174 | 0 | 0 | 0 | 0.1465 | 0
4647 | 194 | 13 | 7 | Sunday | 14 | 0 | 20.245 | 34.01 | 16.6876 | 29.1634 | 5.321 | 0 | 1.2149 | 18 | 43.3295 | 122.3623 | 0 | 0 | 0 | 0 | 0
4648 | 194 | 13 | 7 | Sunday | 15 | 0 | 38.687 | 34.0625 | 17.2436 | 29.1634 | 5.321 | 0 | 1.8216 | 15.84 | 40.0913 | 132.4718 | 0 | 0 | 0 | 0 | 0
4649 | 194 | 13 | 7 | Sunday | 16 | 0 | 50.629 | 34.0664 | 17.1848 | 27.5539 | 21.286 | 0 | 1.9068 | 23.04 | 34.4218 | 138.2421 | 0 | 0 | 0 | 0 | 0
4650 | 194 | 13 | 7 | Sunday | 17 | 0 | 50.785 | 34.0773 | 16.6403 | 26.399 | 26.607 | 0 | 1.8821 | 22.32 | 24.3658 | 135.8088 | 0 | 0 | 0 | 0 | 0
4651 | 194 | 13 | 7 | Sunday | 18 | 0 | 38.284 | 34.0162 | 26.8904 | 38.0184 | 37.25 | 0 | 1.7486 | 23.4 | 13.9433 | 158.0852 | 0 | 0 | 0 | 0 | 0
4652 | 194 | 13 | 7 | Sunday | 19 | 0 | 28.18 | 33.9878 | 35.2497 | 45.7644 | 37.25 | 0 | 1.5861 | 22.68 | 6.867 | 171.4863 | 0 | 0 | 0 | 0 | 0
4653 | 194 | 13 | 7 | Sunday | 20 | 0 | 23.047 | 33.9762 | 43.1054 | 49.6381 | 26.607 | 0 | 1.2786 | 22.68 | 3.3775 | 177.0671 | 0 | 0 | 0 | 0 | 0
4654 | 194 | 13 | 7 | Sunday | 21 | 0 | 12.5 | 33.824 | 46.9914 | 41.8913 | 15.964 | 0 | 1.0343 | 22.68 | 1.4037 | 160.4392 | 0 | 0 | 0 | 0 | 0
4655 | 194 | 13 | 7 | Sunday | 22 | 0 | 5.42 | 33.7307 | 40.3665 | 35.5897 | 10.643 | 0 | 0.8494 | 14.4 | 0.2329 | 130.8565 | 0 | 0 | 0 | 0 | 0
4656 | 194 | 13 | 7 | Sunday | 23 | 0 | 0.639 | 33.7182 | 25.6748 | 24.6242 | 10.643 | 0 | 0.26 | 14.4 | 0 | 99.3687 | 0 | 0 | 0 | 0.5096 | 0
4657 | 195 | 14 | 7 | Monday | 0 | 0 | 0 | 33.7182 | 17.5343 | 18.3373 | 5.321 | 0 | 0.0104 | 14.4 | 0 | 84.0003 | 0 | 0 | 0 | 0.4854 | 0
4658 | 195 | 14 | 7 | Monday | 1 | 0 | 0 | 33.7182 | 14.6472 | 16.4006 | 5.321 | 0 | 0.0117 | 11.88 | 0 | 76.6578 | 0 | 0 | 0 | 0.5541 | 0
4659 | 195 | 14 | 7 | Monday | 2 | 0 | 0 | 33.7182 | 11.7686 | 14.464 | 5.321 | 0 | 0.0129 | 11.88 | 0 | 71.8438 | 0 | 0 | 0 | 0.6211 | 0
4660 | 195 | 14 | 7 | Monday | 3 | 0 | 0 | 33.7182 | 11.7686 | 14.464 | 5.321 | 0 | 0.0141 | 11.88 | 0 | 71.845 | 0 | 0 | 0 | 0.687 | 0
4661 | 195 | 14 | 7 | Monday | 4 | 0 | 0 | 33.7182 | 13.0128 | 14.464 | 5.321 | 0 | 0.0153 | 11.88 | 0 | 73.0904 | 0 | 0 | 0 | 0.7523 | 0
4662 | 195 | 14 | 7 | Monday | 5 | 0 | 0 | 33.7182 | 22.6401 | 20.5805 | 5.321 | 0 | 0.0165 | 11.88 | 0.1475 | 88.8354 | 0 | 0 | 0 | 0.8167 | 0
4663 | 195 | 14 | 7 | Monday | 6 | 0 | 0 | 33.7182 | 41.4063 | 35.484 | 26.607 | 0 | 0.1006 | 15.12 | 1.359 | 125.8292 | 0 | 0 | 0 | 4.9755 | 0
4664 | 195 | 14 | 7 | Monday | 7 | 0 | 0 | 33.7182 | 53.0896 | 46.6998 | 37.25 | 0 | 0.1876 | 15.12 | 5.4351 | 148.8153 | 0 | 0 | 0 | 9.3042 | 0
4665 | 195 | 14 | 7 | Monday | 8 | 0 | 0 | 33.7195 | 57.0237 | 52.1343 | 42.572 | 0 | 0.2736 | 18.72 | 13.6221 | 161.8711 | 0 | 0 | 0 | 13.7091 | 0
4666 | 195 | 14 | 7 | Monday | 9 | 0 | 0.204 | 33.758 | 56.6816 | 52.8606 | 26.607 | 0 | 0.2205 | 18.72 | 21.3967 | 162.4621 | 0 | 0 | 0 | 9.8481 | 0
4667 | 195 | 14 | 7 | Monday | 10 | 0 | 10.259 | 33.9359 | 54.4408 | 51.878 | 10.643 | 0 | 0.6585 | 14.4 | 26.981 | 166.444 | 0 | 0 | 0 | 3.6297 | 0
4668 | 195 | 14 | 7 | Monday | 11 | 0 | 12.193 | 33.9099 | 53.3558 | 51.878 | 10.643 | 0 | 0.7664 | 18.36 | 32.9202 | 171.4568 | 0 | 0 | 0 | 2.8034 | 0
4669 | 195 | 14 | 7 | Monday | 12 | 0 | 22.772 | 34.0281 | 50.9752 | 51.1854 | 15.964 | 0 | 1.4006 | 18.36 | 42.7617 | 181.0025 | 0 | 0 | 0 | 2.1745 | 0
4670 | 195 | 14 | 7 | Monday | 13 | 0 | 36.329 | 34.0993 | 51.7664 | 51.878 | 15.964 | 0 | 1.9019 | 18.36 | 49.7899 | 191.9209 | 0 | 0 | 0 | 0.0798 | 0
4671 | 195 | 14 | 7 | Monday | 14 | 0 | 43.788 | 34.1028 | 51.7769 | 51.878 | 5.321 | 0 | 1.8775 | 18.36 | 49.8506 | 192.1841 | 0 | 0 | 0 | 0 | 0
4672 | 195 | 14 | 7 | Monday | 15 | 0 | 52.647 | 34.1391 | 52.3484 | 51.878 | 5.321 | 0 | 1.8998 | 18.36 | 44.2823 | 193.0384 | 0 | 0 | 0 | 0 | 0
4673 | 195 | 14 | 7 | Monday | 16 | 0 | 77.277 | 34.3188 | 53.4599 | 50.7246 | 21.286 | 0 | 2.1075 | 22.68 | 35.8598 | 199.8827 | 0 | 0 | 0 | 0 | 0
4674 | 195 | 14 | 7 | Monday | 17 | 0 | 92.174 | 34.3073 | 46.3263 | 43.0931 | 26.607 | 0 | 2.2538 | 28.8 | 26.2419 | 193.3464 | 0 | 0 | 0 | 0 | 0
4675 | 195 | 14 | 7 | Monday | 18 | 0 | 96.846 | 35.2226 | 43.7584 | 51.7393 | 37.25 | 0 | 2.281 | 30.96 | 16.1874 | 203.2445 | 0 | 0 | 0 | 0 | 0
4676 | 195 | 14 | 7 | Monday | 19 | 0 | 77.568 | 35.0686 | 47.1382 | 57.1787 | 37.25 | 0 | 2.0401 | 25.2 | 7.4905 | 203.6232 | 0 | 0 | 0 | 0 | 0
4677 | 195 | 14 | 7 | Monday | 20 | 0 | 35.468 | 33.9967 | 58.3096 | 60.483 | 26.607 | 0 | 1.6977 | 25.2 | 3.2827 | 213.5601 | 0 | 0 | 0 | 0 | 0
4678 | 195 | 14 | 7 | Monday | 21 | 0 | 28.628 | 33.9017 | 67.8893 | 55.4564 | 15.964 | 0 | 1.5478 | 25.2 | 1.3851 | 215.3801 | 0 | 0 | 0 | 0 | 0
4679 | 195 | 14 | 7 | Monday | 22 | 0 | 11.154 | 33.7225 | 49.7368 | 40.0199 | 10.643 | 0 | 0.5901 | 16.2 | 0.2321 | 152.6608 | 0 | 0 | 0 | 0 | 0
4680 | 195 | 14 | 7 | Monday | 23 | 0 | 3.899 | 33.7182 | 26.9226 | 24.6242 | 10.643 | 0 | 0.2034 | 16.2 | 0 | 105.9586 | 0 | 0 | 0 | 0 | 0
4681 | 196 | 15 | 7 | Tuesday | 0 | 0 | 0.651 | 33.7182 | 17.5343 | 18.3373 | 5.321 | 0 | 0.1752 | 14.4 | 0 | 84.8809 | 0 | 0 | 0 | 0 | 0
4682 | 196 | 15 | 7 | Tuesday | 1 | 0 | 0.137 | 33.7182 | 14.6472 | 16.4006 | 5.321 | 0 | 0.2965 | 11.88 | 0 | 77.0936 | 0 | 0 | 0 | 0 | 0
4683 | 196 | 15 | 7 | Tuesday | 2 | 0 | 0.015 | 33.7182 | 11.7686 | 14.464 | 5.321 | 0 | 0.3058 | 11.88 | 0 | 72.1534 | 0 | 0 | 0 | 0 | 0
4684 | 196 | 15 | 7 | Tuesday | 3 | 0 | 0 | 33.7182 | 11.7686 | 14.464 | 5.321 | 0 | 0.2584 | 11.88 | 0 | 72.0893 | 0 | 0 | 0 | 0 | 0
4685 | 196 | 15 | 7 | Tuesday | 4 | 0 | 0 | 33.7182 | 13.0128 | 14.464 | 5.321 | 0 | 0.3672 | 11.88 | 0 | 73.4423 | 0 | 0 | 0 | 0 | 0
4686 | 196 | 15 | 7 | Tuesday | 5 | 0 | 0 | 33.7182 | 22.6321 | 20.5805 | 5.321 | 0 | 0.445 | 11.88 | 0.2188 | 89.2558 | 0 | 0 | 0 | 0 | 0
4687 | 196 | 15 | 7 | Tuesday | 6 | 0 | 0 | 33.7182 | 40.5985 | 35.484 | 26.607 | 0 | 0.0607 | 15.12 | 1.9828 | 124.9814 | 0 | 0 | 0 | 2.7872 | 0
4688 | 196 | 15 | 7 | Tuesday | 7 | 0 | 0 | 33.7182 | 51.3068 | 46.6998 | 37.25 | 0 | 0.1371 | 15.12 | 7.3296 | 146.982 | 0 | 0 | 0 | 6.5372 | 0
4689 | 196 | 15 | 7 | Tuesday | 8 | 0 | 0.158 | 33.7812 | 56.9022 | 52.1343 | 42.572 | 0 | 0.2306 | 18.72 | 17.5064 | 161.9419 | 0 | 0 | 0 | 10.8135 | 0
4690 | 196 | 15 | 7 | Tuesday | 9 | 0 | 15.397 | 33.9605 | 56.6861 | 52.8606 | 26.607 | 0 | 1.0098 | 18.72 | 29.3649 | 180.0106 | 0 | 0 | 0 | 7.5102 | 0
4691 | 196 | 15 | 7 | Tuesday | 10 | 0 | 61.31 | 34.1246 | 53.8097 | 51.878 | 10.643 | 0 | 2.0887 | 14.4 | 40.8858 | 191.5119 | 0 | 0 | 0 | 1.8826 | 0
4692 | 196 | 15 | 7 | Tuesday | 11 | 0 | 95.097 | 34.1437 | 52.8032 | 51.878 | 10.643 | 0 | 2.4923 | 18.36 | 49.4296 | 198.5717 | 0 | 0 | 0 | 0.1524 | 0
4693 | 196 | 15 | 7 | Tuesday | 12 | 0 | 106.602 | 34.3143 | 50.898 | 51.1854 | 15.964 | 0 | 2.4664 | 18.36 | 50.0584 | 197.6164 | 0 | 0 | 0 | 0 | 0
4694 | 196 | 15 | 7 | Tuesday | 13 | 0 | 105.868 | 34.5879 | 51.6909 | 51.878 | 15.964 | 0 | 2.405 | 18.36 | 42.8945 | 199.2291 | 0 | 0 | 0 | 0 | 0
4695 | 196 | 15 | 7 | Tuesday | 14 | 0 | 102.739 | 35.0048 | 51.8829 | 51.878 | 5.321 | 0 | 2.336 | 18.36 | 35.6831 | 199.6153 | 0 | 0 | 0 | 0 | 0
4696 | 196 | 15 | 7 | Tuesday | 15 | 0 | 101.651 | 35.227 | 52.67 | 51.878 | 5.321 | 0 | 2.3013 | 18.36 | 31.0185 | 200.2624 | 0 | 0 | 0 | 0 | 0
4697 | 196 | 15 | 7 | Tuesday | 16 | 0 | 102.772 | 35.5162 | 53.6237 | 50.7246 | 21.286 | 0 | 2.3004 | 22.68 | 28.8306 | 204.8014 | 0 | 0 | 0 | 0 | 0
4698 | 196 | 15 | 7 | Tuesday | 17 | 0 | 108.572 | 35.5587 | 46.3872 | 43.0931 | 26.607 | 0 | 2.3243 | 28.8 | 23.6596 | 197.1992 | 0 | 0 | 0 | 0 | 0
4699 | 196 | 15 | 7 | Tuesday | 18 | 0 | 148.443 | 35.0149 | 43.8512 | 51.7393 | 37.25 | 0 | 2.6407 | 30.96 | 15.3652 | 209.9016 | 0 | 0 | 0 | 0 | 0
4700 | 196 | 15 | 7 | Tuesday | 19 | 0 | 168.885 | 34.5327 | 46.7094 | 57.1787 | 37.25 | 0 | 2.8203 | 25.2 | 7.3538 | 214.4897 | 0 | 0 | 0 | 0 | 0
4701 | 196 | 15 | 7 | Tuesday | 20 | 0 | 166.03 | 34.3868 | 58.0876 | 60.483 | 26.607 | 0 | 2.7093 | 25.2 | 2.9158 | 227.9924 | 0 | 0 | 0 | 0 | 0
4702 | 196 | 15 | 7 | Tuesday | 21 | 0 | 88.123 | 34.0261 | 68.1276 | 55.4564 | 15.964 | 0 | 1.9628 | 25.2 | 1.1798 | 222.1624 | 0 | 0 | 0 | 0 | 0
4703 | 196 | 15 | 7 | Tuesday | 22 | 0 | 17 | 33.7356 | 49.7368 | 40.0199 | 10.643 | 0 | 0.8978 | 16.2 | 0.1836 | 159.1911 | 0 | 0 | 0 | 0 | 0
4704 | 196 | 15 | 7 | Tuesday | 23 | 0 | 3.302 | 33.7182 | 26.9226 | 24.6242 | 10.643 | 0 | 0.3459 | 16.2 | 0 | 105.4122 | 0 | 0 | 0 | 0 | 0
4705 | 197 | 16 | 7 | Wednesday | 0 | 0 | 0.027 | 33.7182 | 17.5343 | 18.3373 | 5.321 | 0 | 0.3574 | 14.4 | 0 | 84.3765 | 0 | 0 | 0 | 0 | 0
4706 | 197 | 16 | 7 | Wednesday | 1 | 0 | 0 | 33.7182 | 14.6472 | 16.4006 | 5.321 | 0 | 0.2429 | 11.88 | 0 | 76.8889 | 0 | 0 | 0 | 0 | 0
4707 | 197 | 16 | 7 | Wednesday | 2 | 0 | 0 | 33.7182 | 11.7686 | 14.464 | 5.321 | 0 | 0.3206 | 11.88 | 0 | 72.1515 | 0 | 0 | 0 | 0 | 0
4708 | 197 | 16 | 7 | Wednesday | 3 | 0 | 0 | 33.7182 | 11.7686 | 14.464 | 5.321 | 0 | 0.3983 | 11.88 | 0 | 72.2292 | 0 | 0 | 0 | 0 | 0
4709 | 197 | 16 | 7 | Wednesday | 4 | 0 | 0 | 33.7182 | 13.0128 | 14.464 | 5.321 | 0 | 0.4605 | 11.88 | 0 | 73.5355 | 0 | 0 | 0 | 0 | 0
4710 | 197 | 16 | 7 | Wednesday | 5 | 0 | 0 | 33.7182 | 22.5814 | 20.5805 | 5.321 | 0 | 0.5538 | 11.88 | 0.2367 | 89.3139 | 0 | 0 | 0 | 0 | 0
4711 | 197 | 16 | 7 | Wednesday | 6 | 0 | 0 | 33.7182 | 39.1038 | 35.484 | 26.607 | 0 | 0.069 | 15.12 | 2.0604 | 123.4951 | 0 | 0 | 0 | 3.243 | 0
4712 | 197 | 16 | 7 | Wednesday | 7 | 0 | 0 | 33.7182 | 50.9669 | 46.6998 | 37.25 | 0 | 0.1482 | 15.12 | 7.3992 | 146.6532 | 0 | 0 | 0 | 7.1447 | 0
4713 | 197 | 16 | 7 | Wednesday | 8 | 0 | 0.091 | 33.7249 | 55.6948 | 52.1343 | 42.572 | 0 | 0.2401 | 18.72 | 19.0236 | 160.6129 | 0 | 0 | 0 | 11.4353 | 0
4714 | 197 | 16 | 7 | Wednesday | 9 | 0 | 2.884 | 33.9627 | 55.8524 | 52.8606 | 26.607 | 0 | 0.3604 | 18.72 | 32.1063 | 164.9118 | 0 | 0 | 0 | 7.6658 | 0
4715 | 197 | 16 | 7 | Wednesday | 10 | 0 | 20.589 | 33.9421 | 53.6381 | 51.878 | 10.643 | 0 | 1.248 | 14.4 | 42.9351 | 177.4488 | 0 | 0 | 0 | 1.8778 | 0
4716 | 197 | 16 | 7 | Wednesday | 11 | 0 | 26.974 | 34.0669 | 52.936 | 51.878 | 10.643 | 0 | 1.7184 | 18.36 | 48.3745 | 189.3716 | 0 | 0 | 0 | 0.1783 | 0
4717 | 197 | 16 | 7 | Wednesday | 12 | 0 | 47.89 | 34.1092 | 51.055 | 51.1854 | 15.964 | 0 | 1.9238 | 18.36 | 51.159 | 190.9608 | 0 | 0 | 0 | 0 | 0
4718 | 197 | 16 | 7 | Wednesday | 13 | 0 | 72.317 | 34.3773 | 51.4917 | 51.878 | 15.964 | 0 | 2.1093 | 18.36 | 51.5118 | 194.1008 | 0 | 0 | 0 | 0 | 0
4719 | 197 | 16 | 7 | Wednesday | 14 | 0 | 89.256 | 34.7714 | 51.4847 | 51.878 | 5.321 | 0 | 2.2506 | 18.36 | 45.619 | 196.6126 | 0 | 0 | 0 | 0 | 0
4720 | 197 | 16 | 7 | Wednesday | 15 | 0 | 100.331 | 35.2485 | 52.1942 | 51.878 | 5.321 | 0 | 2.3177 | 18.36 | 39.1853 | 199.2649 | 0 | 0 | 0 | 0 | 0
4721 | 197 | 16 | 7 | Wednesday | 16 | 0 | 103.541 | 35.6047 | 53.292 | 50.7246 | 21.286 | 0 | 2.3083 | 22.68 | 33.9181 | 204.2346 | 0 | 0 | 0 | 0 | 0
4722 | 197 | 16 | 7 | Wednesday | 17 | 0 | 108.474 | 35.5011 | 46.1675 | 43.0931 | 26.607 | 0 | 2.3285 | 28.8 | 26.8152 | 196.0708 | 0 | 0 | 0 | 0 | 0
4723 | 197 | 16 | 7 | Wednesday | 18 | 0 | 133.914 | 34.957 | 43.4152 | 51.7393 | 37.25 | 0 | 2.4345 | 30.96 | 16.9566 | 206.4138 | 0 | 0 | 0 | 0 | 0
4724 | 197 | 16 | 7 | Wednesday | 19 | 0 | 156.433 | 34.6218 | 45.8167 | 57.1787 | 37.25 | 0 | 2.6143 | 25.2 | 8.0692 | 211.0925 | 0 | 0 | 0 | 0 | 0
4725 | 197 | 16 | 7 | Wednesday | 20 | 0 | 167.487 | 34.4157 | 54.5604 | 60.483 | 26.607 | 0 | 2.6893 | 25.2 | 3.4759 | 224.3642 | 0 | 0 | 0 | 0 | 0
4726 | 197 | 16 | 7 | Wednesday | 21 | 0 | 87.189 | 34.016 | 67.1024 | 55.4564 | 15.964 | 0 | 1.9527 | 25.2 | 1.4503 | 220.8592 | 0 | 0 | 0 | 0 | 0
4727 | 197 | 16 | 7 | Wednesday | 22 | 0 | 16.767 | 33.7251 | 49.7368 | 40.0199 | 10.643 | 0 | 0.8824 | 16.2 | 0.2401 | 158.7629 | 0 | 0 | 0 | 0 | 0
4728 | 197 | 16 | 7 | Wednesday | 23 | 0 | 5.213 | 33.7182 | 26.9226 | 24.6242 | 10.643 | 0 | 0.2716 | 16.2 | 0 | 107.4726 | 0 | 0 | 0 | 0 | 0
4729 | 198 | 17 | 7 | Thursday | 0 | 0 | 0.711 | 33.7182 | 17.5343 | 18.3373 | 5.321 | 0 | 0.0888 | 14.4 | 0 | 84.8564 | 0 | 0 | 0 | 0 | 0
4730 | 198 | 17 | 7 | Thursday | 1 | 0 | 0 | 33.7182 | 14.6472 | 16.4006 | 5.321 | 0 | 0.0017 | 11.88 | 0 | 76.6478 | 0 | 0 | 0 | 0 | 0
4731 | 198 | 17 | 7 | Thursday | 2 | 0 | 0 | 33.7182 | 11.7686 | 14.464 | 5.321 | 0 | 0.0018 | 11.88 | 0 | 71.8327 | 0 | 0 | 0 | 0 | 0
4732 | 198 | 17 | 7 | Thursday | 3 | 0 | 0 | 33.7182 | 11.7686 | 14.464 | 5.321 | 0 | 0.0018 | 11.88 | 0 | 71.8327 | 0 | 0 | 0 | 0 | 0
4733 | 198 | 17 | 7 | Thursday | 4 | 0 | 0 | 33.7182 | 13.0128 | 14.464 | 5.321 | 0 | 0.0017 | 11.88 | 0 | 73.0767 | 0 | 0 | 0 | 0 | 0
4734 | 198 | 17 | 7 | Thursday | 5 | 0 | 0 | 33.7182 | 22.634 | 20.5805 | 5.321 | 0 | 0.0017 | 11.88 | 0.2609 | 88.8145 | 0 | 0 | 0 | 0 | 0
4735 | 198 | 17 | 7 | Thursday | 6 | 0 | 0 | 33.7182 | 39.8358 | 35.484 | 26.607 | 0 | 0.2234 | 15.12 | 2.3555 | 124.3814 | 0 | 0 | 0 | 0.0885 | 0
4736 | 198 | 17 | 7 | Thursday | 7 | 0 | 0 | 33.7228 | 47.9698 | 46.6998 | 37.25 | 0 | 0.0714 | 15.12 | 7.6747 | 143.5838 | 0 | 0 | 0 | 2.9342 | 0
4737 | 198 | 17 | 7 | Thursday | 8 | 0 | 0.49 | 33.9182 | 54.7175 | 52.1343 | 42.572 | 0 | 0.178 | 18.72 | 16.2896 | 160.2146 | 0 | 0 | 0 | 7.082 | 0
4738 | 198 | 17 | 7 | Thursday | 9 | 0 | 17.563 | 33.9778 | 55.4378 | 52.8606 | 26.607 | 0 | 1.0983 | 18.72 | 25.4802 | 182.0627 | 0 | 0 | 0 | 5.7752 | 0
4739 | 198 | 17 | 7 | Thursday | 10 | 0 | 47.609 | 34.0698 | 52.9552 | 51.878 | 10.643 | 0 | 1.8939 | 14.4 | 31.6487 | 189.4221 | 0 | 0 | 0 | 1.8046 | 0
4740 | 198 | 17 | 7 | Thursday | 11 | 0 | 83.894 | 34.4885 | 52.1398 | 51.878 | 10.643 | 0 | 2.2608 | 18.36 | 33.1908 | 196.4276 | 0 | 0 | 0 | 0.8022 | 0
4741 | 198 | 17 | 7 | Thursday | 12 | 0 | 89.739 | 34.8432 | 50.75 | 51.1854 | 15.964 | 0 | 2.4351 | 18.36 | 30.1535 | 195.4893 | 0 | 0 | 0 | 0 | 0
4742 | 198 | 17 | 7 | Thursday | 13 | 0 | 43.444 | 34.2035 | 53.2473 | 51.878 | 15.964 | 0 | 1.9419 | 18.36 | 22.1951 | 193.82 | 0 | 0 | 0 | 0 | 0
4743 | 198 | 17 | 7 | Thursday | 14 | 0 | 26.044 | 33.9139 | 55.1007 | 51.878 | 5.321 | 0 | 1.7257 | 18.36 | 13.8255 | 189.7981 | 0 | 0 | 0 | 0 | 0
4744 | 198 | 17 | 7 | Thursday | 15 | 0 | 27.221 | 33.8814 | 55.7274 | 51.878 | 5.321 | 0 | 1.7334 | 18.36 | 11.2895 | 191.7255 | 0 | 0 | 0 | 0 | 0
4745 | 198 | 17 | 7 | Thursday | 16 | 0 | 34.121 | 33.9435 | 56.0601 | 50.7246 | 21.286 | 0 | 1.7143 | 22.68 | 10.1796 | 198.7791 | 0 | 0 | 0 | 1.5573 | 0
4746 | 198 | 17 | 7 | Thursday | 17 | 0 | 43.434 | 34.0016 | 47.6222 | 43.0931 | 26.607 | 0 | 1.7998 | 28.8 | 12.5986 | 189.3488 | 0 | 0 | 0 | 3.4088 | 0
4747 | 198 | 17 | 7 | Thursday | 18 | 0 | 53.906 | 34.419 | 44.1477 | 51.7393 | 37.25 | 0 | 1.9405 | 30.96 | 14.5207 | 197.3954 | 0 | 0 | 0 | 7.2657 | 0
4748 | 198 | 17 | 7 | Thursday | 19 | 0 | 56.499 | 35.1555 | 49.0738 | 57.1787 | 37.25 | 0 | 2.0017 | 25.2 | 8.6728 | 202.8895 | 0 | 0 | 0 | 9.9579 | 0
4749 | 198 | 17 | 7 | Thursday | 20 | 0 | 48.049 | 34.8762 | 60.3739 | 60.483 | 26.607 | 0 | 1.9151 | 25.2 | 3.707 | 216.7685 | 0 | 0 | 0 | 8.6437 | 0
4750 | 198 | 17 | 7 | Thursday | 21 | 0 | 29.285 | 33.9068 | 68.2095 | 55.4564 | 15.964 | 0 | 1.7012 | 25.2 | 1.4752 | 216.6357 | 0 | 0 | 0 | 5.7655 | 0
4751 | 198 | 17 | 7 | Thursday | 22 | 0 | 13.769 | 33.7264 | 49.7368 | 40.0199 | 10.643 | 0 | 0.8073 | 16.2 | 0.2161 | 155.7705 | 0 | 0 | 0 | 4.0777 | 0
4752 | 198 | 17 | 7 | Thursday | 23 | 0 | 5.218 | 33.7182 | 26.9226 | 24.6242 | 10.643 | 0 | 0.3496 | 16.2 | 0 | 107.5566 | 0 | 0 | 0 | 4.2612 | 0
4753 | 199 | 18 | 7 | Friday | 0 | 0 | 0.895 | 33.7182 | 17.5343 | 18.3373 | 5.321 | 0 | 0.0872 | 14.4 | 0 | 85.0583 | 0 | 0 | 0 | 2.1982 | 0
4754 | 199 | 18 | 7 | Friday | 1 | 0 | 0.033 | 33.7182 | 14.6472 | 16.4006 | 5.321 | 0 | 0.0442 | 11.88 | 0 | 76.7261 | 0 | 0 | 0 | 2.2442 | 0
4755 | 199 | 18 | 7 | Friday | 2 | 0 | 0 | 33.7182 | 11.7686 | 14.464 | 5.321 | 0 | 0.0433 | 11.88 | 0 | 71.8742 | 0 | 0 | 0 | 2.2893 | 0
4756 | 199 | 18 | 7 | Friday | 3 | 0 | 0 | 33.7182 | 11.7686 | 14.464 | 5.321 | 0 | 0.0442 | 11.88 | 0 | 71.875 | 0 | 0 | 0 | 2.3337 | 0
4757 | 199 | 18 | 7 | Friday | 4 | 0 | 0 | 33.7182 | 13.0128 | 14.464 | 5.321 | 0 | 0.045 | 11.88 | 0 | 73.12 | 0 | 0 | 0 | 2.3778 | 0
4758 | 199 | 18 | 7 | Friday | 5 | 0 | 0 | 33.7182 | 22.6634 | 20.5805 | 5.321 | 0 | 0.0457 | 11.88 | 0.0324 | 88.8879 | 0 | 0 | 0 | 2.4209 | 0
4759 | 199 | 18 | 7 | Friday | 6 | 0 | 0 | 33.7182 | 44.2813 | 35.484 | 26.607 | 0 | 0.2416 | 15.12 | 0.2846 | 128.8452 | 0 | 0 | 0 | 12.7077 | 0
4760 | 199 | 18 | 7 | Friday | 7 | 0 | 0 | 33.7182 | 61.156 | 46.6998 | 37.25 | 0 | 0.3711 | 15.12 | 0.7568 | 157.0651 | 0 | 0 | 0 | 19.3666 | 0
4761 | 199 | 18 | 7 | Friday | 8 | 0 | 0.081 | 33.7267 | 68.8225 | 52.1343 | 42.572 | 0 | 0.4692 | 18.72 | 1.5882 | 173.96 | 0 | 0 | 0 | 24.208 | 0
4762 | 199 | 18 | 7 | Friday | 9 | 0 | 0.359 | 33.842 | 67.7519 | 52.8606 | 26.607 | 0 | 0.3229 | 18.72 | 3.0841 | 173.8854 | 0 | 0 | 0 | 16.1723 | 0
4763 | 199 | 18 | 7 | Friday | 10 | 0 | 8.366 | 33.9883 | 60.1318 | 51.878 | 10.643 | 0 | 0.5618 | 14.4 | 5.3726 | 170.0084 | 0 | 0 | 0 | 6.6811 | 0
4764 | 199 | 18 | 7 | Friday | 11 | 0 | 15.338 | 33.9836 | 56.4169 | 51.878 | 10.643 | 0 | 0.9356 | 18.36 | 9.6578 | 178.1627 | 0 | 0 | 0 | 6.8001 | 0
4765 | 199 | 18 | 7 | Friday | 12 | 0.266 | 17.827 | 34.0049 | 52.7212 | 51.1854 | 15.964 | 0 | 1.1709 | 18.36 | 18.4073 | 176.7234 | 0 | 0 | 0 | 10.3707 | 0
4766 | 199 | 18 | 7 | Friday | 13 | 0 | 17.662 | 34.0233 | 52.0128 | 51.878 | 15.964 | 0 | 1.1926 | 18.36 | 30.8692 | 176.5695 | 0 | 0 | 0 | 8.8604 | 0
4767 | 199 | 18 | 7 | Friday | 14 | 0 | 18.689 | 34.0399 | 51.6515 | 51.878 | 5.321 | 0 | 1.1616 | 18.36 | 38.5554 | 177.5695 | 0 | 0 | 0 | 2.1117 | 0
4768 | 199 | 18 | 7 | Friday | 15 | 0 | 20.793 | 34.0726 | 52.6182 | 51.878 | 5.321 | 0 | 1.2289 | 18.36 | 34.6569 | 181.058 | 0 | 0 | 0 | 1.2651 | 0
4769 | 199 | 18 | 7 | Friday | 16 | 0 | 19.082 | 34.0501 | 53.5339 | 50.7246 | 21.286 | 0 | 1.1228 | 22.68 | 25.5465 | 182.9339 | 0 | 0 | 0 | 3.818 | 0
4770 | 199 | 18 | 7 | Friday | 17 | 0 | 19.204 | 34.0429 | 46.3082 | 43.0931 | 26.607 | 0 | 1.1375 | 28.8 | 17.1738 | 174.3366 | 0 | 0 | 0 | 5.6295 | 0
4771 | 199 | 18 | 7 | Friday | 18 | 0 | 23.04 | 34.0155 | 44.0069 | 51.7393 | 37.25 | 0 | 1.4412 | 30.96 | 11.7203 | 187.2072 | 0 | 0 | 0 | 10.1539 | 0
4772 | 199 | 18 | 7 | Friday | 19 | 0 | 24.227 | 33.9767 | 48.6867 | 57.1787 | 37.25 | 0 | 1.5625 | 25.2 | 7.5619 | 193.2685 | 0 | 0 | 0 | 12.6104 | 0
4773 | 199 | 18 | 7 | Friday | 20 | 0 | 21.643 | 33.9453 | 62.7989 | 60.483 | 26.607 | 0 | 1.3606 | 25.2 | 3.7022 | 207.3083 | 0 | 0 | 0 | 10.4044 | 0
4774 | 199 | 18 | 7 | Friday | 21 | 0 | 13.845 | 33.8485 | 68.7678 | 55.4564 | 15.964 | 0 | 0.8537 | 25.2 | 1.4285 | 199.1008 | 0 | 0 | 0 | 6.7711 | 0
4775 | 199 | 18 | 7 | Friday | 22 | 0 | 4.918 | 33.7298 | 49.7368 | 40.0199 | 10.643 | 0 | 0.3411 | 16.2 | 0.2103 | 145.3462 | 0 | 0 | 0 | 4.7277 | 0
4776 | 199 | 18 | 7 | Friday | 23 | 0 | 0.654 | 33.7182 | 26.9226 | 24.6242 | 10.643 | 0 | 0.1255 | 16.2 | 0 | 102.298 | 0 | 0 | 0 | 4.8951 | 0
4777 | 200 | 19 | 7 | Saturday | 0 | 0 | 0.074 | 33.7182 | 18.3332 | 19.1419 | 5.321 | 0 | 0.0511 | 15.84 | 0 | 87.164 | 0 | 0 | 0 | 2.5091 | 0
4778 | 200 | 19 | 7 | Saturday | 1 | 0 | 0.001 | 33.7182 | 17.5283 | 18.3373 | 5.321 | 0 | 0.0482 | 12.6 | 0 | 82.2336 | 0 | 0 | 0 | 2.5512 | 0
4779 | 200 | 19 | 7 | Saturday | 2 | 0 | 0 | 33.7182 | 11.771 | 14.464 | 5.321 | 0 | 0.0489 | 12.6 | 0 | 72.6021 | 0 | 0 | 0 | 2.5924 | 0
4780 | 200 | 19 | 7 | Saturday | 3 | 0 | 0 | 33.7182 | 11.771 | 14.464 | 5.321 | 0 | 0.0496 | 12.6 | 0 | 72.6029 | 0 | 0 | 0 | 2.6327 | 0
4781 | 200 | 19 | 7 | Saturday | 4 | 0 | 0 | 33.7182 | 11.771 | 14.464 | 5.321 | 0 | 0.0503 | 12.6 | 0 | 72.6036 | 0 | 0 | 0 | 2.673 | 0
4782 | 200 | 19 | 7 | Saturday | 5 | 0 | 0 | 33.7182 | 12.9866 | 14.464 | 5.321 | 0 | 0.0511 | 12.6 | 0.1964 | 73.8199 | 0 | 0 | 0 | 2.7124 | 0
4783 | 200 | 19 | 7 | Saturday | 6 | 0 | 0 | 33.7182 | 27.0303 | 24.9086 | 26.607 | 0 | 0.2672 | 14.4 | 1.8122 | 100.3243 | 0 | 0 | 0 | 14.1119 | 0
4784 | 200 | 19 | 7 | Saturday | 7 | 0 | 0 | 33.7182 | 25.9006 | 26.405 | 37.25 | 0 | 0.4044 | 11.52 | 7.2753 | 97.9482 | 0 | 0 | 0 | 21.1942 | 0
4785 | 200 | 19 | 7 | Saturday | 8 | 0 | 0 | 33.7182 | 32.4153 | 37.4339 | 42.572 | 0 | 0.507 | 16.2 | 16.5504 | 120.2744 | 0 | 0 | 0 | 25.9997 | 0
4786 | 200 | 19 | 7 | Saturday | 9 | 0 | 0 | 33.7521 | 31.9805 | 37.9057 | 26.607 | 0 | 0.3542 | 16.2 | 24.9164 | 120.1925 | 0 | 0 | 0 | 15.996 | 0
4787 | 200 | 19 | 7 | Saturday | 10 | 0 | 3.199 | 33.9199 | 29.4787 | 37.2508 | 10.643 | 0 | 0.3602 | 15.12 | 33.4558 | 119.589 | 0 | 0 | 0 | 5.4163 | 0
4788 | 200 | 19 | 7 | Saturday | 11 | 0 | 11.313 | 33.9138 | 27.0311 | 35.3135 | 10.643 | 0 | 0.7903 | 21.6 | 41.03 | 130.8837 | 0 | 0 | 0 | 3.7295 | 0
4789 | 200 | 19 | 7 | Saturday | 12 | 0 | 13.499 | 33.9316 | 24.2233 | 34.2247 | 15.964 | 0 | 0.8878 | 23.4 | 42.6938 | 131.2674 | 0 | 0 | 0 | 2.831 | 0
4790 | 200 | 19 | 7 | Saturday | 13 | 0 | 16.96 | 34.0068 | 23.6701 | 33.0722 | 15.964 | 0 | 1.137 | 23.4 | 39.9133 | 133.7946 | 0 | 0 | 0 | 0.5967 | 0
4791 | 200 | 19 | 7 | Saturday | 14 | 0 | 17.36 | 34.0384 | 22.6188 | 33.0722 | 5.321 | 0 | 0.9876 | 23.4 | 35.0939 | 133.2218 | 0 | 0 | 0 | 0 | 0
4792 | 200 | 19 | 7 | Saturday | 15 | 0 | 18.046 | 34.0544 | 23.6042 | 33.0722 | 5.321 | 0 | 0.9763 | 23.4 | 25.554 | 135.144 | 0 | 0 | 0 | 0 | 0
4793 | 200 | 19 | 7 | Saturday | 16 | 0 | 18.331 | 34.0594 | 24.4432 | 33.0722 | 21.286 | 0 | 0.9897 | 23.4 | 20.7123 | 136.3185 | 0 | 0 | 0 | 0 | 0
4794 | 200 | 19 | 7 | Saturday | 17 | 0 | 14.943 | 33.9912 | 22.3873 | 32.9581 | 26.607 | 0 | 0.9939 | 27 | 18.6743 | 133.5719 | 0 | 0 | 0 | 0.0364 | 0
4795 | 200 | 19 | 7 | Saturday | 18 | 0 | 13.801 | 33.9767 | 34.8279 | 46.5147 | 37.25 | 0 | 0.7913 | 28.8 | 13.9114 | 159.8373 | 0 | 0 | 0 | 2.7773 | 0
4796 | 200 | 19 | 7 | Saturday | 19 | 0 | 15.267 | 34.0048 | 41.2633 | 50.3878 | 37.25 | 0 | 0.9274 | 28.8 | 8.4669 | 171.8952 | 0 | 0 | 0 | 5.8602 | 0
4797 | 200 | 19 | 7 | Saturday | 20 | 0 | 14 | 33.9948 | 47.5052 | 50.3878 | 26.607 | 0 | 0.8514 | 27 | 4.2155 | 174.8812 | 0 | 0 | 0 | 5.9236 | 0
4798 | 200 | 19 | 7 | Saturday | 21 | 0 | 12.915 | 33.9833 | 59.8727 | 50.3878 | 15.964 | 0 | 0.7563 | 27 | 1.4675 | 185.9681 | 0 | 0 | 0 | 4.2118 | 0
4799 | 200 | 19 | 7 | Saturday | 22 | 0 | 4.863 | 33.7719 | 49.2003 | 40.077 | 10.643 | 0 | 0.3078 | 19.8 | 0.2044 | 148.4161 | 0 | 0 | 0 | 3.0736 | 0
4800 | 200 | 19 | 7 | Saturday | 23 | 0 | 1.126 | 33.7182 | 28.1779 | 24.6242 | 10.643 | 0 | 0.12 | 19.8 | 0 | 107.6581 | 0 | 0 | 0 | 3.2818 | 0
4801 | 201 | 20 | 7 | Sunday | 0 | 0 | 0.016 | 33.7182 | 24.1043 | 23.0149 | 5.321 | 0 | 0.0847 | 19.8 | 0 | 100.7398 | 0 | 0 | 0 | 1.7179 | 0
4802 | 201 | 20 | 7 | Sunday | 1 | 0 | 0 | 33.7182 | 23.3102 | 22.2101 | 5.321 | 0 | 0.0339 | 19.8 | 0 | 99.0725 | 0 | 0 | 0 | 1.7701 | 0
4803 | 201 | 20 | 7 | Sunday | 2 | 0 | 0 | 33.7182 | 17.5379 | 18.3373 | 5.321 | 0 | 0.0348 | 15.48 | 0 | 85.1082 | 0 | 0 | 0 | 1.8211 | 0
4804 | 201 | 20 | 7 | Sunday | 3 | 0 | 0 | 33.7182 | 17.5379 | 18.3373 | 5.321 | 0 | 0.0357 | 15.48 | 0 | 85.1091 | 0 | 0 | 0 | 1.8718 | 0
4805 | 201 | 20 | 7 | Sunday | 4 | 0 | 0 | 33.7182 | 17.5379 | 18.3373 | 5.321 | 0 | 0.0366 | 15.48 | 0 | 85.11 | 0 | 0 | 0 | 1.9216 | 0
4806 | 201 | 20 | 7 | Sunday | 5 | 0 | 0 | 33.7182 | 18.7525 | 18.3373 | 5.321 | 0 | 0.0375 | 15.48 | 0.189 | 86.3255 | 0 | 0 | 0 | 1.971 | 0
4807 | 201 | 20 | 7 | Sunday | 6 | 0 | 0 | 33.7182 | 24.1733 | 24.6242 | 26.607 | 0 | 0.202 | 18.72 | 1.7584 | 101.4378 | 0 | 0 | 0 | 10.5381 | 0
4808 | 201 | 20 | 7 | Sunday | 7 | 0 | 0 | 33.7182 | 26.5143 | 29.9942 | 37.25 | 0 | 0.3196 | 18.72 | 6.8953 | 109.2664 | 0 | 0 | 0 | 16.5432 | 0
4809 | 201 | 20 | 7 | Sunday | 8 | 0 | 0 | 33.7182 | 26.0081 | 33.2132 | 42.572 | 0 | 0.4118 | 23.4 | 14.9772 | 116.7513 | 0 | 0 | 0 | 21.2607 | 0
4810 | 201 | 20 | 7 | Sunday | 9 | 0 | 0 | 33.7182 | 20.9571 | 29.3396 | 26.607 | 0 | 0.285 | 23.4 | 18.7831 | 107.6998 | 0 | 0 | 0 | 14.1964 | 0
4811 | 201 | 20 | 7 | Sunday | 10 | 0 | 0 | 33.7182 | 21.8342 | 32.5586 | 10.643 | 0 | 0.1422 | 19.08 | 22.527 | 107.3332 | 0 | 0 | 0 | 5.4897 | 0
4812 | 201 | 20 | 7 | Sunday | 11 | 0.134 | 0 | 33.758 | 20.1653 | 32.5586 | 10.643 | 0 | 0.1637 | 21.6 | 29.4028 | 108.2456 | 0 | 0 | 0 | 4.8587 | 0
4813 | 201 | 20 | 7 | Sunday | 12 | 0 | 0 | 34.0497 | 19.354 | 33.0367 | 15.964 | 0 | 0.1814 | 19.08 | 30.9498 | 105.7018 | 0 | 0 | 0 | 5.6032 | 0
4814 | 201 | 20 | 7 | Sunday | 13 | 0 | 1.792 | 34.037 | 16.7396 | 29.1634 | 15.964 | 0 | 0.2491 | 18.36 | 34.2401 | 100.4873 | 0 | 0 | 0 | 4.1639 | 0
4815 | 201 | 20 | 7 | Sunday | 14 | 0 | 2.161 | 33.9943 | 16.8552 | 29.1634 | 5.321 | 0 | 0.1874 | 18 | 33.2128 | 100.5376 | 0 | 0 | 0 | 0.9415 | 0
4816 | 201 | 20 | 7 | Sunday | 15 | 0.775 | 1.977 | 34.0015 | 17.5073 | 29.1634 | 5.321 | 0 | 0.1711 | 15.84 | 30.5212 | 98.8208 | 0 | 0 | 0 | 1.3586 | 0
4817 | 201 | 20 | 7 | Sunday | 16 | 0 | 6.16 | 33.9478 | 17.3125 | 27.5539 | 21.286 | 0 | 0.3919 | 23.04 | 28.4313 | 108.9538 | 0 | 0 | 0 | 1.7061 | 0
4818 | 201 | 20 | 7 | Sunday | 17 | 0 | 8.125 | 33.8586 | 16.7915 | 26.399 | 26.607 | 0 | 0.4864 | 22.32 | 22.5882 | 108.7239 | 0 | 0 | 0 | 2.8048 | 0
4819 | 201 | 20 | 7 | Sunday | 18 | 0 | 7.49 | 33.8631 | 27.0994 | 38.0184 | 37.25 | 0 | 0.5204 | 23.4 | 15.1347 | 131.002 | 0 | 0 | 0 | 6.4312 | 0
4820 | 201 | 20 | 7 | Sunday | 19 | 0 | 7.905 | 33.8803 | 35.5479 | 45.7644 | 37.25 | 0 | 0.5926 | 22.68 | 7.4497 | 147.0149 | 0 | 0 | 0 | 9.1915 | 0
4821 | 201 | 20 | 7 | Sunday | 20 | 0 | 7.487 | 33.8784 | 44.3682 | 49.6381 | 26.607 | 0 | 0.5433 | 22.68 | 3.3311 | 159.2051 | 0 | 0 | 0 | 8.135 | 0
4822 | 201 | 20 | 7 | Sunday | 21 | 0 | 4.164 | 33.7557 | 47.3668 | 41.8913 | 15.964 | 0 | 0.317 | 22.68 | 0.8066 | 150.5142 | 0 | 0 | 0 | 5.475 | 0
4823 | 201 | 20 | 7 | Sunday | 22 | 0 | 1.825 | 33.7182 | 40.3665 | 35.5897 | 10.643 | 0 | 0.1665 | 14.4 | 0 | 126.2141 | 0 | 0 | 0 | 3.8899 | 0
4824 | 201 | 20 | 7 | Sunday | 23 | 0 | 0.109 | 33.7182 | 25.6748 | 24.6242 | 10.643 | 0 | 0.134 | 14.4 | 0 | 98.6689 | 0 | 0 | 0 | 4.078 | 0
4825 | 202 | 21 | 7 | Monday | 0 | 0 | 0 | 33.7182 | 17.5343 | 18.3373 | 5.321 | 0 | 0.04 | 14.4 | 0 | 84.0298 | 0 | 0 | 0 | 2.1083 | 0
4826 | 202 | 21 | 7 | Monday | 1 | 0 | 0 | 33.7182 | 14.6472 | 16.4006 | 5.321 | 0 | 0.0409 | 11.88 | 0 | 76.687 | 0 | 0 | 0 | 2.1556 | 0
4827 | 202 | 21 | 7 | Monday | 2 | 0 | 0 | 33.7182 | 11.7686 | 14.464 | 5.321 | 0 | 0.0417 | 11.88 | 0 | 71.8726 | 0 | 0 | 0 | 2.2018 | 0
4828 | 202 | 21 | 7 | Monday | 3 | 0 | 0 | 33.7182 | 11.7686 | 14.464 | 5.321 | 0 | 0.0426 | 11.88 | 0 | 71.8735 | 0 | 0 | 0 | 2.2474 | 0
4829 | 202 | 21 | 7 | Monday | 4 | 0 | 0 | 33.7182 | 13.0128 | 14.464 | 5.321 | 0 | 0.0434 | 11.88 | 0 | 73.1184 | 0 | 0 | 0 | 2.2924 | 0
4830 | 202 | 21 | 7 | Monday | 5 | 0 | 0 | 33.7208 | 22.6167 | 20.5805 | 5.321 | 0 | 0.0442 | 11.88 | 0.1979 | 88.8421 | 0 | 0 | 0 | 2.3367 | 0
4831 | 202 | 21 | 7 | Monday | 6 | 0 | 0 | 33.7182 | 38.9514 | 35.484 | 26.607 | 0 | 0.2342 | 15.12 | 1.8162 | 123.5078 | 0 | 0 | 0 | 12.3019 | 0
4832 | 202 | 21 | 7 | Monday | 7 | 0 | 0 | 33.7182 | 47.7587 | 46.6998 | 37.25 | 0 | 0.3615 | 15.12 | 6.7379 | 143.6583 | 0 | 0 | 0 | 18.8386 | 0
4833 | 202 | 21 | 7 | Monday | 8 | 0 | 0 | 33.7187 | 55.1474 | 52.1343 | 42.572 | 0 | 0.4594 | 18.72 | 15.6002 | 160.1799 | 0 | 0 | 0 | 23.6119 | 0
4834 | 202 | 21 | 7 | Monday | 9 | 0 | 0.135 | 33.735 | 55.9117 | 52.8606 | 26.607 | 0 | 0.3435 | 18.72 | 26.7514 | 161.7171 | 0 | 0 | 0 | 14.6671 | 0
4835 | 202 | 21 | 7 | Monday | 10 | 0 | 5.664 | 33.9365 | 53.334 | 51.878 | 10.643 | 0 | 0.4927 | 14.4 | 35.914 | 160.1668 | 0 | 0 | 0 | 4.707 | 0
4836 | 202 | 21 | 7 | Monday | 11 | 0 | 16.646 | 33.9865 | 52.284 | 51.878 | 10.643 | 0 | 1.0665 | 18.36 | 41.1506 | 175.7424 | 0 | 0 | 0 | 2.9381 | 0
4837 | 202 | 21 | 7 | Monday | 12 | 0 | 24.415 | 34.0444 | 50.2701 | 51.1854 | 15.964 | 0 | 1.567 | 18.36 | 45.931 | 182.3793 | 0 | 0 | 0 | 1.4878 | 0
4838 | 202 | 21 | 7 | Monday | 13 | 0 | 29.263 | 34.0666 | 51.274 | 51.878 | 15.964 | 0 | 1.7463 | 18.36 | 46.4307 | 189.9642 | 0 | 0 | 0 | 0 | 0
4839 | 202 | 21 | 7 | Monday | 14 | 0 | 33.132 | 34.0845 | 51.4147 | 51.878 | 5.321 | 0 | 1.7706 | 18.36 | 43.4184 | 191.3888 | 0 | 0 | 0 | 0 | 0
4840 | 202 | 21 | 7 | Monday | 15 | 0 | 41.365 | 34.0604 | 52.0506 | 51.878 | 5.321 | 0 | 1.7775 | 18.36 | 36.4107 | 192.3154 | 0 | 0 | 0 | 0 | 0
4841 | 202 | 21 | 7 | Monday | 16 | 0 | 38.212 | 34.0527 | 52.8438 | 50.7246 | 21.286 | 0 | 1.7201 | 22.68 | 28.8073 | 196.2101 | 0 | 0 | 0 | 0 | 0
4842 | 202 | 21 | 7 | Monday | 17 | 0 | 38.998 | 34.0409 | 45.5925 | 43.0931 | 26.607 | 0 | 1.7217 | 28.8 | 22.7182 | 187.4371 | 0 | 0 | 0 | 0 | 0
4843 | 202 | 21 | 7 | Monday | 18 | 0 | 40.477 | 34.05 | 42.915 | 51.7393 | 37.25 | 0 | 1.7363 | 30.96 | 13.882 | 195.5894 | 0 | 0 | 0 | 0 | 0
4844 | 202 | 21 | 7 | Monday | 19 | 0 | 32.973 | 34.0866 | 46.1322 | 57.1787 | 37.25 | 0 | 1.6887 | 25.2 | 6.9563 | 198.1962 | 0 | 0 | 0 | 0 | 0
4845 | 202 | 21 | 7 | Monday | 20 | 0 | 31.257 | 34.0928 | 56.7992 | 60.483 | 26.607 | 0 | 1.8836 | 25.2 | 3.5658 | 212.144 | 0 | 0 | 0 | 0.1525 | 0
4846 | 202 | 21 | 7 | Monday | 21 | 0 | 24.358 | 33.9257 | 67.7606 | 55.4564 | 15.964 | 0 | 1.3582 | 25.2 | 0.9389 | 211.2017 | 0 | 0 | 0 | 0.9381 | 0
4847 | 202 | 21 | 7 | Monday | 22 | 0 | 11.994 | 33.7246 | 49.7368 | 40.0199 | 10.643 | 0 | 0.6551 | 16.2 | 0 | 153.7653 | 0 | 0 | 0 | 0.9663 | 0
4848 | 202 | 21 | 7 | Monday | 23 | 0 | 5.416 | 33.7182 | 26.9226 | 24.6242 | 10.643 | 0 | 0.306 | 16.2 | 0 | 107.7925 | 0 | 0 | 0 | 1.2263 | 0
4849 | 203 | 22 | 7 | Tuesday | 0 | 0 | 0.717 | 33.7182 | 17.5343 | 18.3373 | 5.321 | 0 | 0.051 | 14.4 | 0 | 84.8295 | 0 | 0 | 0 | 0.7097 | 0
4850 | 203 | 22 | 7 | Tuesday | 1 | 0 | 0.077 | 33.7182 | 14.6472 | 16.4006 | 5.321 | 0 | 0.0196 | 11.88 | 0 | 76.7495 | 0 | 0 | 0 | 0.7746 | 0
4851 | 203 | 22 | 7 | Tuesday | 2 | 0 | 0 | 33.7182 | 11.7686 | 14.464 | 5.321 | 0 | 0.0169 | 11.88 | 0 | 71.8478 | 0 | 0 | 0 | 0.8389 | 0
4852 | 203 | 22 | 7 | Tuesday | 3 | 0 | 0 | 33.7182 | 11.7686 | 14.464 | 5.321 | 0 | 0.018 | 11.88 | 0 | 71.8489 | 0 | 0 | 0 | 0.9021 | 0
4853 | 203 | 22 | 7 | Tuesday | 4 | 0 | 0 | 33.7182 | 13.0128 | 14.464 | 5.321 | 0 | 0.0192 | 11.88 | 0 | 73.0942 | 0 | 0 | 0 | 0.9645 | 0
4854 | 203 | 22 | 7 | Tuesday | 5 | 0 | 0 | 33.7182 | 22.6504 | 20.5805 | 5.321 | 0 | 0.0203 | 11.88 | 0.2343 | 88.8495 | 0 | 0 | 0 | 1.0261 | 0
4855 | 203 | 22 | 7 | Tuesday | 6 | 0 | 0 | 33.7182 | 40.87 | 35.484 | 26.607 | 0 | 0.119 | 15.12 | 2.0968 | 125.3112 | 0 | 0 | 0 | 5.985 | 0
4856 | 203 | 22 | 7 | Tuesday | 7 | 0 | 0 | 33.7182 | 50.3346 | 46.6998 | 37.25 | 0 | 0.2116 | 15.12 | 6.6481 | 146.0842 | 0 | 0 | 0 | 10.6178 | 0
4857 | 203 | 22 | 7 | Tuesday | 8 | 0 | 0.179 | 33.8009 | 55.8817 | 52.1343 | 42.572 | 0 | 0.3077 | 18.72 | 12.6039 | 161.041 | 0 | 0 | 0 | 15.0796 | 0
4858 | 203 | 22 | 7 | Tuesday | 9 | 0 | 3.979 | 34.0298 | 56.9612 | 52.8606 | 26.607 | 0 | 0.4174 | 18.72 | 15.5273 | 167.3671 | 0 | 0 | 0 | 10.858 | 0
4859 | 203 | 22 | 7 | Tuesday | 10 | 0 | 20.786 | 33.923 | 54.8339 | 51.878 | 10.643 | 0 | 1.1891 | 14.4 | 17.866 | 178.4671 | 0 | 0 | 0 | 4.4511 | 0
4860 | 203 | 22 | 7 | Tuesday | 11 | 0 | 30.313 | 34.0709 | 53.6393 | 51.878 | 10.643 | 0 | 1.7146 | 18.36 | 21.2938 | 192.0509 | 0 | 0 | 0 | 4.1658 | 0
4861 | 203 | 22 | 7 | Tuesday | 12 | 0 | 41.916 | 34.0796 | 51.8262 | 51.1854 | 15.964 | 0 | 1.8652 | 18.36 | 22.7201 | 191.1895 | 0 | 0 | 0 | 5.6123 | 0
4862 | 203 | 22 | 7 | Tuesday | 13 | 0 | 38.503 | 34.0224 | 54.3542 | 51.878 | 15.964 | 0 | 1.8186 | 18.36 | 18.295 | 194.1308 | 0 | 0 | 0 | 5.3254 | 0
4863 | 203 | 22 | 7 | Tuesday | 14 | 0 | 29.693 | 33.8947 | 55.2696 | 51.878 | 5.321 | 0 | 1.6019 | 18.36 | 13.3408 | 192.4575 | 0 | 0 | 0 | 1.8323 | 0
4864 | 203 | 22 | 7 | Tuesday | 15 | 0 | 31.268 | 33.8711 | 54.1571 | 51.878 | 5.321 | 0 | 1.6695 | 18.36 | 19.6744 | 192.1747 | 0 | 0 | 0 | 1.8242 | 0
4865 | 203 | 22 | 7 | Tuesday | 16 | 0 | 39.199 | 33.947 | 53.5745 | 50.7246 | 21.286 | 0 | 1.886 | 22.68 | 27.5665 | 196.5216 | 0 | 0 | 0 | 6.3804 | 0
4866 | 203 | 22 | 7 | Tuesday | 17 | 0 | 46.924 | 33.9974 | 46.2904 | 43.0931 | 26.607 | 0 | 1.9164 | 28.8 | 23.459 | 188.1294 | 0 | 0 | 0 | 7.1653 | 0
4867 | 203 | 22 | 7 | Tuesday | 18 | 0 | 69.048 | 34.1461 | 43.7548 | 51.7393 | 37.25 | 0 | 2.1409 | 30.96 | 14.0329 | 198.1828 | 0 | 0 | 0 | 11.46 | 0
4868 | 203 | 22 | 7 | Tuesday | 19 | 0 | 72.239 | 34.8631 | 46.2477 | 57.1787 | 37.25 | 0 | 2.2015 | 25.2 | 6.9893 | 201.392 | 0 | 0 | 0 | 13.8072 | 0
4869 | 203 | 22 | 7 | Tuesday | 20 | 0 | 48.692 | 34.686 | 56.0238 | 60.483 | 26.607 | 0 | 1.9681 | 25.2 | 3.4956 | 212.412 | 0 | 0 | 0 | 11.1988 | 0
4870 | 203 | 22 | 7 | Tuesday | 21 | 0 | 28.7 | 33.9989 | 67.7282 | 55.4564 | 15.964 | 0 | 1.6921 | 25.2 | 0.8671 | 215.7159 | 0 | 0 | 0 | 7.2249 | 0
4871 | 203 | 22 | 7 | Tuesday | 22 | 0 | 11.779 | 33.7228 | 49.7368 | 40.0199 | 10.643 | 0 | 0.7154 | 16.2 | 0 | 153.4793 | 0 | 0 | 0 | 5.0209 | 0
4872 | 203 | 22 | 7 | Tuesday | 23 | 0 | 4.649 | 33.7182 | 26.9226 | 24.6242 | 10.643 | 0 | 0.3367 | 16.2 | 0 | 106.9174 | 0 | 0 | 0 | 5.1812 | 0
4873 | 204 | 23 | 7 | Wednesday | 0 | 0 | 0.713 | 33.7182 | 17.5343 | 18.3373 | 5.321 | 0 | 0.0862 | 14.4 | 0 | 84.8582 | 0 | 0 | 0 | 2.6494 | 0
4874 | 204 | 23 | 7 | Wednesday | 1 | 0 | 0.039 | 33.7182 | 14.6472 | 16.4006 | 5.321 | 0 | 0.0526 | 11.88 | 0 | 76.7409 | 0 | 0 | 0 | 2.6898 | 0
4875 | 204 | 23 | 7 | Wednesday | 2 | 0 | 0 | 33.7182 | 11.7686 | 14.464 | 5.321 | 0 | 0.0514 | 11.88 | 0 | 71.8827 | 0 | 0 | 0 | 2.7289 | 0
4876 | 204 | 23 | 7 | Wednesday | 3 | 0 | 0 | 33.7182 | 11.7686 | 14.464 | 5.321 | 0 | 0.0521 | 11.88 | 0 | 71.8829 | 0 | 0 | 0 | 2.7677 | 0
4877 | 204 | 23 | 7 | Wednesday | 4 | 0 | 0 | 33.7182 | 13.0128 | 14.464 | 5.321 | 0 | 0.0528 | 11.88 | 0 | 73.1278 | 0 | 0 | 0 | 2.8062 | 0
4878 | 204 | 23 | 7 | Wednesday | 5 | 0 | 0 | 33.7182 | 22.6634 | 20.5805 | 5.321 | 0 | 0.0535 | 11.88 | 0.0883 | 88.8956 | 0 | 0 | 0 | 2.8437 | 0
4879 | 204 | 23 | 7 | Wednesday | 6 | 0 | 0 | 33.7182 | 44.014 | 35.484 | 26.607 | 0 | 0.2788 | 15.12 | 0.8747 | 128.615 | 0 | 0 | 0 | 14.7454 | 0
4880 | 204 | 23 | 7 | Wednesday | 7 | 0 | 0 | 33.8333 | 55.2843 | 46.6998 | 37.25 | 0 | 0.4195 | 15.12 | 3.3572 | 151.3568 | 0 | 0 | 0 | 22.0186 | 0
4881 | 204 | 23 | 7 | Wednesday | 8 | 0 | 10.378 | 33.9878 | 56.9891 | 52.1343 | 42.572 | 0 | 1.0718 | 18.72 | 8.5207 | 174.497 | 0 | 0 | 0 | 26.9603 | 0
4882 | 204 | 23 | 7 | Wednesday | 9 | 0 | 14.388 | 33.9137 | 57.2497 | 52.8606 | 26.607 | 0 | 1.1123 | 18.72 | 13.4122 | 179.9667 | 0 | 0 | 0 | 17.3375 | 0
4883 | 204 | 23 | 7 | Wednesday | 10 | 0 | 24.239 | 34.052 | 54.8239 | 51.878 | 10.643 | 0 | 1.4836 | 14.4 | 16.3948 | 183.7805 | 0 | 0 | 0 | 6.6616 | 0
4884 | 204 | 23 | 7 | Wednesday | 11 | 0 | 30.493 | 34.0597 | 54.775 | 51.878 | 10.643 | 0 | 1.7458 | 18.36 | 15.8476 | 193.0558 | 0 | 0 | 0 | 6.2621 | 0
4885 | 204 | 23 | 7 | Wednesday | 12 | 0 | 34.81 | 34.0629 | 54.0095 | 51.1854 | 15.964 | 0 | 1.858 | 18.36 | 12.1772 | 192.8516 | 0 | 0 | 0 | 9.1802 | 0
4886 | 204 | 23 | 7 | Wednesday | 13 | 0 | 31.853 | 34.0274 | 56.3968 | 51.878 | 15.964 | 0 | 1.8097 | 18.36 | 8.713 | 195.084 | 0 | 0 | 0 | 9.3957 | 0
4887 | 204 | 23 | 7 | Wednesday | 14 | 0 | 22.785 | 33.9427 | 58.4278 | 51.878 | 5.321 | 0 | 1.2884 | 18.36 | 5.8631 | 188.7641 | 0 | 0 | 0 | 3.1957 | 0
4888 | 204 | 23 | 7 | Wednesday | 15 | 0 | 19.736 | 33.8871 | 58.3519 | 51.878 | 5.321 | 0 | 1.1118 | 18.36 | 7.2583 | 184.9354 | 0 | 0 | 0 | 3.2294 | 0
4889 | 204 | 23 | 7 | Wednesday | 16 | 0 | 17.826 | 33.8696 | 55.7779 | 50.7246 | 21.286 | 0 | 1.2073 | 22.68 | 14.7215 | 183.5392 | 0 | 0 | 0 | 13.0193 | 0
4890 | 204 | 23 | 7 | Wednesday | 17 | 0 | 16.366 | 33.853 | 46.7825 | 43.0931 | 26.607 | 0 | 1.1956 | 28.8 | 20.1979 | 171.4252 | 0 | 0 | 0 | 15.7194 | 0
4891 | 204 | 23 | 7 | Wednesday | 18 | 0 | 19.88 | 33.9031 | 44.1041 | 51.7393 | 37.25 | 0 | 1.4865 | 30.96 | 15.7493 | 183.6953 | 0 | 0 | 0 | 21.9526 | 0
4892 | 204 | 23 | 7 | Wednesday | 19 | 0 | 20.362 | 33.915 | 46.8342 | 57.1787 | 37.25 | 0 | 1.5292 | 25.2 | 8.1434 | 186.6805 | 0 | 0 | 0 | 23.3282 | 0
4893 | 204 | 23 | 7 | Wednesday | 20 | 0 | 19.75 | 33.9247 | 57.0875 | 60.483 | 26.607 | 0 | 1.381 | 25.2 | 3.7373 | 199.4376 | 0 | 0 | 0 | 17.5188 | 0
4894 | 204 | 23 | 7 | Wednesday | 21 | 0 | 13.623 | 33.8488 | 68.0043 | 55.4564 | 15.964 | 0 | 0.9157 | 25.2 | 0.9196 | 198.1592 | 0 | 0 | 0 | 10.8348 | 0
4895 | 204 | 23 | 7 | Wednesday | 22 | 0 | 4.828 | 33.7294 | 49.7368 | 40.0199 | 10.643 | 0 | 0.3842 | 16.2 | 0 | 145.2912 | 0 | 0 | 0 | 7.354 | 0
4896 | 204 | 23 | 7 | Wednesday | 23 | 0 | 0.687 | 33.7182 | 26.9226 | 24.6242 | 10.643 | 0 | 0.1739 | 16.2 | 0 | 102.3816 | 0 | 0 | 0 | 7.4566 | 0
4897 | 205 | 24 | 7 | Thursday | 0 | 0 | 0.01 | 33.7182 | 17.5343 | 18.3373 | 5.321 | 0 | 0.0708 | 14.4 | 0 | 84.0717 | 0 | 0 | 0 | 3.7654 | 0
4898 | 205 | 24 | 7 | Thursday | 1 | 0 | 0 | 33.7182 | 14.6472 | 16.4006 | 5.321 | 0 | 0.0707 | 11.88 | 0 | 76.7168 | 0 | 0 | 0 | 3.7915 | 0
4899 | 205 | 24 | 7 | Thursday | 2 | 0 | 0 | 33.7182 | 11.7686 | 14.464 | 5.321 | 0 | 0.0712 | 11.88 | 0 | 71.9021 | 0 | 0 | 0 | 3.8167 | 0
4900 | 205 | 24 | 7 | Thursday | 3 | 0 | 0 | 33.7182 | 11.7686 | 14.464 | 5.321 | 0 | 0.0716 | 11.88 | 0 | 71.9025 | 0 | 0 | 0 | 3.8415 | 0
4901 | 205 | 24 | 7 | Thursday | 4 | 0 | 0 | 33.7182 | 13.0128 | 14.464 | 5.321 | 0 | 0.0721 | 11.88 | 0 | 73.1471 | 0 | 0 | 0 | 3.8655 | 0
4902 | 205 | 24 | 7 | Thursday | 5 | 0 | 0 | 33.7182 | 22.6336 | 20.5805 | 5.321 | 0 | 0.0725 | 11.88 | 0.2049 | 88.8849 | 0 | 0 | 0 | 3.8897 | 0
4903 | 205 | 24 | 7 | Thursday | 6 | 0 | 0 | 33.7182 | 38.9515 | 35.484 | 26.607 | 0 | 0.3707 | 15.12 | 1.7979 | 123.6444 | 0 | 0 | 0 | 19.7861 | 0
4904 | 205 | 24 | 7 | Thursday | 7 | 0 | 0 | 33.7182 | 47.1666 | 46.6998 | 37.25 | 0 | 0.5391 | 15.12 | 6.1395 | 143.2437 | 0 | 0 | 0 | 28.5784 | 0
4905 | 205 | 24 | 7 | Thursday | 8 | 0 | 0 | 33.7217 | 55.228 | 52.1343 | 42.572 | 0 | 0.6506 | 18.72 | 13.6766 | 160.4547 | 0 | 0 | 0 | 33.5355 | 0
4906 | 205 | 24 | 7 | Thursday | 9 | 0 | 0.338 | 33.7744 | 56.6552 | 52.8606 | 26.607 | 0 | 0.4432 | 18.72 | 19.1632 | 162.8187 | 0 | 0 | 0 | 20.2762 | 0
4907 | 205 | 24 | 7 | Thursday | 10 | 0 | 6.951 | 33.9437 | 54.2204 | 51.878 | 10.643 | 0 | 0.5755 | 14.4 | 26.2819 | 162.535 | 0 | 0 | 0 | 7.2513 | 0
4908 | 205 | 24 | 7 | Thursday | 11 | 0 | 13.759 | 33.9295 | 52.787 | 51.878 | 10.643 | 0 | 0.9358 | 18.36 | 33.1526 | 172.7716 | 0 | 0 | 0 | 5.8666 | 0
4909 | 205 | 24 | 7 | Thursday | 12 | 0 | 20.822 | 34.0221 | 50.4979 | 51.1854 | 15.964 | 0 | 1.3509 | 18.36 | 38.7446 | 177.8502 | 0 | 0 | 0 | 6.2335 | 0
4910 | 205 | 24 | 7 | Thursday | 13 | 0 | 28.302 | 34.059 | 51.5857 | 51.878 | 15.964 | 0 | 1.7294 | 18.36 | 39.8721 | 188.7493 | 0 | 0 | 0 | 3.5508 | 0
4911 | 205 | 24 | 7 | Thursday | 14 | 0 | 29.298 | 34.0771 | 51.8667 | 51.878 | 5.321 | 0 | 1.8977 | 18.36 | 34.5945 | 191.2684 | 0 | 0 | 0 | 0.2964 | 0
4912 | 205 | 24 | 7 | Thursday | 15 | 0 | 26.076 | 34.0316 | 52.8614 | 51.878 | 5.321 | 0 | 1.6513 | 18.36 | 28.3088 | 188.2345 | 0 | 0 | 0 | 0 | 0
4913 | 205 | 24 | 7 | Thursday | 16 | 0 | 17.122 | 33.8749 | 53.979 | 50.7246 | 21.286 | 0 | 1.1607 | 22.68 | 26.562 | 181.0827 | 0 | 0 | 0 | 0 | 0
4914 | 205 | 24 | 7 | Thursday | 17 | 0 | 14.403 | 33.8537 | 46.5674 | 43.0931 | 26.607 | 0 | 0.8546 | 28.8 | 22.0877 | 168.746 | 0 | 0 | 0 | 1.3574 | 0
4915 | 205 | 24 | 7 | Thursday | 18 | 0 | 17.163 | 33.9062 | 45.0045 | 51.7393 | 37.25 | 0 | 1.0118 | 30.96 | 11.9413 | 181.1845 | 0 | 0 | 0 | 4.7559 | 0
4916 | 205 | 24 | 7 | Thursday | 19 | 0 | 16.885 | 33.8889 | 52.2535 | 57.1787 | 37.25 | 0 | 1.0492 | 25.2 | 5.9321 | 187.8322 | 0 | 0 | 0 | 7.6532 | 0
4917 | 205 | 24 | 7 | Thursday | 20 | 0 | 17.008 | 33.892 | 65.1493 | 60.483 | 26.607 | 0 | 1.0382 | 25.2 | 3.3374 | 204.1583 | 0 | 0 | 0 | 7.1139 | 0
4918 | 205 | 24 | 7 | Thursday | 21 | 0 | 12.438 | 33.8348 | 69.1429 | 55.4564 | 15.964 | 0 | 0.7431 | 25.2 | 0.7482 | 197.8293 | 0 | 0 | 0 | 4.8916 | 0
4919 | 205 | 24 | 7 | Thursday | 22 | 0 | 4.149 | 33.7268 | 49.7368 | 40.0199 | 10.643 | 0 | 0.2791 | 16.2 | 0 | 144.4496 | 0 | 0 | 0 | 3.513 | 0
4920 | 205 | 24 | 7 | Thursday | 23 | 0 | 0.461 | 33.7182 | 26.9226 | 24.6242 | 10.643 | 0 | 0.0941 | 16.2 | 0 | 102.0574 | 0 | 0 | 0 | 3.7103 | 0
4921 | 206 | 25 | 7 | Friday | 0 | 0 | 0.005 | 33.7182 | 17.5343 | 18.3373 | 5.321 | 0 | 0.037 | 14.4 | 0 | 84.0326 | 0 | 0 | 0 | 1.928 | 0
4922 | 206 | 25 | 7 | Friday | 1 | 0 | 0 | 33.7182 | 14.6472 | 16.4006 | 5.321 | 0 | 0.0377 | 11.88 | 0 | 76.6837 | 0 | 0 | 0 | 1.9776 | 0
4923 | 206 | 25 | 7 | Friday | 2 | 0 | 0 | 33.7182 | 11.7686 | 14.464 | 5.321 | 0 | 0.0385 | 11.88 | 0 | 71.8694 | 0 | 0 | 0 | 2.026 | 0
4924 | 206 | 25 | 7 | Friday | 3 | 0 | 0 | 33.7182 | 11.7686 | 14.464 | 5.321 | 0 | 0.0394 | 11.88 | 0 | 71.8703 | 0 | 0 | 0 | 2.0741 | 0
4925 | 206 | 25 | 7 | Friday | 4 | 0 | 0 | 33.7182 | 13.0128 | 14.464 | 5.321 | 0 | 0.0403 | 11.88 | 0 | 73.1153 | 0 | 0 | 0 | 2.1212 | 0
4926 | 206 | 25 | 7 | Friday | 5 | 0 | 0 | 33.7182 | 22.6634 | 20.5805 | 5.321 | 0 | 0.0411 | 11.88 | 0.123 | 88.8833 | 0 | 0 | 0 | 2.1679 | 0
4927 | 206 | 25 | 7 | Friday | 6 | 0 | 0 | 33.7182 | 43.9083 | 35.484 | 26.607 | 0 | 0.2194 | 15.12 | 1.1325 | 128.4499 | 0 | 0 | 0 | 11.4875 | 0
4928 | 206 | 25 | 7 | Friday | 7 | 0 | 0 | 33.7182 | 56.1881 | 46.6998 | 37.25 | 0 | 0.3421 | 15.12 | 3.4108 | 152.0683 | 0 | 0 | 0 | 17.7786 | 0
4929 | 206 | 25 | 7 | Friday | 8 | 0 | 0 | 33.7209 | 58.4862 | 52.1343 | 42.572 | 0 | 0.4349 | 18.72 | 7.1304 | 163.4964 | 0 | 0 | 0 | 22.5513 | 0
4930 | 206 | 25 | 7 | Friday | 9 | 0 | 0.266 | 33.7696 | 57.5089 | 52.8606 | 26.607 | 0 | 0.3014 | 18.72 | 12.5281 | 163.4486 | 0 | 0 | 0 | 15.2138 | 0
4931 | 206 | 25 | 7 | Friday | 10 | 0 | 4.396 | 33.94 | 54.5741 | 51.878 | 10.643 | 0 | 0.359 | 14.4 | 18.0191 | 159.9058 | 0 | 0 | 0 | 6.1841 | 0
4932 | 206 | 25 | 7 | Friday | 11 | 0 | 13.623 | 33.9407 | 53.4035 | 51.878 | 10.643 | 0 | 0.8566 | 18.36 | 20.5941 | 173.1725 | 0 | 0 | 0 | 5.922 | 0
4933 | 206 | 25 | 7 | Friday | 12 | 0.341 | 16.508 | 33.9836 | 51.0382 | 51.1854 | 15.964 | 0 | 1.0788 | 18.36 | 23.5145 | 173.5003 | 0 | 0 | 0 | 8.5567 | 0
4934 | 206 | 25 | 7 | Friday | 13 | 0 | 16.201 | 33.971 | 52.1044 | 51.878 | 15.964 | 0 | 1.0521 | 18.36 | 26.8707 | 174.8879 | 0 | 0 | 0 | 7.2145 | 0
4935 | 206 | 25 | 7 | Friday | 14 | 0 | 14.501 | 33.9363 | 52.0908 | 51.878 | 5.321 | 0 | 0.8608 | 18.36 | 28.6945 | 172.8092 | 0 | 0 | 0 | 1.9803 | 0
4936 | 206 | 25 | 7 | Friday | 15 | 0 | 13.031 | 33.9078 | 52.5397 | 51.878 | 5.321 | 0 | 0.7771 | 18.36 | 31.7539 | 171.5561 | 0 | 0 | 0 | 1.4973 | 0
4937 | 206 | 25 | 7 | Friday | 16 | 0 | 12.877 | 33.904 | 53.3741 | 50.7246 | 21.286 | 0 | 0.8096 | 22.68 | 29.4695 | 175.4192 | 0 | 0 | 0 | 4.5914 | 0
4938 | 206 | 25 | 7 | Friday | 17 | 0 | 13.307 | 33.9154 | 46.2649 | 43.0931 | 26.607 | 0 | 0.8204 | 28.8 | 20.408 | 167.2858 | 0 | 0 | 0 | 6.0366 | 0
4939 | 206 | 25 | 7 | Friday | 18 | 0 | 15.594 | 33.9657 | 44.0605 | 51.7393 | 37.25 | 0 | 1.0328 | 30.96 | 12.0348 | 178.6244 | 0 | 0 | 0 | 10.649 | 0
4940 | 206 | 25 | 7 | Friday | 19 | 0 | 14.939 | 33.9692 | 47.1909 | 57.1787 | 37.25 | 0 | 1.0409 | 25.2 | 6.6821 | 180.7373 | 0 | 0 | 0 | 13.065 | 0
4941 | 206 | 25 | 7 | Friday | 20 | 0 | 15.018 | 33.977 | 60.9369 | 60.483 | 26.607 | 0 | 0.9942 | 25.2 | 2.8834 | 197.8345 | 0 | 0 | 0 | 10.7062 | 0
4942 | 206 | 25 | 7 | Friday | 21 | 0 | 11.157 | 33.9254 | 68.877 | 55.4564 | 15.964 | 0 | 0.7116 | 25.2 | 0.636 | 196.2374 | 0 | 0 | 0 | 6.9434 | 0
4943 | 206 | 25 | 7 | Friday | 22 | 0 | 3.673 | 33.7397 | 49.7368 | 40.0199 | 10.643 | 0 | 0.2786 | 16.2 | 0 | 143.9472 | 0 | 0 | 0 | 4.8391 | 0
4944 | 206 | 25 | 7 | Friday | 23 | 0 | 0.414 | 33.7182 | 26.9226 | 24.6242 | 10.643 | 0 | 0.1154 | 16.2 | 0 | 102.0278 | 0 | 0 | 0 | 5.0038 | 0
4945 | 207 | 26 | 7 | Saturday | 0 | 0 | 0.011 | 33.7182 | 18.3332 | 19.1419 | 5.321 | 0 | 0.0999 | 15.84 | 0 | 87.1456 | 0 | 0 | 0 | 2.5625 | 0
4946 | 207 | 26 | 7 | Saturday | 1 | 0 | 0 | 33.7182 | 17.5283 | 18.3373 | 5.321 | 0 | 0.0491 | 12.6 | 0 | 82.2329 | 0 | 0 | 0 | 2.6039 | 0
4947 | 207 | 26 | 7 | Saturday | 2 | 0 | 0 | 33.7182 | 11.771 | 14.464 | 5.321 | 0 | 0.0498 | 12.6 | 0 | 72.6031 | 0 | 0 | 0 | 2.6441 | 0
4948 | 207 | 26 | 7 | Saturday | 3 | 0 | 0 | 33.7182 | 11.771 | 14.464 | 5.321 | 0 | 0.0505 | 12.6 | 0 | 72.6038 | 0 | 0 | 0 | 2.6843 | 0
4949 | 207 | 26 | 7 | Saturday | 4 | 0 | 0 | 33.7182 | 11.771 | 14.464 | 5.321 | 0 | 0.0513 | 12.6 | 0 | 72.6045 | 0 | 0 | 0 | 2.7235 | 0
4950 | 207 | 26 | 7 | Saturday | 5 | 0 | 0 | 33.7182 | 13.0118 | 14.464 | 5.321 | 0 | 0.052 | 12.6 | 0.1563 | 73.846 | 0 | 0 | 0 | 2.7623 | 0
4951 | 207 | 26 | 7 | Saturday | 6 | 0 | 0 | 33.7182 | 28.436 | 24.9086 | 26.607 | 0 | 0.2716 | 14.4 | 1.4575 | 101.7344 | 0 | 0 | 0 | 14.3526 | 0
4952 | 207 | 26 | 7 | Saturday | 7 | 0 | 0 | 33.7182 | 26.5665 | 26.405 | 37.25 | 0 | 0.4101 | 11.52 | 5.498 | 98.6198 | 0 | 0 | 0 | 21.5074 | 0
4953 | 207 | 26 | 7 | Saturday | 8 | 0 | 0 | 33.7182 | 32.6078 | 37.4339 | 42.572 | 0 | 0.5082 | 16.2 | 13.2319 | 120.4681 | 0 | 0 | 0 | 26.4245 | 0
4954 | 207 | 26 | 7 | Saturday | 9 | 0 | 0 | 33.7272 | 31.6978 | 37.9057 | 26.607 | 0 | 0.3612 | 16.2 | 23.98 | 119.8918 | 0 | 0 | 0 | 16.5469 | 0
4955 | 207 | 26 | 7 | Saturday | 10 | 0 | 2.684 | 33.8295 | 29.1641 | 37.2508 | 10.643 | 0 | 0.3323 | 15.12 | 31.2165 | 118.5993 | 0 | 0 | 0 | 5.6643 | 0
4956 | 207 | 26 | 7 | Saturday | 11 | 0 | 8.47 | 33.9371 | 27.1432 | 35.3135 | 10.643 | 0 | 0.6314 | 21.6 | 36.6251 | 127.7863 | 0 | 0 | 0 | 4.1798 | 0
4957 | 207 | 26 | 7 | Saturday | 12 | 0 | 11.247 | 33.8857 | 24.2487 | 34.2247 | 15.964 | 0 | 0.7803 | 23.4 | 41.3243 | 128.7033 | 0 | 0 | 0 | 3.6975 | 0
4958 | 207 | 26 | 7 | Saturday | 13 | 0 | 14.633 | 33.9538 | 23.6674 | 33.0722 | 15.964 | 0 | 0.8962 | 23.4 | 38.0002 | 130.8938 | 0 | 0 | 0 | 1.5816 | 0
4959 | 207 | 26 | 7 | Saturday | 14 | 0 | 16.568 | 33.9882 | 22.5941 | 33.0722 | 5.321 | 0 | 1.1003 | 23.4 | 38.8541 | 132.3877 | 0 | 0 | 0 | 0 | 0
4960 | 207 | 26 | 7 | Saturday | 15 | 0 | 17.414 | 34.0014 | 23.5891 | 33.0722 | 5.321 | 0 | 1.0178 | 23.4 | 40.2494 | 134.416 | 0 | 0 | 0 | 0 | 0
4961 | 207 | 26 | 7 | Saturday | 16 | 0 | 18.81 | 34.0559 | 24.6005 | 33.0722 | 21.286 | 0 | 1.0474 | 23.4 | 31.2303 | 137.2385 | 0 | 0 | 0 | 0 | 0
4962 | 207 | 26 | 7 | Saturday | 17 | 0 | 19.437 | 34.0663 | 22.94 | 32.9581 | 26.607 | 0 | 1.0582 | 27 | 19.9511 | 139.7866 | 0 | 0 | 0 | 0 | 0
4963 | 207 | 26 | 7 | Saturday | 18 | 0 | 21.331 | 33.9929 | 34.9101 | 46.5147 | 37.25 | 0 | 1.169 | 28.8 | 11.8235 | 169.0313 | 0 | 0 | 0 | 0 | 0
4964 | 207 | 26 | 7 | Saturday | 19 | 0 | 21.722 | 33.9794 | 40.7339 | 50.3878 | 37.25 | 0 | 1.3101 | 28.8 | 7.177 | 179.1179 | 0 | 0 | 0 | 1.2825 | 0
4965 | 207 | 26 | 7 | Saturday | 20 | 0 | 19.929 | 33.9332 | 52.1838 | 50.3878 | 26.607 | 0 | 1.1289 | 27 | 3.8235 | 186.3832 | 0 | 0 | 0 | 2.9493 | 0
4966 | 207 | 26 | 7 | Saturday | 21 | 0 | 16.969 | 33.8979 | 60.8161 | 50.3878 | 15.964 | 0 | 0.9472 | 27 | 0.8605 | 191.4018 | 0 | 0 | 0 | 2.5132 | 0
4967 | 207 | 26 | 7 | Saturday | 22 | 0 | 6.24 | 33.7457 | 49.2003 | 40.077 | 10.643 | 0 | 0.3598 | 19.8 | 0 | 149.931 | 0 | 0 | 0 | 1.9758 | 0
4968 | 207 | 26 | 7 | Saturday | 23 | 0 | 1.102 | 33.7182 | 28.1779 | 24.6242 | 10.643 | 0 | 0.0993 | 19.8 | 0 | 107.6117 | 0 | 0 | 0 | 2.2111 | 0
4969 | 208 | 27 | 7 | Sunday | 0 | 0 | 0.016 | 33.7182 | 24.1043 | 23.0149 | 5.321 | 0 | 0.0242 | 19.8 | 0 | 100.6791 | 0 | 0 | 0 | 1.1927 | 0
4970 | 208 | 27 | 7 | Sunday | 1 | 0 | 0 | 33.7182 | 23.3102 | 22.2101 | 5.321 | 0 | 0.0244 | 19.8 | 0 | 99.063 | 0 | 0 | 0 | 1.2516 | 0
4971 | 208 | 27 | 7 | Sunday | 2 | 0 | 0 | 33.7182 | 17.5379 | 18.3373 | 5.321 | 0 | 0.0255 | 15.48 | 0 | 85.0989 | 0 | 0 | 0 | 1.3095 | 0
4972 | 208 | 27 | 7 | Sunday | 3 | 0 | 0 | 33.7182 | 17.5379 | 18.3373 | 5.321 | 0 | 0.0265 | 15.48 | 0 | 85.0999 | 0 | 0 | 0 | 1.3667 | 0
4973 | 208 | 27 | 7 | Sunday | 4 | 0 | 0 | 33.7182 | 17.5379 | 18.3373 | 5.321 | 0 | 0.0275 | 15.48 | 0 | 85.1009 | 0 | 0 | 0 | 1.4232 | 0
4974 | 208 | 27 | 7 | Sunday | 5 | 0 | 0 | 33.7182 | 18.7817 | 18.3373 | 5.321 | 0 | 0.0286 | 15.48 | 0.1136 | 86.3457 | 0 | 0 | 0 | 1.4788 | 0
4975 | 208 | 27 | 7 | Sunday | 6 | 0 | 0 | 33.7182 | 26.3777 | 24.6242 | 26.607 | 0 | 0.1588 | 18.72 | 1.1973 | 103.5989 | 0 | 0 | 0 | 8.1665 | 0
4976 | 208 | 27 | 7 | Sunday | 7 | 0 | 0 | 33.7182 | 26.6561 | 29.9942 | 37.25 | 0 | 0.2633 | 18.72 | 4.6888 | 109.3519 | 0 | 0 | 0 | 13.4569 | 0
4977 | 208 | 27 | 7 | Sunday | 8 | 0 | 0 | 33.7182 | 24.665 | 33.2132 | 42.572 | 0 | 0.3527 | 23.4 | 11.1196 | 115.3491 | 0 | 0 | 0 | 18.0418 | 0
4978 | 208 | 27 | 7 | Sunday | 9 | 0 | 0 | 33.7182 | 20.1687 | 29.3396 | 26.607 | 0 | 0.2598 | 23.4 | 19.6354 | 106.8862 | 0 | 0 | 0 | 12.2818 | 0
4979 | 208 | 27 | 7 | Sunday | 10 | 0 | 7.392 | 33.9375 | 20.4922 | 32.5586 | 10.643 | 0 | 0.5738 | 19.08 | 30.5451 | 115.1303 | 0 | 0 | 0 | 4.2761 | 0
4980 | 208 | 27 | 7 | Sunday | 11 | 0 | 34.285 | 33.9581 | 19.3021 | 32.5586 | 10.643 | 0 | 1.863 | 21.6 | 42.0739 | 142.4711 | 0 | 0 | 0 | 2.5352 | 0
4981 | 208 | 27 | 7 | Sunday | 12 | 0 | 53.066 | 34.0649 | 19.0734 | 33.0367 | 15.964 | 0 | 2.1402 | 19.08 | 51.3634 | 142.0421 | 0 | 0 | 0 | 0.5514 | 0
4982 | 208 | 27 | 7 | Sunday | 13 | 0 | 63.728 | 34.1684 | 16.6816 | 29.1634 | 15.964 | 0 | 2.2027 | 18.36 | 56.1442 | 136.1066 | 0 | 0 | 0 | 0 | 0
4983 | 208 | 27 | 7 | Sunday | 14 | 0 | 69.955 | 34.1539 | 17.2171 | 29.1634 | 5.321 | 0 | 2.2375 | 18 | 54.7511 | 137.1206 | 0 | 0 | 0 | 0 | 0
4984 | 208 | 27 | 7 | Sunday | 15 | 0 | 79.12 | 34.0917 | 17.7641 | 29.1634 | 5.321 | 0 | 2.2728 | 15.84 | 49.3359 | 136.6388 | 0 | 0 | 0 | 0 | 0
4985 | 208 | 27 | 7 | Sunday | 16 | 0 | 79.463 | 34.139 | 17.1193 | 27.5539 | 21.286 | 0 | 2.2234 | 23.04 | 41.1995 | 141.794 | 0 | 0 | 0 | 0 | 0
4986 | 208 | 27 | 7 | Sunday | 17 | 0 | 79.175 | 34.1452 | 16.6098 | 26.399 | 26.607 | 0 | 2.1843 | 22.32 | 30.4699 | 139.345 | 0 | 0 | 0 | 0 | 0
4987 | 208 | 27 | 7 | Sunday | 18 | 0 | 83.776 | 34.2905 | 26.5828 | 38.0184 | 37.25 | 0 | 2.2128 | 23.4 | 17.9392 | 162.702 | 0 | 0 | 0 | 0 | 0
4988 | 208 | 27 | 7 | Sunday | 19 | 0 | 84.348 | 35.3734 | 35.0002 | 45.7644 | 37.25 | 0 | 2.2157 | 22.68 | 7.6142 | 179.1121 | 0 | 0 | 0 | 0 | 0
4989 | 208 | 27 | 7 | Sunday | 20 | 0 | 93.992 | 35.4186 | 45.2155 | 49.6381 | 26.607 | 0 | 2.255 | 22.68 | 2.7336 | 193.9729 | 0 | 0 | 0 | 0 | 0
4990 | 208 | 27 | 7 | Sunday | 21 | 0 | 55.399 | 34.6361 | 47.7678 | 41.8913 | 15.964 | 0 | 1.7943 | 22.68 | 0.6152 | 182.5893 | 0 | 0 | 0 | 0 | 0
4991 | 208 | 27 | 7 | Sunday | 22 | 0 | 11.115 | 33.7985 | 40.3665 | 35.5897 | 10.643 | 0 | 0.5918 | 14.4 | 0 | 137.3078 | 0 | 0 | 0 | 0 | 0
4992 | 208 | 27 | 7 | Sunday | 23 | 0 | 4.312 | 33.7268 | 25.6748 | 24.6242 | 10.643 | 0 | 0.2256 | 14.4 | 0 | 103.4183 | 0 | 0 | 0 | 0 | 0
4993 | 209 | 28 | 7 | Monday | 0 | 0 | 0.141 | 33.7182 | 17.5343 | 18.3373 | 5.321 | 0 | 0.0597 | 14.4 | 0 | 84.2015 | 0 | 0 | 0 | 0 | 0
4994 | 209 | 28 | 7 | Monday | 1 | 0 | 0 | 33.7182 | 14.6472 | 16.4006 | 5.321 | 0 | 0.0019 | 11.88 | 0 | 76.648 | 0 | 0 | 0 | 0 | 0
4995 | 209 | 28 | 7 | Monday | 2 | 0 | 0 | 33.7182 | 11.7686 | 14.464 | 5.321 | 0 | 0.0016 | 11.88 | 0 | 71.8325 | 0 | 0 | 0 | 0 | 0
4996 | 209 | 28 | 7 | Monday | 3 | 0 | 0 | 33.7182 | 11.7686 | 14.464 | 5.321 | 0 | 0.0017 | 11.88 | 0 | 71.8326 | 0 | 0 | 0 | 0 | 0
4997 | 209 | 28 | 7 | Monday | 4 | 0 | 0 | 33.7182 | 13.0128 | 14.464 | 5.321 | 0 | 0.0017 | 11.88 | 0 | 73.0768 | 0 | 0 | 0 | 0 | 0
4998 | 209 | 28 | 7 | Monday | 5 | 0 | 0 | 33.7182 | 22.6441 | 20.5805 | 5.321 | 0 | 0.0018 | 11.88 | 0.1551 | 88.8246 | 0 | 0 | 0 | 0 | 0
4999 | 209 | 28 | 7 | Monday | 6 | 0 | 0 | 33.7182 | 40.1274 | 35.484 | 26.607 | 0 | 0.0101 | 15.12 | 1.4151 | 124.4596 | 0 | 0 | 0 | 0 | 0
5000 | 209 | 28 | 7 | Monday | 7 | 0 | 0 | 33.7182 | 49.3566 | 46.6998 | 37.25 | 0 | 0.018 | 15.12 | 5.6758 | 144.9126 | 0 | 0 | 0 | 0 | 0
5001 | 209 | 28 | 7 | Monday | 8 | 0 | 0 | 33.7214 | 55.8173 | 52.1343 | 42.572 | 0 | 0.1456 | 18.72 | 14.0657 | 160.5386 | 0 | 0 | 0 | 1.9271 | 0
5002 | 209 | 28 | 7 | Monday | 9 | 0 | 0.327 | 33.7643 | 56.7828 | 52.8606 | 26.607 | 0 | 0.0909 | 18.72 | 21.9545 | 162.5718 | 0 | 0 | 0 | 3.3381 | 0
5003 | 209 | 28 | 7 | Monday | 10 | 0 | 6.825 | 33.9503 | 54.8707 | 51.878 | 10.643 | 0 | 0.4218 | 14.4 | 28.2423 | 162.9018 | 0 | 0 | 0 | 1.4756 | 0
5004 | 209 | 28 | 7 | Monday | 11 | 0 | 13.932 | 33.9297 | 53.8833 | 51.878 | 10.643 | 0 | 0.9191 | 18.36 | 36.8911 | 174.0378 | 0 | 0 | 0 | 0.7295 | 0
5005 | 209 | 28 | 7 | Monday | 12 | 0 | 21.091 | 34.0184 | 51.2528 | 51.1854 | 15.964 | 0 | 1.2789 | 18.36 | 43.5781 | 178.8371 | 0 | 0 | 0 | 0 | 0
5006 | 209 | 28 | 7 | Monday | 13 | 0 | 24.905 | 34.0343 | 51.6344 | 51.878 | 15.964 | 0 | 1.4667 | 18.36 | 44.551 | 184.7801 | 0 | 0 | 0 | 0 | 0
5007 | 209 | 28 | 7 | Monday | 14 | 0 | 23.935 | 33.9887 | 51.7724 | 51.878 | 5.321 | 0 | 1.4028 | 18.36 | 45.3561 | 183.9774 | 0 | 0 | 0 | 0 | 0
5008 | 209 | 28 | 7 | Monday | 15 | 0 | 24.444 | 34.026 | 52.9594 | 51.878 | 5.321 | 0 | 1.4124 | 18.36 | 43.7441 | 186.0082 | 0 | 0 | 0 | 0 | 0
5009 | 209 | 28 | 7 | Monday | 16 | 0 | 25.969 | 34.0399 | 53.8059 | 50.7246 | 21.286 | 0 | 1.4528 | 22.68 | 34.7505 | 191.9602 | 0 | 0 | 0 | 0 | 0
5010 | 209 | 28 | 7 | Monday | 17 | 0 | 28.26 | 34.0254 | 46.4364 | 43.0931 | 26.607 | 0 | 1.5718 | 28.8 | 24.7383 | 185.8966 | 0 | 0 | 0 | 0 | 0
5011 | 209 | 28 | 7 | Monday | 18 | 0 | 26.019 | 34.0003 | 44.2388 | 51.7393 | 37.25 | 0 | 1.4376 | 30.96 | 14.379 | 191.1804 | 0 | 0 | 0 | 0 | 0
5012 | 209 | 28 | 7 | Monday | 19 | 0 | 18.371 | 33.9054 | 48.1942 | 57.1787 | 37.25 | 0 | 0.9925 | 25.2 | 6.4178 | 185.3407 | 0 | 0 | 0 | 0 | 0
5013 | 209 | 28 | 7 | Monday | 20 | 0 | 17.203 | 33.8943 | 61.4892 | 60.483 | 26.607 | 0 | 0.9193 | 25.2 | 2.5481 | 200.5923 | 0 | 0 | 0 | 0 | 0
5014 | 209 | 28 | 7 | Monday | 21 | 0 | 12.732 | 33.8371 | 68.8358 | 55.4564 | 15.964 | 0 | 0.67 | 25.2 | 0.6058 | 197.7692 | 0 | 0 | 0 | 0 | 0
5015 | 209 | 28 | 7 | Monday | 22 | 0 | 4.241 | 33.7273 | 49.7368 | 40.0199 | 10.643 | 0 | 0.22 | 16.2 | 0 | 144.4906 | 0 | 0 | 0 | 0 | 0
5016 | 209 | 28 | 7 | Monday | 23 | 0 | 0.455 | 33.7182 | 26.9226 | 24.6242 | 10.643 | 0 | 0.0263 | 16.2 | 0 | 101.983 | 0 | 0 | 0 | 0 | 0
5017 | 210 | 29 | 7 | Tuesday | 0 | 0 | 0.004 | 33.7182 | 17.5343 | 18.3373 | 5.321 | 0 | 0.0869 | 14.4 | 0 | 84.0815 | 0 | 0 | 0 | 0 | 0
5018 | 210 | 29 | 7 | Tuesday | 1 | 0 | 0 | 33.7182 | 14.6472 | 16.4006 | 5.321 | 0 | 0.2895 | 11.88 | 0 | 76.9356 | 0 | 0 | 0 | 0 | 0
5019 | 210 | 29 | 7 | Tuesday | 2 | 0 | 0 | 33.7182 | 11.7686 | 14.464 | 5.321 | 0 | 0.3206 | 11.88 | 0 | 72.1515 | 0 | 0 | 0 | 0 | 0
5020 | 210 | 29 | 7 | Tuesday | 3 | 0 | 0 | 33.7182 | 11.7686 | 14.464 | 5.321 | 0 | 0.2429 | 11.88 | 0 | 72.0737 | 0 | 0 | 0 | 0 | 0
5021 | 210 | 29 | 7 | Tuesday | 4 | 0 | 0 | 33.7182 | 13.0128 | 14.464 | 5.321 | 0 | 0.3517 | 11.88 | 0 | 73.4267 | 0 | 0 | 0 | 0 | 0
5022 | 210 | 29 | 7 | Tuesday | 5 | 0 | 0 | 33.7182 | 22.6442 | 20.5805 | 5.321 | 0 | 0.4294 | 11.88 | 0.1974 | 89.2524 | 0 | 0 | 0 | 0 | 0
5023 | 210 | 29 | 7 | Tuesday | 6 | 0 | 0 | 33.7182 | 41.4772 | 35.484 | 26.607 | 0 | 0.06 | 15.12 | 1.7605 | 125.8594 | 0 | 0 | 0 | 2.7478 | 0
5024 | 210 | 29 | 7 | Tuesday | 7 | 0 | 0 | 33.7182 | 51.8797 | 46.6998 | 37.25 | 0 | 0.136 | 15.12 | 4.9266 | 147.5537 | 0 | 0 | 0 | 6.4765 | 0
5025 | 210 | 29 | 7 | Tuesday | 8 | 0 | 0 | 33.7209 | 56.2158 | 52.1343 | 42.572 | 0 | 0.2198 | 18.72 | 8.8313 | 161.0109 | 0 | 0 | 0 | 10.7589 | 0
5026 | 210 | 29 | 7 | Tuesday | 9 | 0 | 0.275 | 33.7656 | 56.5525 | 52.8606 | 26.607 | 0 | 0.1775 | 18.72 | 13.8111 | 162.3731 | 0 | 0 | 0 | 8.4078 | 0
5027 | 210 | 29 | 7 | Tuesday | 10 | 0 | 8.924 | 33.9389 | 53.4205 | 51.878 | 10.643 | 0 | 0.5815 | 14.4 | 25.5927 | 163.9434 | 0 | 0 | 0 | 3.4334 | 0
5028 | 210 | 29 | 7 | Tuesday | 11 | 0 | 21.419 | 34.0507 | 52.3245 | 51.878 | 10.643 | 0 | 1.3374 | 18.36 | 41.7266 | 181.9561 | 0 | 0 | 0 | 2.1704 | 0
5029 | 210 | 29 | 7 | Tuesday | 12 | 0 | 48.414 | 34.0954 | 50.6341 | 51.1854 | 15.964 | 0 | 2.0189 | 18.36 | 51.4126 | 190.7348 | 0 | 0 | 0 | 0.3735 | 0
5030 | 210 | 29 | 7 | Tuesday | 13 | 0 | 87.281 | 34.1663 | 51.5746 | 51.878 | 15.964 | 0 | 2.3216 | 18.36 | 53.6281 | 195.9538 | 0 | 0 | 0 | 0 | 0
5031 | 210 | 29 | 7 | Tuesday | 14 | 0 | 93.373 | 34.0946 | 51.5665 | 51.878 | 5.321 | 0 | 2.3761 | 18.36 | 51.0529 | 196.773 | 0 | 0 | 0 | 0 | 0
5032 | 210 | 29 | 7 | Tuesday | 15 | 0 | 85.388 | 34.1382 | 52.2539 | 51.878 | 5.321 | 0 | 2.2252 | 18.36 | 45.8352 | 196.2999 | 0 | 0 | 0 | 0 | 0
5033 | 210 | 29 | 7 | Tuesday | 16 | 0 | 90.256 | 34.457 | 53.3821 | 50.7246 | 21.286 | 0 | 2.2277 | 22.68 | 36.7357 | 201.639 | 0 | 0 | 0 | 0 | 0
5034 | 210 | 29 | 7 | Tuesday | 17 | 0 | 95.682 | 35.0484 | 46.102 | 43.0931 | 26.607 | 0 | 2.264 | 28.8 | 26.6161 | 194.2603 | 0 | 0 | 0 | 0 | 0
5035 | 210 | 29 | 7 | Tuesday | 18 | 0 | 100.431 | 35.5456 | 42.9446 | 51.7393 | 37.25 | 0 | 2.2969 | 30.96 | 16.3601 | 202.7647 | 0 | 0 | 0 | 0 | 0
5036 | 210 | 29 | 7 | Tuesday | 19 | 0 | 134.535 | 35.0741 | 45.0667 | 57.1787 | 37.25 | 0 | 2.5293 | 25.2 | 8.6043 | 208.2727 | 0 | 0 | 0 | 0 | 0
5037 | 210 | 29 | 7 | Tuesday | 20 | 0 | 140.876 | 34.5729 | 52.5728 | 60.483 | 26.607 | 0 | 2.4708 | 25.2 | 4.3611 | 219.0392 | 0 | 0 | 0 | 0 | 0
5038 | 210 | 29 | 7 | Tuesday | 21 | 0 | 97.419 | 34.2983 | 66.9799 | 55.4564 | 15.964 | 0 | 2.0317 | 25.2 | 1.0193 | 222.3233 | 0 | 0 | 0 | 0 | 0
5039 | 210 | 29 | 7 | Tuesday | 22 | 0 | 42.175 | 33.8055 | 49.7368 | 40.0199 | 10.643 | 0 | 1.7201 | 16.2 | 0 | 175.5118 | 0 | 0 | 0 | 0 | 0
5040 | 210 | 29 | 7 | Tuesday | 23 | 0 | 10.679 | 33.7191 | 26.9226 | 24.6242 | 10.643 | 0 | 0.5712 | 16.2 | 0 | 114.1202 | 0 | 0 | 0 | 0 | 0
5041 | 211 | 30 | 7 | Wednesday | 0 | 0 | 3.459 | 33.7182 | 17.5343 | 18.3373 | 5.321 | 0 | 0.18 | 14.4 | 0 | 88.0429 | 0 | 0 | 0 | 0 | 0
5042 | 211 | 30 | 7 | Wednesday | 1 | 0 | 2.529 | 33.7182 | 14.6472 | 16.4006 | 5.321 | 0 | 0.1317 | 11.88 | 0 | 79.6087 | 0 | 0 | 0 | 0 | 0
5043 | 211 | 30 | 7 | Wednesday | 2 | 0 | 0.916 | 33.7182 | 11.7686 | 14.464 | 5.321 | 0 | 0.0485 | 11.88 | 0 | 72.899 | 0 | 0 | 0 | 0 | 0
5044 | 211 | 30 | 7 | Wednesday | 3 | 0 | 0.063 | 33.7182 | 11.7686 | 14.464 | 5.321 | 0 | 0.0049 | 11.88 | 0 | 71.9053 | 0 | 0 | 0 | 0 | 0
5045 | 211 | 30 | 7 | Wednesday | 4 | 0 | 0.031 | 33.7182 | 13.0128 | 14.464 | 5.321 | 0 | 0.0032 | 11.88 | 0 | 73.1118 | 0 | 0 | 0 | 0 | 0
5046 | 211 | 30 | 7 | Wednesday | 5 | 0 | 0.011 | 33.7182 | 22.6634 | 20.5805 | 5.321 | 0 | 0.0022 | 11.88 | 0.0969 | 88.856 | 0 | 0 | 0 | 0 | 0
5047 | 211 | 30 | 7 | Wednesday | 6 | 0 | 0 | 33.7182 | 44.0693 | 35.484 | 26.607 | 0 | 0.0099 | 15.12 | 0.931 | 128.4014 | 0 | 0 | 0 | 0 | 0
5048 | 211 | 30 | 7 | Wednesday | 7 | 0 | 0 | 33.7182 | 56.7231 | 46.6998 | 37.25 | 0 | 0.1699 | 15.12 | 3.1144 | 152.431 | 0 | 0 | 0 | 1.218 | 0
5049 | 211 | 30 | 7 | Wednesday | 8 | 0 | 4.86 | 33.7267 | 57.6882 | 52.1343 | 42.572 | 0 | 0.3649 | 18.72 | 7.6455 | 167.8454 | 0 | 0 | 0 | 5.3878 | 0
5050 | 211 | 30 | 7 | Wednesday | 9 | 0 | 3.592 | 33.8317 | 56.407 | 52.8606 | 26.607 | 0 | 0.2941 | 18.72 | 18.0112 | 165.9984 | 0 | 0 | 0 | 5.2825 | 0
5051 | 211 | 30 | 7 | Wednesday | 10 | 0 | 14.651 | 33.9786 | 53.529 | 51.878 | 10.643 | 0 | 0.8781 | 14.4 | 30.6897 | 170.6463 | 0 | 0 | 0 | 2.0102 | 0
5052 | 211 | 30 | 7 | Wednesday | 11 | 0 | 19.48 | 34.046 | 52.9756 | 51.878 | 10.643 | 0 | 1.2494 | 18.36 | 38.6482 | 179.7638 | 0 | 0 | 0 | 0.8289 | 0
5053 | 211 | 30 | 7 | Wednesday | 12 | 0 | 24.32 | 34.0433 | 51.1341 | 51.1854 | 15.964 | 0 | 1.4557 | 18.36 | 41.7028 | 182.4908 | 0 | 0 | 0 | 0 | 0
5054 | 211 | 30 | 7 | Wednesday | 13 | 0 | 26.388 | 34.0142 | 51.9451 | 51.878 | 15.964 | 0 | 1.5557 | 18.36 | 44.4506 | 186.7954 | 0 | 0 | 0 | 0 | 0
5055 | 211 | 30 | 7 | Wednesday | 14 | 0 | 25.456 | 34.0131 | 52.2976 | 51.878 | 5.321 | 0 | 1.4979 | 18.36 | 46.2295 | 186.3117 | 0 | 0 | 0 | 0 | 0
5056 | 211 | 30 | 7 | Wednesday | 15 | 0 | 19.75 | 33.9176 | 53.1009 | 51.878 | 5.321 | 0 | 1.1248 | 18.36 | 43.1705 | 179.9748 | 0 | 0 | 0 | 0 | 0
5057 | 211 | 30 | 7 | Wednesday | 16 | 0 | 15.422 | 33.8471 | 53.6052 | 50.7246 | 21.286 | 0 | 0.8321 | 22.68 | 35.652 | 178.3683 | 0 | 0 | 0 | 0 | 0
5058 | 211 | 30 | 7 | Wednesday | 17 | 0 | 18.668 | 33.9018 | 46.3939 | 43.0931 | 26.607 | 0 | 1.0009 | 28.8 | 25.8562 | 173.3809 | 0 | 0 | 0 | 0 | 0
5059 | 211 | 30 | 7 | Wednesday | 18 | 0 | 22.801 | 33.9749 | 43.9741 | 51.7393 | 37.25 | 0 | 1.2466 | 30.96 | 15.9684 | 186.7776 | 0 | 0 | 0 | 0 | 0
5060 | 211 | 30 | 7 | Wednesday | 19 | 0 | 20.748 | 33.9348 | 47.342 | 57.1787 | 37.25 | 0 | 1.1281 | 25.2 | 6.9867 | 187.3321 | 0 | 0 | 0 | 0 | 0
5061 | 211 | 30 | 7 | Wednesday | 20 | 0 | 17.746 | 33.9003 | 59.1873 | 60.483 | 26.607 | 0 | 0.9495 | 25.2 | 2.773 | 198.9142 | 0 | 0 | 0 | 0 | 0
5062 | 211 | 30 | 7 | Wednesday | 21 | 0 | 13.423 | 33.8458 | 68.5885 | 55.4564 | 15.964 | 0 | 0.7074 | 25.2 | 0.6399 | 198.3161 | 0 | 0 | 0 | 0 | 0
5063 | 211 | 30 | 7 | Wednesday | 22 | 0 | 4.59 | 33.7285 | 49.7368 | 40.0199 | 10.643 | 0 | 0.238 | 16.2 | 0 | 144.8876 | 0 | 0 | 0 | 0 | 0
5064 | 211 | 30 | 7 | Wednesday | 23 | 0 | 0.56 | 33.7182 | 26.9226 | 24.6242 | 10.643 | 0 | 0.0961 | 16.2 | 0 | 102.1663 | 0 | 0 | 0 | 0 | 0
5065 | 212 | 31 | 7 | Thursday | 0 | 0 | 0.011 | 33.7182 | 17.5343 | 18.3373 | 5.321 | 0 | 0.2745 | 14.4 | 0 | 84.2758 | 0 | 0 | 0 | 0 | 0
5066 | 212 | 31 | 7 | Thursday | 1 | 0 | 0 | 33.7182 | 14.6472 | 16.4006 | 5.321 | 0 | 0.3206 | 11.88 | 0 | 76.9667 | 0 | 0 | 0 | 0 | 0
5067 | 212 | 31 | 7 | Thursday | 2 | 0 | 0 | 33.7182 | 11.7686 | 14.464 | 5.321 | 0 | 0.2429 | 11.88 | 0 | 72.0737 | 0 | 0 | 0 | 0 | 0
5068 | 212 | 31 | 7 | Thursday | 3 | 0 | 0 | 33.7182 | 11.7686 | 14.464 | 5.321 | 0 | 0.3517 | 11.88 | 0 | 72.1826 | 0 | 0 | 0 | 0 | 0
5069 | 212 | 31 | 7 | Thursday | 4 | 0 | 0 | 33.7182 | 13.0128 | 14.464 | 5.321 | 0 | 0.445 | 11.88 | 0 | 73.52 | 0 | 0 | 0 | 0 | 0
5070 | 212 | 31 | 7 | Thursday | 5 | 0 | 0 | 33.7182 | 22.6514 | 20.5805 | 5.321 | 0 | 0.5072 | 11.88 | 0.1573 | 89.3373 | 0 | 0 | 0 | 0 | 0
5071 | 212 | 31 | 7 | Thursday | 6 | 0 | 0 | 33.7182 | 40.363 | 35.484 | 26.607 | 0 | 0.0662 | 15.12 | 1.4416 | 124.7514 | 0 | 0 | 0 | 3.0884 | 0
5072 | 212 | 31 | 7 | Thursday | 7 | 0 | 0 | 33.7182 | 48.5857 | 46.6998 | 37.25 | 0 | 0.1444 | 15.12 | 5.9243 | 144.2682 | 0 | 0 | 0 | 6.9378 | 0
5073 | 212 | 31 | 7 | Thursday | 8 | 0 | 0 | 33.7215 | 55.3747 | 52.1343 | 42.572 | 0 | 0.2286 | 18.72 | 15.9618 | 160.1792 | 0 | 0 | 0 | 11.2401 | 0
5074 | 212 | 31 | 7 | Thursday | 9 | 0 | 0.306 | 33.7875 | 56.028 | 52.8606 | 26.607 | 0 | 0.2102 | 18.72 | 27.752 | 161.9373 | 0 | 0 | 0 | 8.2023 | 0
5075 | 212 | 31 | 7 | Thursday | 10 | 0 | 6.74 | 33.9566 | 53.6746 | 51.878 | 10.643 | 0 | 0.4928 | 14.4 | 37.4166 | 161.6919 | 0 | 0 | 0 | 2.5594 | 0
5076 | 212 | 31 | 7 | Thursday | 11 | 0 | 14.643 | 33.9408 | 53.0958 | 51.878 | 10.643 | 0 | 0.9784 | 18.36 | 42.4891 | 174.09 | 0 | 0 | 0 | 0.9954 | 0
5077 | 212 | 31 | 7 | Thursday | 12 | 0 | 20.232 | 34.0346 | 51.2155 | 51.1854 | 15.964 | 0 | 1.234 | 18.36 | 43.9409 | 177.9127 | 0 | 0 | 0 | 0 | 0
5078 | 212 | 31 | 7 | Thursday | 13 | 0 | 20.543 | 34.0558 | 51.8346 | 51.878 | 15.964 | 0 | 1.2088 | 18.36 | 44.8806 | 179.5562 | 0 | 0 | 0 | 0 | 0
5079 | 212 | 31 | 7 | Thursday | 14 | 0 | 19.63 | 34.0583 | 51.8276 | 51.878 | 5.321 | 0 | 1.1165 | 18.36 | 39.8903 | 178.6598 | 0 | 0 | 0 | 0 | 0
5080 | 212 | 31 | 7 | Thursday | 15 | 0 | 19.77 | 34.0597 | 52.5726 | 51.878 | 5.321 | 0 | 1.0741 | 18.36 | 31.143 | 179.7015 | 0 | 0 | 0 | 0 | 0
5081 | 212 | 31 | 7 | Thursday | 16 | 0 | 19.637 | 34.0591 | 53.5023 | 50.7246 | 21.286 | 0 | 1.0596 | 22.68 | 24.258 | 183.6367 | 0 | 0 | 0 | 0 | 0
5082 | 212 | 31 | 7 | Thursday | 17 | 0 | 22.434 | 34.0457 | 46.1357 | 43.0931 | 26.607 | 0 | 1.2241 | 28.8 | 19.2214 | 178.1543 | 0 | 0 | 0 | 0 | 0
5083 | 212 | 31 | 7 | Thursday | 18 | 0 | 25.964 | 34.0057 | 43.1685 | 51.7393 | 37.25 | 0 | 1.4387 | 30.96 | 13.8045 | 190.1413 | 0 | 0 | 0 | 0 | 0
5084 | 212 | 31 | 7 | Thursday | 19 | 0 | 19.782 | 33.9224 | 46.0044 | 57.1787 | 37.25 | 0 | 1.0737 | 25.2 | 7.5284 | 184.8716 | 0 | 0 | 0 | 0 | 0
5085 | 212 | 31 | 7 | Thursday | 20 | 0 | 16.938 | 33.8887 | 57.5758 | 60.483 | 26.607 | 0 | 1.125 | 25.2 | 3.1446 | 196.5919 | 0 | 0 | 0 | 0.4529 | 0
5086 | 212 | 31 | 7 | Thursday | 21 | 0 | 12.632 | 33.836 | 68.2682 | 55.4564 | 15.964 | 0 | 0.6861 | 25.2 | 0.7229 | 197.1087 | 0 | 0 | 0 | 1.1895 | 0
5087 | 212 | 31 | 7 | Thursday | 22 | 0 | 4.226 | 33.7269 | 49.7368 | 40.0199 | 10.643 | 0 | 0.2395 | 16.2 | 0 | 144.4929 | 0 | 0 | 0 | 1.1223 | 0
5088 | 212 | 31 | 7 | Thursday | 23 | 0 | 0.479 | 33.7182 | 26.9226 | 24.6242 | 10.643 | 0 | 0.0526 | 16.2 | 0 | 102.0359 | 0 | 0 | 0 | 1.3786 | 0
5089 | 213 | 1 | 8 | Friday | 0 | 0 | 0.006 | 33.7182 | 17.5343 | 18.3373 | 5.198 | 0 | 0.0162 | 14.4 | 0 | 84.0121 | 0 | 0 | 0 | 0.7836 | 0
5090 | 213 | 1 | 8 | Friday | 1 | 0 | 0 | 33.7182 | 14.6472 | 16.4006 | 5.198 | 0 | 0.017 | 11.88 | 0 | 76.6631 | 0 | 0 | 0 | 0.8461 | 0
5091 | 213 | 1 | 8 | Friday | 2 | 0 | 0 | 33.7182 | 11.7686 | 14.464 | 5.198 | 0 | 0.0181 | 11.88 | 0 | 71.849 | 0 | 0 | 0 | 0.9078 | 0
5092 | 213 | 1 | 8 | Friday | 3 | 0 | 0 | 33.7182 | 11.7686 | 14.464 | 5.198 | 0 | 0.0193 | 11.88 | 0 | 71.8501 | 0 | 0 | 0 | 0.9683 | 0
5093 | 213 | 1 | 8 | Friday | 4 | 0 | 0 | 33.7182 | 13.0128 | 14.464 | 5.198 | 0 | 0.0204 | 11.88 | 0 | 73.0954 | 0 | 0 | 0 | 1.0286 | 0
5094 | 213 | 1 | 8 | Friday | 5 | 0 | 0 | 33.7182 | 22.6634 | 20.5805 | 5.198 | 0 | 0.0214 | 11.88 | 0.0406 | 88.8636 | 0 | 0 | 0 | 1.0875 | 0
5095 | 213 | 1 | 8 | Friday | 6 | 0 | 0 | 33.7182 | 44.2769 | 35.484 | 25.989 | 0 | 0.124 | 15.12 | 0.3972 | 128.7231 | 0 | 0 | 0 | 6.2576 | 0
5096 | 213 | 1 | 8 | Friday | 7 | 0 | 0 | 33.7182 | 59.7829 | 46.6998 | 36.384 | 0 | 0.2168 | 15.12 | 1.8971 | 155.5378 | 0 | 0 | 0 | 10.9075 | 0
5097 | 213 | 1 | 8 | Friday | 8 | 0 | 0 | 33.7215 | 61.0114 | 52.1343 | 41.582 | 0 | 0.3025 | 18.72 | 7.6478 | 165.8898 | 0 | 0 | 0 | 15.2897 | 0
5098 | 213 | 1 | 8 | Friday | 9 | 0 | 0.338 | 33.777 | 58.3296 | 52.8606 | 25.989 | 0 | 0.2289 | 18.72 | 14.5451 | 164.282 | 0 | 0 | 0 | 10.962 | 0
5099 | 213 | 1 | 8 | Friday | 10 | 0 | 9.611 | 33.9464 | 55.62 | 51.878 | 10.395 | 0 | 0.6133 | 14.4 | 19.0224 | 166.8522 | 0 | 0 | 0 | 4.497 | 0
5100 | 213 | 1 | 8 | Friday | 11 | 0 | 22.136 | 34.0091 | 54.4708 | 51.878 | 10.395 | 0 | 1.3218 | 18.36 | 24.5609 | 184.2079 | 0 | 0 | 0 | 4.0477 | 0
5101 | 213 | 1 | 8 | Friday | 12 | 0 | 37.163 | 34.075 | 51.4675 | 51.1854 | 15.593 | 0 | 1.8501 | 18.36 | 28.7478 | 190.2461 | 0 | 0 | 0 | 4.8966 | 0
5102 | 213 | 1 | 8 | Friday | 13 | 0 | 58.958 | 34.1152 | 51.9618 | 51.878 | 15.593 | 0 | 1.998 | 18.36 | 34.987 | 193.0386 | 0 | 0 | 0 | 3.2265 | 0
5103 | 213 | 1 | 8 | Friday | 14 | 0 | 96.265 | 34.239 | 52.0516 | 51.878 | 5.198 | 0 | 2.5229 | 18.36 | 39.0613 | 197.8858 | 0 | 0 | 0 | 0.1905 | 0
5104 | 213 | 1 | 8 | Friday | 15 | 0 | 105.188 | 34.2426 | 52.6261 | 51.878 | 5.198 | 0 | 2.3915 | 18.36 | 36.7874 | 199.9343 | 0 | 0 | 0 | 0 | 0
5105 | 213 | 1 | 8 | Friday | 16 | 0 | 109.896 | 34.8136 | 53.5054 | 50.7246 | 20.791 | 0 | 2.3668 | 22.68 | 29.5008 | 205.4893 | 0 | 0 | 0 | 0 | 0
5106 | 213 | 1 | 8 | Friday | 17 | 0 | 112.052 | 35.3332 | 46.4336 | 43.0931 | 25.989 | 0 | 2.3394 | 28.8 | 21.2085 | 197.8595 | 0 | 0 | 0 | 0 | 0
5107 | 213 | 1 | 8 | Friday | 18 | 0 | 126.385 | 35.5598 | 44.0987 | 51.7393 | 36.384 | 0 | 2.4374 | 30.96 | 14.2186 | 208.6444 | 0 | 0 | 0 | 0 | 0
5108 | 213 | 1 | 8 | Friday | 19 | 0 | 181.639 | 34.8635 | 48.0641 | 57.1787 | 36.384 | 0 | 3.043 | 25.2 | 6.9695 | 219.8768 | 0 | 0 | 0 | 1.2582 | 0
5109 | 213 | 1 | 8 | Friday | 20 | 0 | 188.866 | 34.4811 | 66.5982 | 60.483 | 25.989 | 0 | 3.025 | 25.2 | 2.6095 | 241.4259 | 0 | 0 | 0 | 2.8963 | 0
5110 | 213 | 1 | 8 | Friday | 21 | 0 | 145.355 | 34.1096 | 69.495 | 55.4564 | 15.593 | 0 | 2.5366 | 25.2 | 0.6048 | 231.1526 | 0 | 0 | 0 | 2.4643 | 0
5111 | 213 | 1 | 8 | Friday | 22 | 0 | 73.555 | 33.8096 | 49.7368 | 40.0199 | 10.395 | 0 | 1.9248 | 16.2 | 0 | 177.3266 | 0 | 0 | 0 | 1.9364 | 0
5112 | 213 | 1 | 8 | Friday | 23 | 0 | 26.029 | 33.7208 | 26.9226 | 24.6242 | 10.395 | 0 | 1.2055 | 16.2 | 0 | 126.2648 | 0 | 0 | 0 | 2.1661 | 0
5113 | 214 | 2 | 8 | Saturday | 0 | 0 | 5.722 | 33.7182 | 18.3332 | 19.1419 | 5.198 | 0 | 0.3198 | 15.84 | 0 | 93.7599 | 0 | 0 | 0 | 1.1683 | 0
5114 | 214 | 2 | 8 | Saturday | 1 | 0 | 3.009 | 33.7182 | 17.5283 | 18.3373 | 5.198 | 0 | 0.1785 | 12.6 | 0 | 85.7071 | 0 | 0 | 0 | 1.2259 | 0
5115 | 214 | 2 | 8 | Saturday | 2 | 0 | 0.317 | 33.7182 | 11.771 | 14.464 | 5.198 | 0 | 0.0411 | 12.6 | 0 | 72.9433 | 0 | 0 | 0 | 1.2824 | 0
5116 | 214 | 2 | 8 | Saturday | 3 | 0 | 0.078 | 33.7182 | 11.771 | 14.464 | 5.198 | 0 | 0.0299 | 12.6 | 0 | 72.6688 | 0 | 0 | 0 | 1.3385 | 0
5117 | 214 | 2 | 8 | Saturday | 4 | 0 | 0.048 | 33.7182 | 11.771 | 14.464 | 5.198 | 0 | 0.0294 | 12.6 | 0 | 72.6353 | 0 | 0 | 0 | 1.3936 | 0
5118 | 214 | 2 | 8 | Saturday | 5 | 0 | 0.007 | 33.7182 | 13.0152 | 14.464 | 5.198 | 0 | 0.0284 | 12.6 | 0.1208 | 73.834 | 0 | 0 | 0 | 1.4482 | 0
5119 | 214 | 2 | 8 | Saturday | 6 | 0 | 0 | 33.7182 | 29.2876 | 24.9086 | 25.989 | 0 | 0.1557 | 14.4 | 1.1543 | 102.4701 | 0 | 0 | 0 | 7.9949 | 0
5120 | 214 | 2 | 8 | Saturday | 7 | 0 | 0 | 33.7182 | 25.9708 | 26.405 | 36.384 | 0 | 0.2581 | 11.52 | 5.7625 | 97.8721 | 0 | 0 | 0 | 13.1684 | 0
5121 | 214 | 2 | 8 | Saturday | 8 | 0 | 11.018 | 33.9646 | 32.5569 | 37.4339 | 41.582 | 0 | 0.9559 | 16.2 | 16.3948 | 133.666 | 0 | 0 | 0 | 17.5217 | 0
5122 | 214 | 2 | 8 | Saturday | 9 | 0 | 59.652 | 34.0438 | 31.6889 | 37.9057 | 25.989 | 0 | 2.2619 | 16.2 | 29.0399 | 157.4568 | 0 | 0 | 0 | 10.5099 | 0
5123 | 214 | 2 | 8 | Saturday | 10 | 0 | 89.094 | 34.4977 | 29.3728 | 37.2508 | 10.395 | 0 | 2.4187 | 15.12 | 40.3336 | 157.4574 | 0 | 0 | 0 | 2.6117 | 0
5124 | 214 | 2 | 8 | Saturday | 11 | 0 | 108.33 | 35.3504 | 27.2977 | 35.3135 | 10.395 | 0 | 2.5731 | 21.6 | 48.8848 | 163.9478 | 0 | 0 | 0 | 0.366 | 0
5125 | 214 | 2 | 8 | Saturday | 12 | 0 | 122.264 | 35.7439 | 24.646 | 34.2247 | 15.593 | 0 | 2.5824 | 23.4 | 54.0565 | 164.9548 | 0 | 0 | 0 | 0 | 0
5126 | 214 | 2 | 8 | Saturday | 13 | 0 | 154.082 | 35.2991 | 23.8315 | 33.0722 | 15.593 | 0 | 2.8285 | 23.4 | 55.8754 | 167.8418 | 0 | 0 | 0 | 0 | 0
5127 | 214 | 2 | 8 | Saturday | 14 | 0 | 163.086 | 34.765 | 22.6889 | 33.0722 | 5.198 | 0 | 2.8618 | 23.4 | 54.2286 | 167.7376 | 0 | 0 | 0 | 0 | 0
5128 | 214 | 2 | 8 | Saturday | 15 | 0 | 172.597 | 34.4955 | 23.482 | 33.0722 | 5.198 | 0 | 2.8039 | 23.4 | 48.9172 | 169.8972 | 0 | 0 | 0 | 0 | 0
5129 | 214 | 2 | 8 | Saturday | 16 | 0 | 177.91 | 34.3667 | 24.3973 | 33.0722 | 20.791 | 0 | 2.8811 | 23.4 | 40.2115 | 171.842 | 0 | 0 | 0 | 0 | 0
5130 | 214 | 2 | 8 | Saturday | 17 | 0 | 182.204 | 34.3701 | 22.3868 | 32.9581 | 25.989 | 0 | 2.8732 | 27 | 29.4643 | 173.9901 | 0 | 0 | 0 | 0 | 0
5131 | 214 | 2 | 8 | Saturday | 18 | 0 | 207.6 | 34.7699 | 34.487 | 46.5147 | 36.384 | 0 | 3.1143 | 28.8 | 17.3454 | 206.225 | 0 | 0 | 0 | 0 | 0
5132 | 214 | 2 | 8 | Saturday | 19 | 0 | 222.292 | 34.9567 | 42.4684 | 50.3878 | 36.384 | 0 | 3.2558 | 28.8 | 6.8583 | 220.8913 | 0 | 0 | 0 | 0 | 0
5133 | 214 | 2 | 8 | Saturday | 20 | 0 | 222.496 | 35.0196 | 54.9002 | 50.3878 | 25.989 | 0 | 3.2482 | 27 | 2.3854 | 230.9279 | 0 | 0 | 0 | 0 | 0
5134 | 214 | 2 | 8 | Saturday | 21 | 0 | 212.022 | 34.8814 | 61.3343 | 50.3878 | 15.593 | 0 | 3.1638 | 27 | 0.5763 | 233.7667 | 0 | 0 | 0 | 0 | 0
5135 | 214 | 2 | 8 | Saturday | 22 | 0 | 162.954 | 34.0928 | 49.2003 | 40.077 | 10.395 | 0 | 2.7497 | 19.8 | 0 | 193.774 | 0 | 0 | 0 | 0 | 0
5136 | 214 | 2 | 8 | Saturday | 23 | 0 | 127.679 | 33.7291 | 28.1779 | 24.6242 | 10.395 | 0 | 2.4731 | 19.8 | 0 | 151.4419 | 0 | 0 | 0 | 0 | 0
5137 | 215 | 3 | 8 | Sunday | 0 | 0 | 121.144 | 33.7185 | 24.1043 | 23.0149 | 5.198 | 0 | 2.3998 | 19.8 | 0 | 145.1281 | 0 | 0 | 0 | 0 | 0
5138 | 215 | 3 | 8 | Sunday | 1 | 0 | 116.787 | 33.7182 | 23.3102 | 22.2101 | 5.198 | 0 | 2.3766 | 19.8 | 0 | 142.7706 | 0 | 0 | 0 | 0 | 0
5139 | 215 | 3 | 8 | Sunday | 2 | 0 | 96.099 | 33.7182 | 17.5379 | 18.3373 | 5.198 | 0 | 2.1669 | 15.48 | 0 | 125.8477 | 0 | 0 | 0 | 0 | 0
5140 | 215 | 3 | 8 | Sunday | 3 | 0 | 64.684 | 33.7182 | 17.5379 | 18.3373 | 5.198 | 0 | 1.8824 | 15.48 | 0 | 122.2008 | 0 | 0 | 0 | 0 | 0
5141 | 215 | 3 | 8 | Sunday | 4 | 0 | 40.078 | 33.7182 | 17.5379 | 18.3373 | 5.198 | 0 | 1.7262 | 15.48 | 0 | 120.9884 | 0 | 0 | 0 | 0 | 0
5142 | 215 | 3 | 8 | Sunday | 5 | 0 | 23.021 | 33.7182 | 18.7817 | 18.3373 | 5.198 | 0 | 1.2043 | 15.48 | 0.1195 | 112.4131 | 0 | 0 | 0 | 0 | 0
5143 | 215 | 3 | 8 | Sunday | 6 | 0 | 15.434 | 33.7182 | 26.1914 | 24.6242 | 25.989 | 0 | 0.8393 | 18.72 | 1.1383 | 121.6758 | 0 | 0 | 0 | 0 | 0
5144 | 215 | 3 | 8 | Sunday | 7 | 0 | 43.487 | 33.7302 | 26.7473 | 29.9942 | 36.384 | 0 | 1.6496 | 18.72 | 5.4895 | 142.628 | 0 | 0 | 0 | 0 | 0
5145 | 215 | 3 | 8 | Sunday | 8 | 0 | 91.995 | 34.5187 | 24.5044 | 33.2132 | 41.582 | 0 | 2.1934 | 23.4 | 14.1938 | 155.9908 | 0 | 0 | 0 | 0 | 0
5146 | 215 | 3 | 8 | Sunday | 9 | 0 | 97.093 | 34.4919 | 19.9921 | 29.3396 | 25.989 | 0 | 2.3231 | 23.4 | 22.8947 | 148.256 | 0 | 0 | 0 | 0 | 0
5147 | 215 | 3 | 8 | Sunday | 10 | 0 | 92.726 | 34.5757 | 20.6567 | 32.5586 | 10.395 | 0 | 2.1703 | 19.08 | 27.9717 | 147.0644 | 0 | 0 | 0 | 0 | 0
5148 | 215 | 3 | 8 | Sunday | 11 | 0 | 90.569 | 34.6076 | 19.8666 | 32.5586 | 10.395 | 0 | 2.1012 | 21.6 | 25.4572 | 148.5259 | 0 | 0 | 0 | 0 | 0
5149 | 215 | 3 | 8 | Sunday | 12 | 0 | 78.506 | 34.3305 | 19.1847 | 33.0367 | 15.593 | 0 | 2.0371 | 19.08 | 34.539 | 144.0146 | 0 | 0 | 0 | 0 | 0
5150 | 215 | 3 | 8 | Sunday | 13 | 0 | 91.159 | 34.3121 | 16.7198 | 29.1634 | 15.593 | 0 | 2.225 | 18.36 | 44.9928 | 138.7028 | 0 | 0 | 0 | 0 | 0
5151 | 215 | 3 | 8 | Sunday | 14 | 0 | 124.473 | 34.4746 | 17.0089 | 29.1634 | 5.198 | 0 | 2.5363 | 18 | 42.6612 | 143.4503 | 0 | 0 | 0 | 0 | 0
5152 | 215 | 3 | 8 | Sunday | 15 | 0 | 139.802 | 34.1332 | 17.6231 | 29.1634 | 5.198 | 0 | 2.6014 | 15.84 | 35.9927 | 143.7105 | 0 | 0 | 0 | 0 | 0
5153 | 215 | 3 | 8 | Sunday | 16 | 0 | 142.042 | 34.0049 | 17.3315 | 27.5539 | 20.791 | 0 | 2.5779 | 23.04 | 25.0065 | 149.3851 | 0 | 0 | 0 | 0 | 0
5154 | 215 | 3 | 8 | Sunday | 17 | 0 | 135.285 | 33.9422 | 16.6904 | 26.399 | 25.989 | 0 | 2.4952 | 22.32 | 18.5298 | 145.4259 | 0 | 0 | 0 | 0 | 0
5155 | 215 | 3 | 8 | Sunday | 18 | 0 | 48.266 | 33.8652 | 27.1698 | 38.0184 | 36.384 | 0 | 1.5954 | 23.4 | 12.8064 | 155.1951 | 0 | 0 | 0 | 0 | 0
5156 | 215 | 3 | 8 | Sunday | 19 | 0 | 19.895 | 33.8292 | 38.2574 | 45.7644 | 36.384 | 0 | 1.0922 | 22.68 | 6.1922 | 163.9004 | 0 | 0 | 0 | 0 | 0
5157 | 215 | 3 | 8 | Sunday | 20 | 0 | 18.949 | 33.8196 | 53.9492 | 49.6381 | 25.989 | 0 | 1.0271 | 22.68 | 2.6191 | 182.1544 | 0 | 0 | 0 | 0 | 0
5158 | 215 | 3 | 8 | Sunday | 21 | 0 | 11.93 | 33.7225 | 48.5011 | 41.8913 | 15.593 | 0 | 0.6289 | 22.68 | 0.5854 | 160.4458 | 0 | 0 | 0 | 0 | 0
5159 | 215 | 3 | 8 | Sunday | 22 | 0 | 5.294 | 33.7182 | 40.3665 | 35.5897 | 10.395 | 0 | 0.2744 | 14.4 | 0 | 130.0747 | 0 | 0 | 0 | 0 | 0
5160 | 215 | 3 | 8 | Sunday | 23 | 0 | 0.939 | 33.7182 | 25.6748 | 24.6242 | 10.395 | 0 | 0.1693 | 14.4 | 0 | 99.6023 | 0 | 0 | 0 | 0 | 0
5161 | 216 | 4 | 8 | Monday | 0 | 0 | 0.031 | 33.7182 | 17.5343 | 18.3373 | 5.198 | 0 | 0.2911 | 14.4 | 0 | 84.3145 | 0 | 0 | 0 | 0 | 0
5162 | 216 | 4 | 8 | Monday | 1 | 0 | 0 | 33.7182 | 14.6472 | 16.4006 | 5.198 | 0 | 0.2895 | 11.88 | 0 | 76.9356 | 0 | 0 | 0 | 0 | 0
5163 | 216 | 4 | 8 | Monday | 2 | 0 | 0 | 33.7182 | 11.7686 | 14.464 | 5.198 | 0 | 0.274 | 11.88 | 0 | 72.1048 | 0 | 0 | 0 | 0 | 0
5164 | 216 | 4 | 8 | Monday | 3 | 0 | 0 | 33.7182 | 11.7686 | 14.464 | 5.198 | 0 | 0.3672 | 11.88 | 0 | 72.1981 | 0 | 0 | 0 | 0 | 0
5165 | 216 | 4 | 8 | Monday | 4 | 0 | 0 | 33.7182 | 13.0128 | 14.464 | 5.198 | 0 | 0.445 | 11.88 | 0 | 73.52 | 0 | 0 | 0 | 0 | 0
5166 | 216 | 4 | 8 | Monday | 5 | 0 | 0 | 33.7182 | 22.6634 | 20.5805 | 5.198 | 0 | 0.5072 | 11.88 | 0.1233 | 89.3493 | 0 | 0 | 0 | 0 | 0
5167 | 216 | 4 | 8 | Monday | 6 | 0 | 0 | 33.7182 | 43.4224 | 35.484 | 25.989 | 0 | 0.0665 | 15.12 | 1.1547 | 127.8111 | 0 | 0 | 0 | 3.1038 | 0
5168 | 216 | 4 | 8 | Monday | 7 | 0 | 0 | 33.7384 | 54.5356 | 46.6998 | 36.384 | 0 | 0.1434 | 15.12 | 5.2431 | 150.2373 | 0 | 0 | 0 | 6.8825 | 0
5169 | 216 | 4 | 8 | Monday | 8 | 0 | 0.119 | 33.7286 | 58.8411 | 52.1343 | 41.582 | 0 | 0.2319 | 18.72 | 13.9224 | 163.7846 | 0 | 0 | 0 | 11.0903 | 0
5170 | 216 | 4 | 8 | Monday | 9 | 0 | 7.059 | 33.9822 | 57.519 | 52.8606 | 25.989 | 0 | 0.5619 | 18.72 | 23.816 | 171.3613 | 0 | 0 | 0 | 8.0537 | 0
5171 | 216 | 4 | 8 | Monday | 10 | 0 | 21.342 | 34.0782 | 54.2954 | 51.878 | 10.395 | 0 | 1.2985 | 14.4 | 32.6453 | 180.0627 | 0 | 0 | 0 | 2.5296 | 0
5172 | 216 | 4 | 8 | Monday | 11 | 0 | 35.799 | 34.0888 | 53.1484 | 51.878 | 10.395 | 0 | 1.8361 | 18.36 | 37.3744 | 193.2013 | 0 | 0 | 0 | 1.1081 | 0
5173 | 216 | 4 | 8 | Monday | 12 | 0 | 57.645 | 34.2298 | 50.8964 | 51.1854 | 15.593 | 0 | 2.0489 | 18.36 | 38.6791 | 191.3233 | 0 | 0 | 0 | 0 | 0
5174 | 216 | 4 | 8 | Monday | 13 | 0 | 57.213 | 34.3871 | 51.7904 | 51.878 | 15.593 | 0 | 1.9325 | 18.36 | 39.8666 | 192.8612 | 0 | 0 | 0 | 0 | 0
5175 | 216 | 4 | 8 | Monday | 14 | 0 | 71.806 | 34.7997 | 52.0987 | 51.878 | 5.198 | 0 | 2.0626 | 18.36 | 37.8834 | 195.37 | 0 | 0 | 0 | 0 | 0
5176 | 216 | 4 | 8 | Monday | 15 | 0 | 102.016 | 35.7366 | 52.8267 | 51.878 | 5.198 | 0 | 2.3378 | 18.36 | 34.4633 | 200.5938 | 0 | 0 | 0 | 0 | 0
5177 | 216 | 4 | 8 | Monday | 16 | 0 | 120.981 | 35.3987 | 53.6755 | 50.7246 | 20.791 | 0 | 2.4356 | 22.68 | 31.2175 | 206.5394 | 0 | 0 | 0 | 0 | 0
5178 | 216 | 4 | 8 | Monday | 17 | 0 | 137.875 | 34.8266 | 46.4547 | 43.0931 | 25.989 | 0 | 2.5459 | 28.8 | 23.2246 | 199.3389 | 0 | 0 | 0 | 0 | 0
5179 | 216 | 4 | 8 | Monday | 18 | 0 | 166.982 | 34.4077 | 44.2513 | 51.7393 | 36.384 | 0 | 2.8009 | 30.96 | 13.1241 | 211.392 | 0 | 0 | 0 | 0 | 0
5180 | 216 | 4 | 8 | Monday | 19 | 0 | 170.829 | 34.4191 | 48.9019 | 57.1787 | 36.384 | 0 | 2.7259 | 25.2 | 5.5171 | 215.8663 | 0 | 0 | 0 | 0 | 0
5181 | 216 | 4 | 8 | Monday | 20 | 0 | 107.403 | 34.1498 | 68.1807 | 60.483 | 25.989 | 0 | 2.0667 | 25.2 | 2.3527 | 229.3814 | 0 | 0 | 0 | 0 | 0
5182 | 216 | 4 | 8 | Monday | 21 | 0 | 35.954 | 33.884 | 69.495 | 55.4564 | 15.593 | 0 | 1.6769 | 25.2 | 0.5583 | 215.3255 | 0 | 0 | 0 | 0 | 0
5183 | 216 | 4 | 8 | Monday | 22 | 0 | 7.845 | 33.7209 | 49.7368 | 40.0199 | 10.395 | 0 | 0.8515 | 16.2 | 0 | 149.0133 | 0 | 0 | 0 | 0 | 0
5184 | 216 | 4 | 8 | Monday | 23 | 0 | 1.068 | 33.7182 | 26.9226 | 24.6242 | 10.395 | 0 | 0.6393 | 16.2 | 0 | 103.2594 | 0 | 0 | 0 | 0.0579 | 0
5185 | 217 | 5 | 8 | Tuesday | 0 | 0 | 0.025 | 33.7182 | 17.5343 | 18.3373 | 5.198 | 0 | 0.5239 | 14.4 | 0 | 84.5403 | 0 | 0 | 0 | 0 | 0
5186 | 217 | 5 | 8 | Tuesday | 1 | 0 | 0 | 33.7182 | 14.6472 | 16.4006 | 5.198 | 0 | 0.5538 | 11.88 | 0 | 77.1999 | 0 | 0 | 0 | 0 | 0
5187 | 217 | 5 | 8 | Tuesday | 2 | 0 | 0 | 33.7182 | 11.7686 | 14.464 | 5.198 | 0 | 0.6315 | 11.88 | 0 | 72.4624 | 0 | 0 | 0 | 0 | 0
5188 | 217 | 5 | 8 | Tuesday | 3 | 0 | 0 | 33.7182 | 11.7686 | 14.464 | 5.198 | 0 | 0.6471 | 11.88 | 0 | 72.478 | 0 | 0 | 0 | 0 | 0
5189 | 217 | 5 | 8 | Tuesday | 4 | 0 | 0 | 33.7182 | 13.0128 | 14.464 | 5.198 | 0 | 0.1614 | 11.88 | 0 | 73.2364 | 0 | 0 | 0 | 0.5035 | 0
5190 | 217 | 5 | 8 | Tuesday | 5 | 0 | 0 | 33.7182 | 22.6634 | 20.5805 | 5.198 | 0 | 0.0151 | 11.88 | 0 | 88.8573 | 0 | 0 | 0 | 0.741 | 0
5191 | 217 | 5 | 8 | Tuesday | 6 | 0 | 0 | 33.7182 | 43.9897 | 35.484 | 25.989 | 0 | 0.0935 | 15.12 | 0.4515 | 128.4054 | 0 | 0 | 0 | 4.588 | 0
5192 | 217 | 5 | 8 | Tuesday | 7 | 0 | 0 | 33.7182 | 53.1191 | 46.6998 | 36.384 | 0 | 0.1772 | 15.12 | 5.2453 | 148.8343 | 0 | 0 | 0 | 8.7349 | 0
5193 | 217 | 5 | 8 | Tuesday | 8 | 0 | 0.17 | 33.7603 | 56.2654 | 52.1343 | 41.582 | 0 | 0.2715 | 18.72 | 14.8238 | 161.3372 | 0 | 0 | 0 | 13.013 | 0
5194 | 217 | 5 | 8 | Tuesday | 9 | 0 | 11.41 | 34.0012 | 56.3981 | 52.8606 | 25.989 | 0 | 0.8311 | 18.72 | 27.4085 | 175.5184 | 0 | 0 | 0 | 8.6783 | 0
5195 | 217 | 5 | 8 | Tuesday | 10 | 0 | 37.923 | 34.0761 | 53.8348 | 51.878 | 10.395 | 0 | 1.7826 | 14.4 | 39.8201 | 187.8048 | 0 | 0 | 0 | 2.254 | 0
5196 | 217 | 5 | 8 | Tuesday | 11 | 0 | 81.777 | 34.3901 | 52.9491 | 51.878 | 10.395 | 0 | 2.3671 | 18.36 | 49.117 | 197.0215 | 0 | 0 | 0 | 0.2769 | 0
5197 | 217 | 5 | 8 | Tuesday | 12 | 0 | 105.989 | 35.5311 | 51.1762 | 51.1854 | 15.593 | 0 | 2.5089 | 18.36 | 54.6596 | 198.8748 | 0 | 0 | 0 | 0 | 0
5198 | 217 | 5 | 8 | Tuesday | 13 | 0 | 111.104 | 35.8525 | 51.8087 | 51.878 | 15.593 | 0 | 2.5114 | 18.36 | 56.2698 | 201.3228 | 0 | 0 | 0 | 0 | 0
5199 | 217 | 5 | 8 | Tuesday | 14 | 0 | 117.221 | 35.6807 | 51.8542 | 51.878 | 5.198 | 0 | 2.5025 | 18.36 | 53.1825 | 202.1362 | 0 | 0 | 0 | 0 | 0
5200 | 217 | 5 | 8 | Tuesday | 15 | 0 | 153.551 | 34.8186 | 52.5749 | 51.878 | 5.198 | 0 | 2.7151 | 18.36 | 43.771 | 207.2045 | 0 | 0 | 0 | 0 | 0
5201 | 217 | 5 | 8 | Tuesday | 16 | 0 | 176.868 | 34.4167 | 53.214 | 50.7246 | 20.791 | 0 | 2.8566 | 22.68 | 31.5311 | 214.4415 | 0 | 0 | 0 | 0 | 0
5202 | 217 | 5 | 8 | Tuesday | 17 | 0 | 176.684 | 34.3274 | 45.8946 | 43.0931 | 25.989 | 0 | 2.8535 | 28.8 | 23.456 | 205.7774 | 0 | 0 | 0 | 0 | 0
5203 | 217 | 5 | 8 | Tuesday | 18 | 0 | 190.101 | 34.5319 | 43.259 | 51.7393 | 36.384 | 0 | 2.9862 | 30.96 | 15.2334 | 215.9044 | 0 | 0 | 0 | 0 | 0
5204 | 217 | 5 | 8 | Tuesday | 19 | 0 | 199.435 | 34.7465 | 46.1477 | 57.1787 | 36.384 | 0 | 3.0813 | 25.2 | 7.4888 | 219.4905 | 0 | 0 | 0 | 0 | 0
5205 | 217 | 5 | 8 | Tuesday | 20 | 0 | 208.244 | 34.9533 | 65.5345 | 60.483 | 25.989 | 0 | 3.1628 | 25.2 | 3.2501 | 243.0648 | 0 | 0 | 0 | 0 | 0
5206 | 217 | 5 | 8 | Tuesday | 21 | 0 | 195.672 | 34.7601 | 69.495 | 55.4564 | 15.593 | 0 | 3.0603 | 25.2 | 0.6592 | 239.2947 | 0 | 0 | 0 | 0 | 0
5207 | 217 | 5 | 8 | Tuesday | 22 | 0 | 149.212 | 34.1125 | 49.7368 | 40.0199 | 10.395 | 0 | 2.4739 | 16.2 | 0 | 187.3006 | 0 | 0 | 0 | 0 | 0
5208 | 217 | 5 | 8 | Tuesday | 23 | 0 | 84.028 | 33.7305 | 26.9226 | 24.6242 | 10.395 | 0 | 1.9647 | 16.2 | 0 | 140.4082 | 0 | 0 | 0 | 0 | 0
5209 | 218 | 6 | 8 | Wednesday | 0 | 0 | 47.29 | 33.7182 | 17.5343 | 18.3373 | 5.198 | 0 | 1.7593 | 14.4 | 0 | 119.9379 | 0 | 0 | 0 | 0 | 0
5210 | 218 | 6 | 8 | Wednesday | 1 | 0 | 43.134 | 33.7182 | 14.6472 | 16.4006 | 5.198 | 0 | 1.7399 | 11.88 | 0 | 112.5749 | 0 | 0 | 0 | 0 | 0
5211 | 218 | 6 | 8 | Wednesday | 2 | 0 | 21.167 | 33.7182 | 11.7686 | 14.464 | 5.198 | 0 | 1.0992 | 11.88 | 0 | 95.7055 | 0 | 0 | 0 | 0 | 0
5212 | 218 | 6 | 8 | Wednesday | 3 | 0 | 7.066 | 33.7182 | 11.7686 | 14.464 | 5.198 | 0 | 0.3726 | 11.88 | 0 | 80.2527 | 0 | 0 | 0 | 0 | 0
5213 | 218 | 6 | 8 | Wednesday | 4 | 0 | 5.679 | 33.7182 | 13.0128 | 14.464 | 5.198 | 0 | 0.2984 | 11.88 | 0 | 79.8423 | 0 | 0 | 0 | 0 | 0
5214 | 218 | 6 | 8 | Wednesday | 5 | 0 | 6.289 | 33.7182 | 22.6634 | 20.5805 | 5.198 | 0 | 0.331 | 11.88 | 0 | 96.3368 | 0 | 0 | 0 | 0 | 0
5215 | 218 | 6 | 8 | Wednesday | 6 | 0 | 8.759 | 33.7182 | 43.9324 | 35.484 | 25.989 | 0 | 0.4701 | 15.12 | 0.4099 | 138.6182 | 0 | 0 | 0 | 0 | 0
5216 | 218 | 6 | 8 | Wednesday | 7 | 0 | 15.385 | 33.7208 | 53.4511 | 46.6998 | 36.384 | 0 | 0.8506 | 15.12 | 4.8943 | 167.3906 | 0 | 0 | 0 | 0 | 0
5217 | 218 | 6 | 8 | Wednesday | 8 | 0 | 51.455 | 34.3196 | 57.6949 | 52.1343 | 41.582 | 0 | 1.9242 | 18.72 | 14.7009 | 199.3327 | 0 | 0 | 0 | 0.0157 | 0
5218 | 218 | 6 | 8 | Wednesday | 9 | 0 | 57.202 | 34.8482 | 56.6743 | 52.8606 | 25.989 | 0 | 1.9161 | 18.72 | 27.7307 | 199.7262 | 0 | 0 | 0 | 0.8416 | 0
5219 | 218 | 6 | 8 | Wednesday | 10 | 0 | 43.977 | 34.0129 | 53.8962 | 51.878 | 10.395 | 0 | 1.9275 | 14.4 | 39.3665 | 190.3034 | 0 | 0 | 0 | 0 | 0
5220 | 218 | 6 | 8 | Wednesday | 11 | 0 | 48.366 | 34.0599 | 52.8956 | 51.878 | 10.395 | 0 | 1.8924 | 18.36 | 47.0516 | 193.2748 | 0 | 0 | 0 | 0 | 0
5221 | 218 | 6 | 8 | Wednesday | 12 | 0 | 51.643 | 34.1079 | 50.8474 | 51.1854 | 15.593 | 0 | 1.9034 | 18.36 | 48.8557 | 190.593 | 0 | 0 | 0 | 0 | 0
5222 | 218 | 6 | 8 | Wednesday | 13 | 0 | 50.657 | 34.1034 | 51.6606 | 51.878 | 15.593 | 0 | 1.8733 | 18.36 | 47.3134 | 192.0642 | 0 | 0 | 0 | 0 | 0
5223 | 218 | 6 | 8 | Wednesday | 14 | 0 | 61.644 | 34.3866 | 51.8734 | 51.878 | 5.198 | 0 | 1.9224 | 18.36 | 44.071 | 193.2734 | 0 | 0 | 0 | 0 | 0
5224 | 218 | 6 | 8 | Wednesday | 15 | 0 | 104.539 | 35.5907 | 52.5912 | 51.878 | 5.198 | 0 | 2.2409 | 18.36 | 35.7867 | 200.2615 | 0 | 0 | 0 | 0 | 0
5225 | 218 | 6 | 8 | Wednesday | 16 | 0 | 93.839 | 34.5075 | 53.5201 | 50.7246 | 20.791 | 0 | 2.0599 | 22.68 | 27.8238 | 202.1173 | 0 | 0 | 0 | 0 | 0
5226 | 218 | 6 | 8 | Wednesday | 17 | 0 | 31.411 | 34.0037 | 46.3187 | 43.0931 | 25.989 | 0 | 1.6609 | 28.8 | 21.387 | 187.2204 | 0 | 0 | 0 | 0 | 0
5227 | 218 | 6 | 8 | Wednesday | 18 | 0 | 31.805 | 34.0002 | 44.0241 | 51.7393 | 36.384 | 0 | 1.6734 | 30.96 | 14.2584 | 195.6289 | 0 | 0 | 0 | 0 | 0
5228 | 218 | 6 | 8 | Wednesday | 19 | 0 | 29.43 | 33.9762 | 48.9384 | 57.1787 | 36.384 | 0 | 1.614 | 25.2 | 6.8975 | 198.9924 | 0 | 0 | 0 | 0 | 0
5229 | 218 | 6 | 8 | Wednesday | 20 | 0 | 26.295 | 33.9343 | 68.0423 | 60.483 | 25.989 | 0 | 1.4407 | 25.2 | 2.6947 | 217.7968 | 0 | 0 | 0 | 0 | 0
5230 | 218 | 6 | 8 | Wednesday | 21 | 0 | 17.945 | 33.7974 | 69.495 | 55.4564 | 15.593 | 0 | 0.9561 | 25.2 | 0.5715 | 204.3141 | 0 | 0 | 0 | 0 | 0
5231 | 218 | 6 | 8 | Wednesday | 22 | 0 | 6.945 | 33.7199 | 49.7368 | 40.0199 | 10.395 | 0 | 0.3606 | 16.2 | 0 | 147.5484 | 0 | 0 | 0 | 0 | 0
5232 | 218 | 6 | 8 | Wednesday | 23 | 0 | 1.371 | 33.7182 | 26.9226 | 24.6242 | 10.395 | 0 | 0.0729 | 16.2 | 0 | 103.02 | 0 | 0 | 0 | 0 | 0
5233 | 219 | 7 | 8 | Thursday | 0 | 0 | 0.063 | 33.7182 | 17.5343 | 18.3373 | 5.198 | 0 | 0.0049 | 14.4 | 0 | 84.0633 | 0 | 0 | 0 | 0 | 0
5234 | 219 | 7 | 8 | Thursday | 1 | 0 | 0 | 33.7182 | 14.6472 | 16.4006 | 5.198 | 0 | 0.0017 | 11.88 | 0 | 76.6478 | 0 | 0 | 0 | 0 | 0
5235 | 219 | 7 | 8 | Thursday | 2 | 0 | 0 | 33.7182 | 11.7686 | 14.464 | 5.198 | 0 | 0.0017 | 11.88 | 0 | 71.8326 | 0 | 0 | 0 | 0 | 0
5236 | 219 | 7 | 8 | Thursday | 3 | 0 | 0 | 33.7182 | 11.7686 | 14.464 | 5.198 | 0 | 0.0017 | 11.88 | 0 | 71.8326 | 0 | 0 | 0 | 0 | 0
5237 | 219 | 7 | 8 | Thursday | 4 | 0 | 0 | 33.7182 | 13.0128 | 14.464 | 5.198 | 0 | 0.0017 | 11.88 | 0 | 73.0768 | 0 | 0 | 0 | 0 | 0
5238 | 219 | 7 | 8 | Thursday | 5 | 0 | 0 | 33.7182 | 22.6634 | 20.5805 | 5.198 | 0 | 0.0017 | 11.88 | 0 | 88.8439 | 0 | 0 | 0 | 0 | 0
5239 | 219 | 7 | 8 | Thursday | 6 | 0 | 0 | 33.7182 | 43.7683 | 35.484 | 25.989 | 0 | 0.0099 | 15.12 | 0.4287 | 128.1004 | 0 | 0 | 0 | 0 | 0
5240 | 219 | 7 | 8 | Thursday | 7 | 0 | 0 | 33.728 | 52.0975 | 46.6998 | 36.384 | 0 | 0.1405 | 15.12 | 5.0437 | 147.7858 | 0 | 0 | 0 | 1.3496 | 0
5241 | 219 | 7 | 8 | Thursday | 8 | 0 | 0.125 | 33.7457 | 57.4505 | 52.1343 | 41.582 | 0 | 0.1289 | 18.72 | 14.8122 | 162.3144 | 0 | 0 | 0 | 5.4242 | 0
5242 | 219 | 7 | 8 | Thursday | 9 | 0 | 1.678 | 33.8308 | 56.4808 | 52.8606 | 25.989 | 0 | 0.2145 | 18.72 | 26.4372 | 163.9209 | 0 | 0 | 0 | 4.9095 | 0
5243 | 219 | 7 | 8 | Thursday | 10 | 0 | 12.176 | 33.9494 | 53.5859 | 51.878 | 10.395 | 0 | 0.7485 | 14.4 | 35.2259 | 167.7312 | 0 | 0 | 0 | 1.4286 | 0
5244 | 219 | 7 | 8 | Thursday | 11 | 0 | 19.699 | 34.0456 | 52.4056 | 51.878 | 10.395 | 0 | 1.2903 | 18.36 | 40.8387 | 179.4774 | 0 | 0 | 0 | 0.21 | 0
5245 | 219 | 7 | 8 | Thursday | 12 | 0 | 29.496 | 34.0757 | 50.4275 | 51.1854 | 15.593 | 0 | 1.7376 | 18.36 | 47.8526 | 187.8561 | 0 | 0 | 0 | 0 | 0
5246 | 219 | 7 | 8 | Thursday | 13 | 0 | 34.076 | 34.1033 | 51.5577 | 51.878 | 15.593 | 0 | 1.8318 | 18.36 | 51.7066 | 191.4403 | 0 | 0 | 0 | 0 | 0
5247 | 219 | 7 | 8 | Thursday | 14 | 0 | 33.659 | 34.0456 | 51.8797 | 51.878 | 5.198 | 0 | 1.7867 | 18.36 | 48.2385 | 191.8231 | 0 | 0 | 0 | 0 | 0
5248 | 219 | 7 | 8 | Thursday | 15 | 0 | 44.668 | 34.0327 | 52.69 | 51.878 | 5.198 | 0 | 1.8019 | 18.36 | 39.6268 | 193.0423 | 0 | 0 | 0 | 0 | 0
5249 | 219 | 7 | 8 | Thursday | 16 | 0 | 66.321 | 35.3938 | 53.7035 | 50.7246 | 20.791 | 0 | 1.9495 | 22.68 | 23.7563 | 199.7245 | 0 | 0 | 0 | 0 | 0
5250 | 219 | 7 | 8 | Thursday | 17 | 0 | 51.289 | 34.8417 | 46.757 | 43.0931 | 25.989 | 0 | 1.8097 | 28.8 | 11.0941 | 189.6856 | 0 | 0 | 0 | 0 | 0
5251 | 219 | 7 | 8 | Thursday | 18 | 0 | 36.837 | 34.0887 | 45.6664 | 51.7393 | 36.384 | 0 | 1.7118 | 30.96 | 6.0718 | 198.1983 | 0 | 0 | 0 | 0 | 0
5252 | 219 | 7 | 8 | Thursday | 19 | 0 | 31.541 | 33.9976 | 53.3043 | 57.1787 | 36.384 | 0 | 1.67 | 25.2 | 3.6408 | 204.7062 | 0 | 0 | 0 | 0 | 0
5253 | 219 | 7 | 8 | Thursday | 20 | 0 | 28.534 | 33.9718 | 73.0652 | 60.483 | 25.989 | 0 | 1.5757 | 25.2 | 1.584 | 225.8513 | 0 | 0 | 0 | 0 | 0
5254 | 219 | 7 | 8 | Thursday | 21 | 0 | 21.356 | 33.8473 | 69.495 | 55.4564 | 15.593 | 0 | 1.1548 | 25.2 | 0.2568 | 208.6564 | 0 | 0 | 0 | 0 | 0
5255 | 219 | 7 | 8 | Thursday | 22 | 0 | 10.236 | 33.7216 | 49.7368 | 40.0199 | 10.395 | 0 | 0.5367 | 16.2 | 0 | 151.3921 | 0 | 0 | 0 | 0 | 0
5256 | 219 | 7 | 8 | Thursday | 23 | 0 | 3.058 | 33.7182 | 26.9226 | 24.6242 | 10.395 | 0 | 0.1588 | 16.2 | 0 | 104.931 | 0 | 0 | 0 | 0 | 0
5257 | 220 | 8 | 8 | Friday | 0 | 0 | 0.253 | 33.7182 | 17.5343 | 18.3373 | 5.198 | 0 | 0.0654 | 14.4 | 0 | 84.3283 | 0 | 0 | 0 | 0 | 0
5258 | 220 | 8 | 8 | Friday | 1 | 0 | 0 | 33.7182 | 14.6472 | 16.4006 | 5.198 | 0 | 0.0017 | 11.88 | 0 | 76.6478 | 0 | 0 | 0 | 0 | 0
5259 | 220 | 8 | 8 | Friday | 2 | 0 | 0 | 33.7182 | 11.7686 | 14.464 | 5.198 | 0 | 0.0018 | 11.88 | 0 | 71.8327 | 0 | 0 | 0 | 0 | 0
5260 | 220 | 8 | 8 | Friday | 3 | 0 | 0 | 33.7182 | 11.7686 | 14.464 | 5.198 | 0 | 0.0018 | 11.88 | 0 | 71.8327 | 0 | 0 | 0 | 0 | 0
5261 | 220 | 8 | 8 | Friday | 4 | 0 | 0 | 33.7182 | 13.0128 | 14.464 | 5.198 | 0 | 0.0018 | 11.88 | 0 | 73.0768 | 0 | 0 | 0 | 0 | 0
5262 | 220 | 8 | 8 | Friday | 5 | 0 | 0 | 33.7182 | 22.6634 | 20.5805 | 5.198 | 0 | 0.0016 | 11.88 | 0 | 88.8438 | 0 | 0 | 0 | 0 | 0
5263 | 220 | 8 | 8 | Friday | 6 | 0 | 0 | 33.7182 | 44.2813 | 35.484 | 25.989 | 0 | 0.2449 | 15.12 | 0.1291 | 128.8484 | 0 | 0 | 0 | 0.0414 | 0
5264 | 220 | 8 | 8 | Friday | 7 | 0 | 0 | 33.7182 | 61.028 | 46.6998 | 36.384 | 0 | 0.0694 | 15.12 | 1.1996 | 156.6355 | 0 | 0 | 0 | 2.8213 | 0
5265 | 220 | 8 | 8 | Friday | 8 | 0 | 0.332 | 33.7777 | 66.3056 | 52.1343 | 41.582 | 0 | 0.1658 | 18.72 | 3.5466 | 171.4624 | 0 | 0 | 0 | 6.8782 | 0
5266 | 220 | 8 | 8 | Friday | 9 | 0 | 2.873 | 33.9374 | 62.409 | 52.8606 | 25.989 | 0 | 0.2687 | 18.72 | 7.0193 | 171.3027 | 0 | 0 | 0 | 6.1182 | 0
5267 | 220 | 8 | 8 | Friday | 10 | 0 | 11.108 | 33.9305 | 57.1351 | 51.878 | 10.395 | 0 | 0.637 | 14.4 | 9.8903 | 169.995 | 0 | 0 | 0 | 2.819 | 0
5268 | 220 | 8 | 8 | Friday | 11 | 0 | 15.686 | 33.9613 | 55.354 | 51.878 | 10.395 | 0 | 0.8843 | 18.36 | 13.5252 | 177.4036 | 0 | 0 | 0 | 3.0276 | 0
5269 | 220 | 8 | 8 | Friday | 12 | 0 | 18.796 | 34.028 | 51.5191 | 51.1854 | 15.593 | 0 | 1.1136 | 18.36 | 22.8434 | 176.536 | 0 | 0 | 0 | 4.7259 | 0
5270 | 220 | 8 | 8 | Friday | 13 | 0 | 19.224 | 34.0476 | 52.1964 | 51.878 | 15.593 | 0 | 1.1653 | 18.36 | 30.7582 | 178.4396 | 0 | 0 | 0 | 4.0122 | 0
5271 | 220 | 8 | 8 | Friday | 14 | 0 | 16.675 | 34.0114 | 52.6416 | 51.878 | 5.198 | 0 | 0.9494 | 18.36 | 28.7966 | 175.8755 | 0 | 0 | 0 | 0.9401 | 0
5272 | 220 | 8 | 8 | Friday | 15 | 0 | 14.592 | 33.9404 | 53.5418 | 51.878 | 5.198 | 0 | 0.7911 | 18.36 | 22.0807 | 174.2931 | 0 | 0 | 0 | 0.7605 | 0
5273 | 220 | 8 | 8 | Friday | 16 | 0 | 14.762 | 33.9419 | 54.148 | 50.7246 | 20.791 | 0 | 0.8474 | 22.68 | 18.0836 | 178.3074 | 0 | 0 | 0 | 3.5669 | 0
5274 | 220 | 8 | 8 | Friday | 17 | 0 | 17.958 | 34.0279 | 46.522 | 43.0931 | 25.989 | 0 | 1.066 | 28.8 | 18.981 | 172.9319 | 0 | 0 | 0 | 5.713 | 0
5275 | 220 | 8 | 8 | Friday | 18 | 0 | 20.425 | 34.0281 | 44.2601 | 51.7393 | 36.384 | 0 | 1.2936 | 30.96 | 14.4284 | 184.3733 | 0 | 0 | 0 | 10.1905 | 0
5276 | 220 | 8 | 8 | Friday | 19 | 0 | 19.946 | 33.984 | 48.9356 | 57.1787 | 36.384 | 0 | 1.3096 | 25.2 | 6.539 | 188.1818 | 0 | 0 | 0 | 12.5683 | 0
5277 | 220 | 8 | 8 | Friday | 20 | 0 | 20.341 | 33.931 | 68.9061 | 60.483 | 25.989 | 0 | 1.2798 | 25.2 | 2.7874 | 211.7172 | 0 | 0 | 0 | 10.3297 | 0
5278 | 220 | 8 | 8 | Friday | 21 | 0 | 13.835 | 33.8499 | 69.495 | 55.4564 | 15.593 | 0 | 0.852 | 25.2 | 0.5679 | 199.8159 | 0 | 0 | 0 | 6.7097 | 0
5279 | 220 | 8 | 8 | Friday | 22 | 0 | 4.858 | 33.7292 | 49.7368 | 40.0199 | 10.395 | 0 | 0.3371 | 16.2 | 0 | 145.2769 | 0 | 0 | 0 | 4.68 | 0
5280 | 220 | 8 | 8 | Friday | 23 | 0 | 0.657 | 33.7182 | 26.9226 | 24.6242 | 10.395 | 0 | 0.1247 | 16.2 | 0 | 102.3007 | 0 | 0 | 0 | 4.8422 | 0
5281 | 221 | 9 | 8 | Saturday | 0 | 0 | 0.115 | 33.7182 | 18.3332 | 19.1419 | 5.198 | 0 | 0.0526 | 15.84 | 0 | 87.2108 | 0 | 0 | 0 | 2.4809 | 0
5282 | 221 | 9 | 8 | Saturday | 1 | 0 | 0.006 | 33.7182 | 17.5283 | 18.3373 | 5.198 | 0 | 0.0988 | 12.6 | 0 | 82.2886 | 0 | 0 | 0 | 2.5216 | 0
5283 | 221 | 9 | 8 | Saturday | 2 | 0 | 0 | 33.7182 | 11.771 | 14.464 | 5.198 | 0 | 0.0483 | 12.6 | 0 | 72.6016 | 0 | 0 | 0 | 2.5616 | 0
5284 | 221 | 9 | 8 | Saturday | 3 | 0 | 0 | 33.7182 | 11.771 | 14.464 | 5.198 | 0 | 0.049 | 12.6 | 0 | 72.6023 | 0 | 0 | 0 | 2.601 | 0
5285 | 221 | 9 | 8 | Saturday | 4 | 0 | 0 | 33.7182 | 11.771 | 14.464 | 5.198 | 0 | 0.0497 | 12.6 | 0 | 72.603 | 0 | 0 | 0 | 2.6397 | 0
5286 | 221 | 9 | 8 | Saturday | 5 | 0 | 0 | 33.7182 | 13.0152 | 14.464 | 5.198 | 0 | 0.0504 | 12.6 | 0 | 73.8479 | 0 | 0 | 0 | 2.6782 | 0
5287 | 221 | 9 | 8 | Saturday | 6 | 0 | 0 | 33.7182 | 30.1995 | 24.9086 | 25.989 | 0 | 0.2638 | 14.4 | 0.3848 | 103.49 | 0 | 0 | 0 | 13.9228 | 0
5288 | 221 | 9 | 8 | Saturday | 7 | 0 | 0 | 33.7182 | 29.7259 | 26.405 | 36.384 | 0 | 0.3988 | 11.52 | 4.1481 | 101.7678 | 0 | 0 | 0 | 20.8831 | 0
5289 | 221 | 9 | 8 | Saturday | 8 | 0 | 0 | 33.7182 | 35.6524 | 37.4339 | 41.582 | 0 | 0.4941 | 16.2 | 11.7178 | 123.4987 | 0 | 0 | 0 | 25.6862 | 0
5290 | 221 | 9 | 8 | Saturday | 9 | 0 | 0 | 33.7614 | 32.8735 | 37.9057 | 25.989 | 0 | 0.3508 | 16.2 | 21.7933 | 121.0914 | 0 | 0 | 0 | 16.1549 | 0
5291 | 221 | 9 | 8 | Saturday | 10 | 0 | 3.518 | 33.9217 | 30.0505 | 37.2508 | 10.395 | 0 | 0.3694 | 15.12 | 28.9721 | 120.5176 | 0 | 0 | 0 | 5.5548 | 0
5292 | 221 | 9 | 8 | Saturday | 11 | 0 | 13.021 | 33.9376 | 27.466 | 35.3135 | 10.395 | 0 | 0.8554 | 21.6 | 31.7506 | 133.256 | 0 | 0 | 0 | 4.2095 | 0
5293 | 221 | 9 | 8 | Saturday | 12 | 0 | 16.8 | 33.9949 | 24.5578 | 34.2247 | 15.593 | 0 | 1.0497 | 23.4 | 29.0627 | 135.5619 | 0 | 0 | 0 | 4.6517 | 0
5294 | 221 | 9 | 8 | Saturday | 13 | 0 | 18.668 | 34.0492 | 24.2181 | 33.0722 | 15.593 | 0 | 1.123 | 23.4 | 27.3228 | 136.4067 | 0 | 0 | 0 | 3.6556 | 0
5295 | 221 | 9 | 8 | Saturday | 14 | 0 | 18.976 | 34.0668 | 23.0264 | 33.0722 | 5.198 | 0 | 1.0988 | 23.4 | 30.0705 | 135.7337 | 0 | 0 | 0 | 0.859 | 0
5296 | 221 | 9 | 8 | Saturday | 15 | 0 | 19.036 | 34.073 | 23.5585 | 33.0722 | 5.198 | 0 | 1.307 | 23.4 | 31.0859 | 136.5464 | 0 | 0 | 0 | 0.2433 | 0
5297 | 221 | 9 | 8 | Saturday | 16 | 0 | 19.601 | 34.0943 | 24.4106 | 33.0722 | 20.791 | 0 | 1.1158 | 23.4 | 28.2826 | 138.0577 | 0 | 0 | 0 | 0.6236 | 0
5298 | 221 | 9 | 8 | Saturday | 17 | 0 | 26.657 | 34.0511 | 22.4384 | 32.9581 | 25.989 | 0 | 1.4979 | 27 | 20.0345 | 147.8948 | 0 | 0 | 0 | 1.4625 | 0
5299 | 221 | 9 | 8 | Saturday | 18 | 0 | 27.598 | 34.0249 | 34.5451 | 46.5147 | 36.384 | 0 | 1.6338 | 28.8 | 12.0896 | 176.9234 | 0 | 0 | 0 | 4.6353 | 0
5300 | 221 | 9 | 8 | Saturday | 19 | 0 | 29.841 | 33.9931 | 41.7897 | 50.3878 | 36.384 | 0 | 1.7643 | 28.8 | 5.764 | 189.395 | 0 | 0 | 0 | 7.4666 | 0
5301 | 221 | 9 | 8 | Saturday | 20 | 0 | 21.595 | 33.8609 | 57.4335 | 50.3878 | 25.989 | 0 | 1.2993 | 27 | 2.1646 | 193.6482 | 0 | 0 | 0 | 6.9433 | 0
5302 | 221 | 9 | 8 | Saturday | 21 | 0 | 15.1 | 33.769 | 61.3343 | 50.3878 | 15.593 | 0 | 0.8856 | 27 | 0.4046 | 189.7078 | 0 | 0 | 0 | 4.7753 | 0
5303 | 221 | 9 | 8 | Saturday | 22 | 0 | 6.185 | 33.7199 | 49.2003 | 40.077 | 10.395 | 0 | 0.3833 | 19.8 | 0 | 149.8698 | 0 | 0 | 0 | 3.4299 | 0
5304 | 221 | 9 | 8 | Saturday | 23 | 0 | 1.139 | 33.7182 | 28.1779 | 24.6242 | 10.395 | 0 | 0.127 | 19.8 | 0 | 107.6793 | 0 | 0 | 0 | 3.623 | 0
5305 | 222 | 10 | 8 | Sunday | 0 | 0 | 0.033 | 33.7182 | 24.1043 | 23.0149 | 5.198 | 0 | 0.0885 | 19.8 | 0 | 100.7614 | 0 | 0 | 0 | 1.8829 | 0
5306 | 222 | 10 | 8 | Sunday | 1 | 0 | 0 | 33.7182 | 23.3102 | 22.2101 | 5.198 | 0 | 0.0368 | 19.8 | 0 | 99.0754 | 0 | 0 | 0 | 1.9312 | 0
5307 | 222 | 10 | 8 | Sunday | 2 | 0 | 0 | 33.7182 | 17.5379 | 18.3373 | 5.198 | 0 | 0.0377 | 15.48 | 0 | 85.1111 | 0 | 0 | 0 | 1.9789 | 0
5308 | 222 | 10 | 8 | Sunday | 3 | 0 | 0 | 33.7182 | 17.5379 | 18.3373 | 5.198 | 0 | 0.0385 | 15.48 | 0 | 85.1119 | 0 | 0 | 0 | 2.0257 | 0
5309 | 222 | 10 | 8 | Sunday | 4 | 0 | 0 | 33.7182 | 17.5379 | 18.3373 | 5.198 | 0 | 0.0394 | 15.48 | 0 | 85.1128 | 0 | 0 | 0 | 2.0721 | 0
5310 | 222 | 10 | 8 | Sunday | 5 | 0 | 0 | 33.7182 | 18.7817 | 18.3373 | 5.198 | 0 | 0.0402 | 15.48 | 0 | 86.3574 | 0 | 0 | 0 | 2.1175 | 0
5311 | 222 | 10 | 8 | Sunday | 6 | 0 | 0 | 33.7182 | 26.8237 | 24.6242 | 25.989 | 0 | 0.2145 | 18.72 | 0.3408 | 104.1006 | 0 | 0 | 0 | 11.222 | 0
5312 | 222 | 10 | 8 | Sunday | 7 | 0 | 0 | 33.7182 | 29.1006 | 29.9942 | 36.384 | 0 | 0.3347 | 18.72 | 3.8433 | 111.8676 | 0 | 0 | 0 | 17.3682 | 0
5313 | 222 | 10 | 8 | Sunday | 8 | 0 | 0 | 33.7182 | 26.6073 | 33.2132 | 41.582 | 0 | 0.426 | 23.4 | 10.8626 | 117.3647 | 0 | 0 | 0 | 22.0286 | 0
5314 | 222 | 10 | 8 | Sunday | 9 | 0 | 0 | 33.7182 | 20.7545 | 29.3396 | 25.989 | 0 | 0.311 | 23.4 | 20.7389 | 107.5233 | 0 | 0 | 0 | 14.2089 | 0
5315 | 222 | 10 | 8 | Sunday | 10 | 0 | 0 | 33.8694 | 21.2571 | 32.5586 | 10.395 | 0 | 0.1818 | 19.08 | 30.6108 | 106.9468 | 0 | 0 | 0 | 4.7899 | 0
5316 | 222 | 10 | 8 | Sunday | 11 | 0 | 0 | 34.0271 | 20.0785 | 32.5586 | 10.395 | 0 | 0.1731 | 21.6 | 36.3424 | 108.4372 | 0 | 0 | 0 | 3.2977 | 0
5317 | 222 | 10 | 8 | Sunday | 12 | 0 | 12.337 | 33.955 | 19.3653 | 33.0367 | 15.593 | 0 | 0.8174 | 19.08 | 38.2126 | 119.8472 | 0 | 0 | 0 | 2.597 | 0
5318 | 222 | 10 | 8 | Sunday | 13 | 0 | 12.228 | 33.9079 | 16.8346 | 29.1634 | 15.593 | 0 | 0.8595 | 18.36 | 38.3333 | 112.5982 | 0 | 0 | 0 | 0.5306 | 0
5319 | 222 | 10 | 8 | Sunday | 14 | 0 | 7.031 | 33.7977 | 17.0944 | 29.1634 | 5.198 | 0 | 0.4378 | 18 | 37.8323 | 106.0973 | 0 | 0 | 0 | 0 | 0
5320 | 222 | 10 | 8 | Sunday | 15 | 0 | 6.088 | 33.7182 | 17.6782 | 29.1634 | 5.198 | 0 | 0.357 | 15.84 | 34.6017 | 103.3406 | 0 | 0 | 0 | 0 | 0
5321 | 222 | 10 | 8 | Sunday | 16 | 0 | 5.459 | 33.7183 | 17.5282 | 27.5539 | 20.791 | 0 | 0.2946 | 23.04 | 27.3896 | 108.0384 | 0 | 0 | 0 | 0 | 0
5322 | 222 | 10 | 8 | Sunday | 17 | 0 | 6.498 | 33.8251 | 17.0251 | 26.399 | 25.989 | 0 | 0.3432 | 22.32 | 19.0874 | 106.9395 | 0 | 0 | 0 | 0 | 0
5323 | 222 | 10 | 8 | Sunday | 18 | 0 | 7.711 | 33.8652 | 27.599 | 38.0184 | 36.384 | 0 | 0.5478 | 23.4 | 12.0902 | 131.7703 | 0 | 0 | 0 | 0.1089 | 0
5324 | 222 | 10 | 8 | Sunday | 19 | 0 | 7.545 | 33.8754 | 39.1439 | 45.7644 | 36.384 | 0 | 0.4569 | 22.68 | 5.5301 | 150.0805 | 0 | 0 | 0 | 2.7872 | 0
5325 | 222 | 10 | 8 | Sunday | 20 | 0 | 6.638 | 33.865 | 56.8883 | 49.6381 | 25.989 | 0 | 0.4207 | 22.68 | 2.0648 | 170.6716 | 0 | 0 | 0 | 3.8505 | 0
5326 | 222 | 10 | 8 | Sunday | 21 | 0 | 4.25 | 33.7553 | 48.5011 | 41.8913 | 15.593 | 0 | 0.2764 | 22.68 | 0.4127 | 151.7005 | 0 | 0 | 0 | 3.0088 | 0
5327 | 222 | 10 | 8 | Sunday | 22 | 0 | 1.979 | 33.7182 | 40.3665 | 35.5897 | 10.395 | 0 | 0.1451 | 14.4 | 0 | 126.3594 | 0 | 0 | 0 | 2.2882 | 0
5328 | 222 | 10 | 8 | Sunday | 23 | 0 | 0.177 | 33.7182 | 25.6748 | 24.6242 | 10.395 | 0 | 0.0579 | 14.4 | 0 | 98.6671 | 0 | 0 | 0 | 2.5094 | 0
5329 | 223 | 11 | 8 | Monday | 0 | 0 | 0.001 | 33.7182 | 17.5343 | 18.3373 | 5.198 | 0 | 0.026 | 14.4 | 0 | 84.0165 | 0 | 0 | 0 | 1.3368 | 0
5330 | 223 | 11 | 8 | Monday | 1 | 0 | 0 | 33.7182 | 14.6472 | 16.4006 | 5.198 | 0 | 0.027 | 11.88 | 0 | 76.6731 | 0 | 0 | 0 | 1.392 | 0
5331 | 223 | 11 | 8 | Monday | 2 | 0 | 0 | 33.7182 | 11.7686 | 14.464 | 5.198 | 0 | 0.028 | 11.88 | 0 | 71.8588 | 0 | 0 | 0 | 1.4467 | 0
5332 | 223 | 11 | 8 | Monday | 3 | 0 | 0 | 33.7182 | 11.7686 | 14.464 | 5.198 | 0 | 0.029 | 11.88 | 0 | 71.8598 | 0 | 0 | 0 | 1.5003 | 0
5333 | 223 | 11 | 8 | Monday | 4 | 0 | 0 | 33.7182 | 13.0128 | 14.464 | 5.198 | 0 | 0.0299 | 11.88 | 0 | 73.105 | 0 | 0 | 0 | 1.5536 | 0
5334 | 223 | 11 | 8 | Monday | 5 | 0 | 0 | 33.7182 | 22.6634 | 20.5805 | 5.198 | 0 | 0.0309 | 11.88 | 0 | 88.873 | 0 | 0 | 0 | 1.6057 | 0
5335 | 223 | 11 | 8 | Monday | 6 | 0 | 0 | 33.7182 | 44.2789 | 35.484 | 25.989 | 0 | 0.1695 | 15.12 | 0.2012 | 128.7706 | 0 | 0 | 0 | 8.7553 | 0
5336 | 223 | 11 | 8 | Monday | 7 | 0 | 0 | 33.7182 | 59.547 | 46.6998 | 36.384 | 0 | 0.2761 | 15.12 | 2.096 | 155.3612 | 0 | 0 | 0 | 14.1581 | 0
5337 | 223 | 11 | 8 | Monday | 8 | 0 | 0 | 33.7194 | 62.1986 | 52.1343 | 41.582 | 0 | 0.3643 | 18.72 | 6.7273 | 167.1367 | 0 | 0 | 0 | 18.6813 | 0
5338 | 223 | 11 | 8 | Monday | 9 | 0 | 0.162 | 33.7448 | 59.9871 | 52.8606 | 25.989 | 0 | 0.2559 | 18.72 | 13.8787 | 165.7434 | 0 | 0 | 0 | 12.921 | 0
5339 | 223 | 11 | 8 | Monday | 10 | 0 | 3.573 | 33.905 | 56.4026 | 51.878 | 10.395 | 0 | 0.3065 | 14.4 | 19.3864 | 160.7562 | 0 | 0 | 0 | 5.2227 | 0
5340 | 223 | 11 | 8 | Monday | 11 | 0 | 13.285 | 33.941 | 54.2146 | 51.878 | 10.395 | 0 | 0.8426 | 18.36 | 24.8776 | 173.6044 | 0 | 0 | 0 | 4.7459 | 0
5341 | 223 | 11 | 8 | Monday | 12 | 0 | 16.051 | 33.9867 | 50.9756 | 51.1854 | 15.593 | 0 | 1.0583 | 18.36 | 35.2967 | 172.9267 | 0 | 0 | 0 | 5.4067 | 0
5342 | 223 | 11 | 8 | Monday | 13 | 0 | 16.495 | 33.9755 | 51.8317 | 51.878 | 15.593 | 0 | 1.0541 | 18.36 | 41.0779 | 174.9397 | 0 | 0 | 0 | 2.8839 | 0
5343 | 223 | 11 | 8 | Monday | 14 | 0 | 13.863 | 33.9242 | 52.1958 | 51.878 | 5.198 | 0 | 1.0348 | 18.36 | 39.1164 | 172.3862 | 0 | 0 | 0 | 0.064 | 0
5344 | 223 | 11 | 8 | Monday | 15 | 0 | 12.664 | 33.9016 | 52.8415 | 51.878 | 5.198 | 0 | 0.7228 | 18.36 | 35.822 | 171.4 | 0 | 0 | 0 | 0 | 0
5345 | 223 | 11 | 8 | Monday | 16 | 0 | 12.436 | 33.8962 | 53.6192 | 50.7246 | 20.791 | 0 | 0.6801 | 22.68 | 30.2407 | 175.05 | 0 | 0 | 0 | 0 | 0
5346 | 223 | 11 | 8 | Monday | 17 | 0 | 14.12 | 33.9321 | 46.5152 | 43.0931 | 25.989 | 0 | 0.7508 | 28.8 | 22.3912 | 168.3632 | 0 | 0 | 0 | 0 | 0
5347 | 223 | 11 | 8 | Monday | 18 | 0 | 17.816 | 34.0065 | 44.6945 | 51.7393 | 36.384 | 0 | 1.0892 | 30.96 | 11.8772 | 181.7588 | 0 | 0 | 0 | 0.7501 | 0
5348 | 223 | 11 | 8 | Monday | 19 | 0 | 17.448 | 34.0091 | 50.1899 | 57.1787 | 36.384 | 0 | 1.012 | 25.2 | 4.9563 | 186.4608 | 0 | 0 | 0 | 3.8983 | 0
5349 | 223 | 11 | 8 | Monday | 20 | 0 | 16.281 | 34.0047 | 70.8081 | 60.483 | 25.989 | 0 | 0.9518 | 25.2 | 2.2083 | 209.0562 | 0 | 0 | 0 | 4.5762 | 0
5350 | 223 | 11 | 8 | Monday | 21 | 0 | 11.381 | 33.9465 | 69.495 | 55.4564 | 15.593 | 0 | 0.6594 | 25.2 | 0.4217 | 197.0666 | 0 | 0 | 0 | 3.4233 | 0
5351 | 223 | 11 | 8 | Monday | 22 | 0 | 3.705 | 33.7429 | 49.7368 | 40.0199 | 10.395 | 0 | 0.2387 | 16.2 | 0 | 143.9449 | 0 | 0 | 0 | 2.5562 | 0
5352 | 223 | 11 | 8 | Monday | 23 | 0 | 0.383 | 33.7182 | 26.9226 | 24.6242 | 10.395 | 0 | 0.0731 | 16.2 | 0 | 101.952 | 0 | 0 | 0 | 2.7707 | 0
5353 | 224 | 12 | 8 | Tuesday | 0 | 0 | 0.002 | 33.7182 | 17.5343 | 18.3373 | 5.198 | 0 | 0.0284 | 14.4 | 0 | 84.0205 | 0 | 0 | 0 | 1.465 | 0
5354 | 224 | 12 | 8 | Tuesday | 1 | 0 | 0 | 33.7182 | 14.6472 | 16.4006 | 5.198 | 0 | 0.0293 | 11.88 | 0 | 76.6754 | 0 | 0 | 0 | 1.5185 | 0
5355 | 224 | 12 | 8 | Tuesday | 2 | 0 | 0 | 33.7182 | 11.7686 | 14.464 | 5.198 | 0 | 0.0303 | 11.88 | 0 | 71.8611 | 0 | 0 | 0 | 1.5715 | 0
5356 | 224 | 12 | 8 | Tuesday | 3 | 0 | 0 | 33.7182 | 11.7686 | 14.464 | 5.198 | 0 | 0.0312 | 11.88 | 0 | 71.8621 | 0 | 0 | 0 | 1.6237 | 0
5357 | 224 | 12 | 8 | Tuesday | 4 | 0 | 0 | 33.7188 | 13.0128 | 14.464 | 5.198 | 0 | 0.0321 | 11.88 | 0 | 73.1078 | 0 | 0 | 0 | 1.6752 | 0
5358 | 224 | 12 | 8 | Tuesday | 5 | 0 | 0 | 33.7459 | 22.6634 | 20.5805 | 5.198 | 0 | 0.0331 | 11.88 | 0 | 88.9029 | 0 | 0 | 0 | 1.726 | 0
5359 | 224 | 12 | 8 | Tuesday | 6 | 0 | 0 | 33.7198 | 44.2207 | 35.484 | 25.989 | 0 | 0.1801 | 15.12 | 0.2819 | 128.7246 | 0 | 0 | 0 | 9.3341 | 0
5360 | 224 | 12 | 8 | Tuesday | 7 | 0 | 0 | 33.7182 | 57.1289 | 46.6998 | 36.384 | 0 | 0.2899 | 15.12 | 3.3093 | 152.9568 | 0 | 0 | 0 | 14.9113 | 0
5361 | 224 | 12 | 8 | Tuesday | 8 | 0 | 0 | 33.7197 | 59.7042 | 52.1343 | 41.582 | 0 | 0.3787 | 18.72 | 11.1512 | 164.6569 | 0 | 0 | 0 | 19.4671 | 0
5362 | 224 | 12 | 8 | Tuesday | 9 | 0 | 0.175 | 33.7485 | 57.3343 | 52.8606 | 25.989 | 0 | 0.2869 | 18.72 | 21.3742 | 163.139 | 0 | 0 | 0 | 12.8856 | 0
5363 | 224 | 12 | 8 | Tuesday | 10 | 0 | 3.65 | 33.9232 | 54.0717 | 51.878 | 10.395 | 0 | 0.3347 | 14.4 | 26.308 | 158.5553 | 0 | 0 | 0 | 4.6011 | 0
5364 | 224 | 12 | 8 | Tuesday | 11 | 0 | 13.376 | 33.944 | 52.8915 | 51.878 | 10.395 | 0 | 0.8511 | 18.36 | 30.6859 | 172.3917 | 0 | 0 | 0 | 3.6241 | 0
5365 | 224 | 12 | 8 | Tuesday | 12 | 0 | 19.457 | 34.0139 | 50.6938 | 51.1854 | 15.593 | 0 | 1.1938 | 18.36 | 33.2003 | 176.4911 | 0 | 0 | 0 | 3.7302 | 0
5366 | 224 | 12 | 8 | Tuesday | 13 | 0 | 19.836 | 34.0324 | 51.9567 | 51.878 | 15.593 | 0 | 1.1711 | 18.36 | 31.7496 | 178.853 | 0 | 0 | 0 | 2.33 | 0
5367 | 224 | 12 | 8 | Tuesday | 14 | 0 | 18.963 | 34.0237 | 52.2692 | 51.878 | 5.198 | 0 | 1.272 | 18.36 | 28.4662 | 178.495 | 0 | 0 | 0 | 0.303 | 0
5368 | 224 | 12 | 8 | Tuesday | 15 | 0 | 19.137 | 34.0191 | 52.8021 | 51.878 | 5.198 | 0 | 1.3464 | 18.36 | 24.5474 | 179.4669 | 0 | 0 | 0 | 0 | 0
5369 | 224 | 12 | 8 | Tuesday | 16 | 0 | 18.837 | 34.0142 | 53.6511 | 50.7246 | 20.791 | 0 | 1.0422 | 22.68 | 20.0666 | 182.8424 | 0 | 0 | 0 | 1.4815 | 0
5370 | 224 | 12 | 8 | Tuesday | 17 | 0 | 16.363 | 33.974 | 46.6333 | 43.0931 | 25.989 | 0 | 0.9349 | 28.8 | 13.8505 | 171.2193 | 0 | 0 | 0 | 3.2893 | 0
5371 | 224 | 12 | 8 | Tuesday | 18 | 0 | 15.557 | 33.9654 | 44.8666 | 51.7393 | 36.384 | 0 | 0.965 | 30.96 | 9.3096 | 179.3223 | 0 | 0 | 0 | 7.0449 | 0
5372 | 224 | 12 | 8 | Tuesday | 19 | 0 | 15.134 | 33.9722 | 49.4598 | 57.1787 | 36.384 | 0 | 0.9898 | 25.2 | 5.3618 | 183.169 | 0 | 0 | 0 | 9.6796 | 0
5373 | 224 | 12 | 8 | Tuesday | 20 | 0 | 15.327 | 33.9995 | 71.3165 | 60.483 | 25.989 | 0 | 0.9692 | 25.2 | 2.0589 | 208.5448 | 0 | 0 | 0 | 8.4122 | 0
5374 | 224 | 12 | 8 | Tuesday | 21 | 0 | 11.261 | 33.9391 | 69.495 | 55.4564 | 15.593 | 0 | 0.6929 | 25.2 | 0.3573 | 196.9623 | 0 | 0 | 0 | 5.6144 | 0
5375 | 224 | 12 | 8 | Tuesday | 22 | 0 | 3.642 | 33.7399 | 49.7368 | 40.0199 | 10.395 | 0 | 0.2612 | 16.2 | 0 | 143.8963 | 0 | 0 | 0 | 3.9722 | 0
5376 | 224 | 12 | 8 | Tuesday | 23 | 0 | 0.396 | 33.7182 | 26.9226 | 24.6242 | 10.395 | 0 | 0.0989 | 16.2 | 0 | 101.9918 | 0 | 0 | 0 | 4.1519 | 0
5377 | 225 | 13 | 8 | Wednesday | 0 | 0 | 0.003 | 33.7182 | 17.5343 | 18.3373 | 5.198 | 0 | 0.0408 | 14.4 | 0 | 84.0333 | 0 | 0 | 0 | 2.1423 | 0
5378 | 225 | 13 | 8 | Wednesday | 1 | 0 | 0 | 33.7182 | 14.6472 | 16.4006 | 5.198 | 0 | 0.0415 | 11.88 | 0 | 76.6876 | 0 | 0 | 0 | 2.1874 | 0
5379 | 225 | 13 | 8 | Wednesday | 2 | 0 | 0 | 33.7248 | 11.7686 | 14.464 | 5.198 | 0 | 0.0423 | 11.88 | 0 | 71.8797 | 0 | 0 | 0 | 2.2315 | 0
5380 | 225 | 13 | 8 | Wednesday | 3 | 0 | 0 | 33.7554 | 11.7686 | 14.464 | 5.198 | 0 | 0.0431 | 11.88 | 0 | 71.9111 | 0 | 0 | 0 | 2.2753 | 0
5381 | 225 | 13 | 8 | Wednesday | 4 | 0 | 0 | 33.7709 | 13.0128 | 14.464 | 5.198 | 0 | 0.0439 | 11.88 | 0 | 73.1716 | 0 | 0 | 0 | 2.3181 | 0
5382 | 225 | 13 | 8 | Wednesday | 5 | 0 | 0 | 33.7714 | 22.6634 | 20.5805 | 5.198 | 0 | 0.0446 | 11.88 | 0 | 88.94 | 0 | 0 | 0 | 2.3609 | 0
5383 | 225 | 13 | 8 | Wednesday | 6 | 0 | 0 | 33.7228 | 44.2124 | 35.484 | 25.989 | 0 | 0.2359 | 15.12 | 0.3232 | 128.7752 | 0 | 0 | 0 | 12.3936 | 0
5384 | 225 | 13 | 8 | Wednesday | 7 | 0 | 0 | 33.7182 | 56.4576 | 46.6998 | 36.384 | 0 | 0.3625 | 15.12 | 3.4943 | 152.3581 | 0 | 0 | 0 | 18.8928 | 0
5385 | 225 | 13 | 8 | Wednesday | 8 | 0 | 0 | 33.7197 | 58.6713 | 52.1343 | 41.582 | 0 | 0.4544 | 18.72 | 9.3254 | 163.6998 | 0 | 0 | 0 | 23.6215 | 0
5386 | 225 | 13 | 8 | Wednesday | 9 | 0 | 0.168 | 33.7431 | 57.4009 | 52.8606 | 25.989 | 0 | 0.3242 | 18.72 | 18.1785 | 163.2305 | 0 | 0 | 0 | 15.5106 | 0
5387 | 225 | 13 | 8 | Wednesday | 10 | 0 | 3.508 | 33.8961 | 54.3915 | 51.878 | 10.395 | 0 | 0.3613 | 14.4 | 28.0878 | 158.7205 | 0 | 0 | 0 | 5.5899 | 0
5388 | 225 | 13 | 8 | Wednesday | 11 | 0 | 12.824 | 33.9399 | 52.9097 | 51.878 | 10.395 | 0 | 0.8633 | 18.36 | 35.2544 | 171.8209 | 0 | 0 | 0 | 4.1838 | 0
5389 | 225 | 13 | 8 | Wednesday | 12 | 0 | 17.073 | 34.0054 | 50.7342 | 51.1854 | 15.593 | 0 | 1.1017 | 18.36 | 40.7192 | 173.853 | 0 | 0 | 0 | 3.6311 | 0
5390 | 225 | 13 | 8 | Wednesday | 13 | 0 | 16.913 | 33.9818 | 51.7535 | 51.878 | 15.593 | 0 | 1.134 | 18.36 | 42.3243 | 175.4002 | 0 | 0 | 0 | 1.0771 | 0
5391 | 225 | 13 | 8 | Wednesday | 14 | 0 | 14.113 | 33.9285 | 52.0552 | 51.878 | 5.198 | 0 | 0.8356 | 18.36 | 41.6312 | 172.3214 | 0 | 0 | 0 | 0 | 0
5392 | 225 | 13 | 8 | Wednesday | 15 | 0 | 12.382 | 33.9186 | 52.8846 | 51.878 | 5.198 | 0 | 0.6969 | 18.36 | 36.4578 | 171.1302 | 0 | 0 | 0 | 0 | 0
5393 | 225 | 13 | 8 | Wednesday | 16 | 0 | 11.831 | 33.9098 | 53.9328 | 50.7246 | 20.791 | 0 | 0.6272 | 22.68 | 26.644 | 174.6698 | 0 | 0 | 0 | 0 | 0
5394 | 225 | 13 | 8 | Wednesday | 17 | 0 | 12.193 | 33.9228 | 46.8265 | 43.0931 | 25.989 | 0 | 0.6455 | 28.8 | 18.2082 | 166.4754 | 0 | 0 | 0 | 0 | 0
5395 | 225 | 13 | 8 | Wednesday | 18 | 0 | 14.919 | 33.9821 | 45.2673 | 51.7393 | 36.384 | 0 | 0.8999 | 30.96 | 11.8375 | 178.9848 | 0 | 0 | 0 | 0.0139 | 0
5396 | 225 | 13 | 8 | Wednesday | 19 | 0 | 14.958 | 33.9808 | 52.6006 | 57.1787 | 36.384 | 0 | 0.8472 | 25.2 | 5.5408 | 185.9856 | 0 | 0 | 0 | 2.3844 | 0
5397 | 225 | 13 | 8 | Wednesday | 20 | 0 | 14.869 | 33.973 | 71.8173 | 60.483 | 25.989 | 0 | 0.8562 | 25.2 | 2.239 | 208.4114 | 0 | 0 | 0 | 3.5903 | 0
5398 | 225 | 13 | 8 | Wednesday | 21 | 0 | 10.687 | 33.9161 | 69.495 | 55.4564 | 15.593 | 0 | 0.612 | 25.2 | 0.3925 | 196.2382 | 0 | 0 | 0 | 2.8601 | 0
5399 | 225 | 13 | 8 | Wednesday | 22 | 0 | 3.433 | 33.7357 | 49.7368 | 40.0199 | 10.395 | 0 | 0.218 | 16.2 | 0 | 143.6233 | 0 | 0 | 0 | 2.1921 | 0
5400 | 225 | 13 | 8 | Wednesday | 23 | 0 | 0.347 | 33.7182 | 26.9226 | 24.6242 | 10.395 | 0 | 0.0648 | 16.2 | 0 | 101.9047 | 0 | 0 | 0 | 2.4157 | 0
5401 | 226 | 14 | 8 | Thursday | 0 | 0 | 0.002 | 33.7182 | 17.5343 | 18.3373 | 5.198 | 0 | 0.0252 | 14.4 | 0 | 84.0172 | 0 | 0 | 0 | 1.2906 | 0
5402 | 226 | 14 | 8 | Thursday | 1 | 0 | 0 | 33.7182 | 14.6472 | 16.4006 | 5.198 | 0 | 0.0262 | 11.88 | 0 | 76.6722 | 0 | 0 | 0 | 1.3468 | 0
5403 | 226 | 14 | 8 | Thursday | 2 | 0 | 0 | 33.7182 | 11.7686 | 14.464 | 5.198 | 0 | 0.0272 | 11.88 | 0 | 71.858 | 0 | 0 | 0 | 1.4017 | 0
5404 | 226 | 14 | 8 | Thursday | 3 | 0 | 0 | 33.7201 | 11.7686 | 14.464 | 5.198 | 0 | 0.0281 | 11.88 | 0 | 71.8609 | 0 | 0 | 0 | 1.4562 | 0
5405 | 226 | 14 | 8 | Thursday | 4 | 0 | 0 | 33.7463 | 13.0128 | 14.464 | 5.198 | 0 | 0.0291 | 11.88 | 0 | 73.1322 | 0 | 0 | 0 | 1.5097 | 0
5406 | 226 | 14 | 8 | Thursday | 5 | 0 | 0 | 33.766 | 22.6634 | 20.5805 | 5.198 | 0 | 0.0301 | 11.88 | 0 | 88.9201 | 0 | 0 | 0 | 1.5629 | 0
5407 | 226 | 14 | 8 | Thursday | 6 | 0 | 0 | 33.7203 | 44.2277 | 35.484 | 25.989 | 0 | 0.1657 | 15.12 | 0.3202 | 128.7178 | 0 | 0 | 0 | 8.5478 | 0
5408 | 226 | 14 | 8 | Thursday | 7 | 0 | 0 | 33.7182 | 57.0402 | 46.6998 | 36.384 | 0 | 0.2712 | 15.12 | 3.392 | 152.8495 | 0 | 0 | 0 | 13.8879 | 0
5409 | 226 | 14 | 8 | Thursday | 8 | 0 | 0 | 33.7198 | 60.0719 | 52.1343 | 41.582 | 0 | 0.3592 | 18.72 | 9.6046 | 165.0052 | 0 | 0 | 0 | 18.3995 | 0
5410 | 226 | 14 | 8 | Thursday | 9 | 0 | 0.179 | 33.7424 | 58.2484 | 52.8606 | 25.989 | 0 | 0.2637 | 18.72 | 18.5812 | 164.0289 | 0 | 0 | 0 | 12.6269 | 0
5411 | 226 | 14 | 8 | Thursday | 10 | 0 | 3.474 | 33.8937 | 54.7963 | 51.878 | 10.395 | 0 | 0.3288 | 14.4 | 27.9534 | 159.0541 | 0 | 0 | 0 | 4.6802 | 0
5412 | 226 | 14 | 8 | Thursday | 11 | 0 | 12.491 | 33.9313 | 53.9139 | 51.878 | 10.395 | 0 | 0.8182 | 18.36 | 35.436 | 172.4112 | 0 | 0 | 0 | 3.5413 | 0
5413 | 226 | 14 | 8 | Thursday | 12 | 0 | 16.284 | 34.0001 | 51.9855 | 51.1854 | 15.593 | 0 | 1.043 | 18.36 | 42.2047 | 174.1861 | 0 | 0 | 0 | 2.9656 | 0
5414 | 226 | 14 | 8 | Thursday | 13 | 0 | 16.549 | 34.0351 | 52.5677 | 51.878 | 15.593 | 0 | 1.1025 | 18.36 | 44.9204 | 175.8417 | 0 | 0 | 0 | 0.4796 | 0
5415 | 226 | 14 | 8 | Thursday | 14 | 0.19 | 13.467 | 33.9646 | 52.2711 | 51.878 | 5.198 | 0 | 0.7974 | 18.36 | 41.5084 | 171.8358 | 0 | 0 | 0 | 0.1896 | 0
5416 | 226 | 14 | 8 | Thursday | 15 | 0 | 12.171 | 33.8995 | 52.9858 | 51.878 | 5.198 | 0 | 0.6977 | 18.36 | 38.7825 | 170.9845 | 0 | 0 | 0 | 0 | 0
5417 | 226 | 14 | 8 | Thursday | 16 | 0.259 | 12.277 | 33.905 | 54.0311 | 50.7246 | 20.791 | 0 | 0.6732 | 22.68 | 32.3363 | 175.2918 | 0 | 0 | 0 | 0.2595 | 0
5418 | 226 | 14 | 8 | Thursday | 17 | 0 | 15.474 | 33.9595 | 46.7085 | 43.0931 | 25.989 | 0 | 0.8239 | 28.8 | 20.6709 | 170.121 | 0 | 0 | 0 | 0 | 0
5419 | 226 | 14 | 8 | Thursday | 18 | 0 | 16.557 | 33.9797 | 44.9459 | 51.7393 | 36.384 | 0 | 0.8916 | 30.96 | 11.1809 | 180.4239 | 0 | 0 | 0 | 0 | 0
5420 | 226 | 14 | 8 | Thursday | 19 | 0 | 15.051 | 33.9718 | 51.4062 | 57.1787 | 36.384 | 0 | 0.9398 | 25.2 | 5.0948 | 184.9748 | 0 | 0 | 0 | 0.0742 | 0
5421 | 226 | 14 | 8 | Thursday | 20 | 0 | 15.015 | 33.9761 | 71.6899 | 60.483 | 25.989 | 0 | 0.8276 | 25.2 | 1.9672 | 208.4159 | 0 | 0 | 0 | 1.585 | 0
5422 | 226 | 14 | 8 | Thursday | 21 | 0 | 10.816 | 33.9186 | 69.495 | 55.4564 | 15.593 | 0 | 0.5982 | 25.2 | 0.383 | 196.3658 | 0 | 0 | 0 | 1.7261 | 0
5423 | 226 | 14 | 8 | Thursday | 22 | 0 | 3.439 | 33.7367 | 49.7368 | 40.0199 | 10.395 | 0 | 0.205 | 16.2 | 0 | 143.6179 | 0 | 0 | 0 | 1.4593 | 0
5424 | 226 | 14 | 8 | Thursday | 23 | 0 | 0.321 | 33.7182 | 26.9226 | 24.6242 | 10.395 | 0 | 0.0504 | 16.2 | 0 | 101.8626 | 0 | 0 | 0 | 1.7009 | 0
5425 | 227 | 15 | 8 | Friday | 0 | 0 | 0.002 | 33.7182 | 17.5343 | 18.3373 | 5.198 | 0 | 0.0188 | 14.4 | 0 | 84.0105 | 0 | 0 | 0 | 0.9401 | 0
5426 | 227 | 15 | 8 | Friday | 1 | 0 | 0 | 33.7324 | 14.6472 | 16.4006 | 5.198 | 0 | 0.0198 | 11.88 | 0 | 76.6801 | 0 | 0 | 0 | 1.0005 | 0
5427 | 227 | 15 | 8 | Friday | 2 | 0 | 0 | 33.7541 | 11.7686 | 14.464 | 5.198 | 0 | 0.0209 | 11.88 | 0 | 71.8877 | 0 | 0 | 0 | 1.06 | 0
5428 | 227 | 15 | 8 | Friday | 3 | 0 | 0 | 33.7714 | 11.7686 | 14.464 | 5.198 | 0 | 0.022 | 11.88 | 0 | 71.9061 | 0 | 0 | 0 | 1.119 | 0
5429 | 227 | 15 | 8 | Friday | 4 | 0 | 0 | 33.7714 | 13.0128 | 14.464 | 5.198 | 0 | 0.0231 | 11.88 | 0 | 73.1513 | 0 | 0 | 0 | 1.1768 | 0
5430 | 227 | 15 | 8 | Friday | 5 | 0 | 0 | 33.7714 | 22.6634 | 20.5805 | 5.198 | 0 | 0.0241 | 11.88 | 0 | 88.9194 | 0 | 0 | 0 | 1.2343 | 0
5431 | 227 | 15 | 8 | Friday | 6 | 0 | 0 | 33.7274 | 43.9735 | 35.484 | 25.989 | 0 | 0.1369 | 15.12 | 0.2959 | 128.4417 | 0 | 0 | 0 | 6.9642 | 0
5432 | 227 | 15 | 8 | Friday | 7 | 0 | 0 | 33.7182 | 54.1476 | 46.6998 | 36.384 | 0 | 0.2336 | 15.12 | 4.0109 | 149.9192 | 0 | 0 | 0 | 11.8272 | 0
5433 | 227 | 15 | 8 | Friday | 8 | 0 | 0 | 33.7191 | 59.1499 | 52.1343 | 41.582 | 0 | 0.3202 | 18.72 | 13.3912 | 164.0436 | 0 | 0 | 0 | 16.2487 | 0
5434 | 227 | 15 | 8 | Friday | 9 | 0 | 0.146 | 33.7409 | 57.395 | 52.8606 | 25.989 | 0 | 0.2609 | 18.72 | 25.5708 | 163.1357 | 0 | 0 | 0 | 10.8448 | 0
5435 | 227 | 15 | 8 | Friday | 10 | 0 | 3.38 | 33.9342 | 54.1867 | 51.878 | 10.395 | 0 | 0.3473 | 14.4 | 37.1608 | 158.4019 | 0 | 0 | 0 | 3.3291 | 0
5436 | 227 | 15 | 8 | Friday | 11 | 0 | 13.799 | 33.9453 | 53.0214 | 51.878 | 10.395 | 0 | 0.9452 | 18.36 | 45.6623 | 173.074 | 0 | 0 | 0 | 1.3558 | 0
5437 | 227 | 15 | 8 | Friday | 12 | 0 | 19.305 | 34.0184 | 50.7427 | 51.1854 | 15.593 | 0 | 1.2314 | 18.36 | 48.7661 | 176.4177 | 0 | 0 | 0 | 0 | 0
5438 | 227 | 15 | 8 | Friday | 13 | 0 | 23.39 | 34.038 | 51.5983 | 51.878 | 15.593 | 0 | 1.3672 | 18.36 | 42.2336 | 182.9939 | 0 | 0 | 0 | 0 | 0
5439 | 227 | 15 | 8 | Friday | 14 | 0 | 25.777 | 34.0625 | 52.0412 | 51.878 | 5.198 | 0 | 1.4396 | 18.36 | 29.9575 | 186.9013 | 0 | 0 | 0 | 0 | 0
5440 | 227 | 15 | 8 | Friday | 15 | 0 | 26 | 34.0995 | 52.735 | 51.878 | 5.198 | 0 | 1.4402 | 18.36 | 22.2804 | 188.1339 | 0 | 0 | 0 | 0 | 0
5441 | 227 | 15 | 8 | Friday | 16 | 0 | 25.735 | 34.0968 | 53.5816 | 50.7246 | 20.791 | 0 | 1.4299 | 22.68 | 16.9822 | 191.8324 | 0 | 0 | 0 | 0 | 0
5442 | 227 | 15 | 8 | Friday | 17 | 0 | 26.603 | 34.0274 | 46.5804 | 43.0931 | 25.989 | 0 | 1.4838 | 28.8 | 11.0125 | 184.2815 | 0 | 0 | 0 | 0 | 0
5443 | 227 | 15 | 8 | Friday | 18 | 0 | 27.387 | 34.0186 | 45.4594 | 51.7393 | 36.384 | 0 | 1.5309 | 30.96 | 6.0405 | 194.5965 | 0 | 0 | 0 | 0 | 0
5444 | 227 | 15 | 8 | Friday | 19 | 0 | 21.395 | 33.9439 | 55.2952 | 57.1787 | 36.384 | 0 | 1.2893 | 25.2 | 3.1827 | 196.348 | 0 | 0 | 0 | 0.3495 | 0
5445 | 227 | 15 | 8 | Friday | 20 | 0 | 16.593 | 33.8847 | 73.8645 | 60.483 | 25.989 | 0 | 0.923 | 25.2 | 1.3164 | 212.302 | 0 | 0 | 0 | 2.0508 | 0
5446 | 227 | 15 | 8 | Friday | 21 | 0 | 12.185 | 33.83 | 69.495 | 55.4564 | 15.593 | 0 | 0.6764 | 25.2 | 0.1779 | 197.8365 | 0 | 0 | 0 | 1.9844 | 0
5447 | 227 | 15 | 8 | Friday | 22 | 0 | 4.153 | 33.727 | 49.7368 | 40.0199 | 10.395 | 0 | 0.2449 | 16.2 | 0 | 144.4199 | 0 | 0 | 0 | 1.6262 | 0
5448 | 227 | 15 | 8 | Friday | 23 | 0 | 0.418 | 33.7182 | 26.9226 | 24.6242 | 10.395 | 0 | 0.0583 | 16.2 | 0 | 101.9754 | 0 | 0 | 0 | 1.8638 | 0
5449 | 228 | 16 | 8 | Saturday | 0 | 0 | 0.012 | 33.7182 | 18.3332 | 19.1419 | 5.198 | 0 | 0.0208 | 15.84 | 0 | 87.0668 | 0 | 0 | 0 | 1.02 | 0
5450 | 228 | 16 | 8 | Saturday | 1 | 0 | 0 | 33.7182 | 17.5283 | 18.3373 | 5.198 | 0 | 0.0213 | 12.6 | 0 | 82.2051 | 0 | 0 | 0 | 1.0793 | 0
5451 | 228 | 16 | 8 | Saturday | 2 | 0 | 0 | 33.7182 | 11.771 | 14.464 | 5.198 | 0 | 0.0223 | 12.6 | 0 | 72.5756 | 0 | 0 | 0 | 1.1381 | 0
5452 | 228 | 16 | 8 | Saturday | 3 | 0 | 0 | 33.7182 | 11.771 | 14.464 | 5.198 | 0 | 0.0234 | 12.6 | 0 | 72.5767 | 0 | 0 | 0 | 1.1957 | 0
5453 | 228 | 16 | 8 | Saturday | 4 | 0 | 0 | 33.7182 | 11.771 | 14.464 | 5.198 | 0 | 0.0244 | 12.6 | 0 | 72.5777 | 0 | 0 | 0 | 1.2528 | 0
5454 | 228 | 16 | 8 | Saturday | 5 | 0 | 0 | 33.7182 | 13.0152 | 14.464 | 5.198 | 0 | 0.0255 | 12.6 | 0 | 73.8229 | 0 | 0 | 0 | 1.3091 | 0
5455 | 228 | 16 | 8 | Saturday | 6 | 0 | 0 | 33.7182 | 30.0613 | 24.9086 | 25.989 | 0 | 0.1434 | 14.4 | 0.3848 | 103.2316 | 0 | 0 | 0 | 7.3249 | 0
5456 | 228 | 16 | 8 | Saturday | 7 | 0 | 0 | 33.7182 | 26.4924 | 26.405 | 36.384 | 0 | 0.2422 | 11.52 | 3.5108 | 98.3778 | 0 | 0 | 0 | 12.2966 | 0
5457 | 228 | 16 | 8 | Saturday | 8 | 0 | 0 | 33.7182 | 32.8747 | 37.4339 | 41.582 | 0 | 0.3289 | 16.2 | 8.7032 | 120.5557 | 0 | 0 | 0 | 16.739 | 0
5458 | 228 | 16 | 8 | Saturday | 9 | 0 | 0 | 33.7405 | 32.3359 | 37.9057 | 25.989 | 0 | 0.2405 | 16.2 | 17.7418 | 120.4225 | 0 | 0 | 0 | 11.6287 | 0
5459 | 228 | 16 | 8 | Saturday | 10 | 0 | 10.898 | 33.9555 | 29.5689 | 37.2508 | 10.395 | 0 | 0.7507 | 15.12 | 30.6365 | 128.8244 | 0 | 0 | 0 | 4.057 | 0
5460 | 228 | 16 | 8 | Saturday | 11 | 0 | 26.137 | 34.0919 | 27.165 | 35.3135 | 10.395 | 0 | 1.6116 | 21.6 | 41.3864 | 149.109 | 0 | 0 | 0 | 2.2395 | 0
5461 | 228 | 16 | 8 | Saturday | 12 | 0 | 47.301 | 34.0919 | 24.2611 | 34.2247 | 15.593 | 0 | 2.0006 | 23.4 | 44.4348 | 152.3375 | 0 | 0 | 0 | 0.4087 | 0
5462 | 228 | 16 | 8 | Saturday | 13 | 0 | 68.576 | 34.1646 | 23.8662 | 33.0722 | 15.593 | 0 | 2.1359 | 23.4 | 43.3972 | 152.321 | 0 | 0 | 0 | 0 | 0
5463 | 228 | 16 | 8 | Saturday | 14 | 0 | 72.435 | 34.197 | 23.0131 | 33.0722 | 5.198 | 0 | 2.1483 | 23.4 | 40.0673 | 152.0891 | 0 | 0 | 0 | 0 | 0
5464 | 228 | 16 | 8 | Saturday | 15 | 0 | 77.702 | 34.196 | 23.9127 | 33.0722 | 5.198 | 0 | 2.1506 | 23.4 | 29.0291 | 153.7277 | 0 | 0 | 0 | 0 | 0
5465 | 228 | 16 | 8 | Saturday | 16 | 0 | 79.853 | 34.1944 | 24.9281 | 33.0722 | 20.791 | 0 | 2.1704 | 23.4 | 18.0233 | 155.1722 | 0 | 0 | 0 | 0 | 0
5466 | 228 | 16 | 8 | Saturday | 17 | 0 | 78.808 | 34.1665 | 22.8021 | 32.9581 | 25.989 | 0 | 2.1469 | 27 | 13.2631 | 156.3691 | 0 | 0 | 0 | 0 | 0
5467 | 228 | 16 | 8 | Saturday | 18 | 0 | 85.894 | 34.4341 | 35.4549 | 46.5147 | 36.384 | 0 | 2.2151 | 28.8 | 8.8647 | 185.485 | 0 | 0 | 0 | 0 | 0
5468 | 228 | 16 | 8 | Saturday | 19 | 0 | 93.579 | 35.3013 | 44.221 | 50.3878 | 36.384 | 0 | 2.2673 | 28.8 | 4.0169 | 199.8931 | 0 | 0 | 0 | 0 | 0
5469 | 228 | 16 | 8 | Saturday | 20 | 0 | 93.104 | 35.6339 | 58.7931 | 50.3878 | 25.989 | 0 | 2.2529 | 27 | 1.5613 | 212.7341 | 0 | 0 | 0 | 0 | 0
5470 | 228 | 16 | 8 | Saturday | 21 | 0 | 52.05 | 34.9715 | 61.3343 | 50.3878 | 15.593 | 0 | 2.1304 | 27 | 0.2847 | 210.2878 | 0 | 0 | 0 | 0 | 0
5471 | 228 | 16 | 8 | Saturday | 22 | 0 | 12.995 | 33.7398 | 49.2003 | 40.077 | 10.395 | 0 | 1.2272 | 19.8 | 0 | 158.4801 | 0 | 0 | 0 | 0 | 0
5472 | 228 | 16 | 8 | Saturday | 23 | 0 | 4.734 | 33.7182 | 28.1779 | 24.6242 | 10.395 | 0 | 0.5757 | 19.8 | 0 | 112.0698 | 0 | 0 | 0 | 0.3657 | 0
5473 | 229 | 17 | 8 | Sunday | 0 | 0 | 0.374 | 33.7182 | 24.1043 | 23.0149 | 5.198 | 0 | 0.0799 | 19.8 | 0 | 101.1219 | 0 | 0 | 0 | 0.4615 | 0
5474 | 229 | 17 | 8 | Sunday | 1 | 0 | 0 | 33.7182 | 23.3102 | 22.2101 | 5.198 | 0 | 0.0113 | 19.8 | 0 | 99.0499 | 0 | 0 | 0 | 0.5301 | 0
5475 | 229 | 17 | 8 | Sunday | 2 | 0 | 0 | 33.7182 | 17.5379 | 18.3373 | 5.198 | 0 | 0.0125 | 15.48 | 0 | 85.0859 | 0 | 0 | 0 | 0.5957 | 0
5476 | 229 | 17 | 8 | Sunday | 3 | 0 | 0 | 33.7182 | 17.5379 | 18.3373 | 5.198 | 0 | 0.0136 | 15.48 | 0 | 85.087 | 0 | 0 | 0 | 0.6604 | 0
5477 | 229 | 17 | 8 | Sunday | 4 | 0 | 0 | 33.7182 | 17.5379 | 18.3373 | 5.198 | 0 | 0.0148 | 15.48 | 0 | 85.0882 | 0 | 0 | 0 | 0.7246 | 0
5478 | 229 | 17 | 8 | Sunday | 5 | 0 | 0 | 33.7182 | 18.7817 | 18.3373 | 5.198 | 0 | 0.016 | 15.48 | 0 | 86.3331 | 0 | 0 | 0 | 0.7875 | 0
5479 | 229 | 17 | 8 | Sunday | 6 | 0 | 0 | 33.7182 | 26.9298 | 24.6242 | 25.989 | 0 | 0.0976 | 18.72 | 0.213 | 104.0899 | 0 | 0 | 0 | 4.8118 | 0
5480 | 229 | 17 | 8 | Sunday | 7 | 0 | 0 | 33.7182 | 33.0701 | 29.9942 | 36.384 | 0 | 0.1825 | 18.72 | 1.951 | 115.6851 | 0 | 0 | 0 | 9.026 | 0
5481 | 229 | 17 | 8 | Sunday | 8 | 0 | 0 | 33.7182 | 33.2084 | 33.2132 | 41.582 | 0 | 0.2667 | 23.4 | 3.9539 | 123.8065 | 0 | 0 | 0 | 13.3264 | 0
5482 | 229 | 17 | 8 | Sunday | 9 | 0 | 0 | 33.7182 | 25.0903 | 29.3396 | 25.989 | 0 | 0.1893 | 23.4 | 6.8086 | 111.7374 | 0 | 0 | 0 | 9.8406 | 0
5483 | 229 | 17 | 8 | Sunday | 10 | 0 | 0 | 33.7204 | 23.1192 | 32.5586 | 10.395 | 0 | 0.0817 | 19.08 | 13.0156 | 108.56 | 0 | 0 | 0 | 4.2434 | 0
5484 | 229 | 17 | 8 | Sunday | 11 | 0 | 0 | 33.992 | 20.6732 | 32.5586 | 10.395 | 0 | 0.1183 | 21.6 | 22.6526 | 108.942 | 0 | 0 | 0 | 4.1613 | 0
5485 | 229 | 17 | 8 | Sunday | 12 | 0 | 11.261 | 33.947 | 19.6387 | 33.0367 | 15.593 | 0 | 0.7859 | 19.08 | 33.8601 | 118.7756 | 0 | 0 | 0 | 4.8523 | 0
5486 | 229 | 17 | 8 | Sunday | 13 | 0 | 12.925 | 33.9194 | 17.151 | 29.1634 | 15.593 | 0 | 0.8667 | 18.36 | 41.3711 | 113.8125 | 0 | 0 | 0 | 2.3127 | 0
5487 | 229 | 17 | 8 | Sunday | 14 | 0 | 18.295 | 33.9981 | 17.1391 | 29.1634 | 5.198 | 0 | 1.2096 | 18 | 41.5232 | 120.2744 | 0 | 0 | 0 | 0 | 0
5488 | 229 | 17 | 8 | Sunday | 15 | 0 | 22.293 | 34.0664 | 17.7285 | 29.1634 | 5.198 | 0 | 1.2977 | 15.84 | 35.3251 | 123.6308 | 0 | 0 | 0 | 0 | 0
5489 | 229 | 17 | 8 | Sunday | 16 | 0 | 20.662 | 34.0374 | 17.4563 | 27.5539 | 20.791 | 0 | 1.153 | 23.04 | 26.3823 | 126.9514 | 0 | 0 | 0 | 0 | 0
5490 | 229 | 17 | 8 | Sunday | 17 | 0 | 29.654 | 34.0475 | 16.8686 | 26.399 | 25.989 | 0 | 1.6777 | 22.32 | 20.129 | 135.3508 | 0 | 0 | 0 | 0 | 0
5491 | 229 | 17 | 8 | Sunday | 18 | 0 | 31.191 | 34.0211 | 27.4687 | 38.0184 | 36.384 | 0 | 1.7005 | 23.4 | 12.6788 | 158.7976 | 0 | 0 | 0 | 0 | 0
5492 | 229 | 17 | 8 | Sunday | 19 | 0 | 24.516 | 33.9806 | 39.9204 | 45.7644 | 36.384 | 0 | 1.4733 | 22.68 | 4.6778 | 171.504 | 0 | 0 | 0 | 1.1545 | 0
5493 | 229 | 17 | 8 | Sunday | 20 | 0 | 17.226 | 33.9132 | 57.8443 | 49.6381 | 25.989 | 0 | 0.9853 | 22.68 | 1.6493 | 184.3705 | 0 | 0 | 0 | 2.8068 | 0
5494 | 229 | 17 | 8 | Sunday | 21 | 0 | 9.044 | 33.7852 | 48.5011 | 41.8913 | 15.593 | 0 | 0.5181 | 22.68 | 0.3132 | 157.2483 | 0 | 0 | 0 | 2.413 | 0
5495 | 229 | 17 | 8 | Sunday | 22 | 0 | 4.555 | 33.7223 | 40.3665 | 35.5897 | 10.395 | 0 | 0.2703 | 14.4 | 0 | 129.275 | 0 | 0 | 0 | 1.9032 | 0
5496 | 229 | 17 | 8 | Sunday | 23 | 0 | 1.513 | 33.7182 | 25.6748 | 24.6242 | 10.395 | 0 | 0.1187 | 14.4 | 0 | 100.1722 | 0 | 0 | 0 | 2.1338 | 0
5497 | 230 | 18 | 8 | Monday | 0 | 0 | 0.136 | 33.7182 | 17.5343 | 18.3373 | 5.198 | 0 | 0.0295 | 14.4 | 0 | 84.1673 | 0 | 0 | 0 | 1.1525 | 0
5498 | 230 | 18 | 8 | Monday | 1 | 0 | 0.059 | 33.7182 | 14.6472 | 16.4006 | 5.198 | 0 | 0.0267 | 11.88 | 0 | 76.7374 | 0 | 0 | 0 | 1.2101 | 0
5499 | 230 | 18 | 8 | Monday | 2 | 0 | 0 | 33.7182 | 11.7686 | 14.464 | 5.198 | 0 | 0.0247 | 11.88 | 0 | 71.8556 | 0 | 0 | 0 | 1.2671 | 0
5500 | 230 | 18 | 8 | Monday | 3 | 0 | 0 | 33.7182 | 11.7686 | 14.464 | 5.198 | 0 | 0.0257 | 11.88 | 0 | 71.8566 | 0 | 0 | 0 | 1.3232 | 0
5501 | 230 | 18 | 8 | Monday | 4 | 0 | 0 | 33.7182 | 13.0128 | 14.464 | 5.198 | 0 | 0.0267 | 11.88 | 0 | 73.1018 | 0 | 0 | 0 | 1.3785 | 0
5502 | 230 | 18 | 8 | Monday | 5 | 0 | 0 | 33.7182 | 22.6634 | 20.5805 | 5.198 | 0 | 0.0277 | 11.88 | 0 | 88.8699 | 0 | 0 | 0 | 1.4333 | 0
5503 | 230 | 18 | 8 | Monday | 6 | 0 | 0 | 33.7182 | 44.2686 | 35.484 | 25.989 | 0 | 0.1544 | 15.12 | 0.2742 | 128.7452 | 0 | 0 | 0 | 7.9233 | 0
5504 | 230 | 18 | 8 | Monday | 7 | 0 | 0 | 33.7182 | 54.4802 | 46.6998 | 36.384 | 0 | 0.2564 | 15.12 | 2.4735 | 150.2746 | 0 | 0 | 0 | 13.0753 | 0
5505 | 230 | 18 | 8 | Monday | 8 | 0 | 5.112 | 33.7457 | 56.2378 | 52.1343 | 41.582 | 0 | 0.5994 | 18.72 | 7.087 | 166.9208 | 0 | 0 | 0 | 17.5515 | 0
5506 | 230 | 18 | 8 | Monday | 9 | 0 | 5.899 | 34.0264 | 56.9137 | 52.8606 | 25.989 | 0 | 0.5462 | 18.72 | 13.5037 | 169.5816 | 0 | 0 | 0 | 12.2181 | 0
5507 | 230 | 18 | 8 | Monday | 10 | 0 | 15.818 | 33.9553 | 54.9061 | 51.878 | 10.395 | 0 | 0.9434 | 14.4 | 15.1205 | 173.424 | 0 | 0 | 0 | 4.9667 | 0
5508 | 230 | 18 | 8 | Monday | 11 | 0 | 16.227 | 33.9675 | 55.8021 | 51.878 | 10.395 | 0 | 0.9512 | 18.36 | 11.1032 | 178.5093 | 0 | 0 | 0 | 5.0532 | 0
5509 | 230 | 18 | 8 | Monday | 12 | 0 | 19.205 | 34.0092 | 54.934 | 51.1854 | 15.593 | 0 | 1.1698 | 18.36 | 8.0095 | 180.4308 | 0 | 0 | 0 | 7.8633 | 0
5510 | 230 | 18 | 8 | Monday | 13 | 0 | 18.81 | 34.0103 | 56.5855 | 51.878 | 15.593 | 0 | 1.1537 | 18.36 | 7.6031 | 182.3323 | 0 | 0 | 0 | 8.1898 | 0
5511 | 230 | 18 | 8 | Monday | 14 | 0 | 16.759 | 33.9725 | 56.6463 | 51.878 | 5.198 | 0 | 0.9383 | 18.36 | 8.1913 | 179.921 | 0 | 0 | 0 | 2.8006 | 0
5512 | 230 | 18 | 8 | Monday | 15 | 0 | 14.784 | 33.9194 | 57.6697 | 51.878 | 5.198 | 0 | 0.8302 | 18.36 | 8.8326 | 178.647 | 0 | 0 | 0 | 2.8375 | 0
5513 | 230 | 18 | 8 | Monday | 16 | 0 | 17.161 | 33.9619 | 56.709 | 50.7246 | 20.791 | 0 | 1.1303 | 22.68 | 9.0156 | 183.8576 | 0 | 0 | 0 | 11.6899 | 0
5514 | 230 | 18 | 8 | Monday | 17 | 0 | 23.401 | 34.0403 | 48.124 | 43.0931 | 25.989 | 0 | 1.562 | 28.8 | 8.9326 | 181.6077 | 0 | 0 | 0 | 15.332 | 0
5515 | 230 | 18 | 8 | Monday | 18 | 0 | 30.193 | 34.028 | 47.3992 | 51.7393 | 36.384 | 0 | 2.0205 | 30.96 | 8.602 | 198.0014 | 0 | 0 | 0 | 22.7187 | 0
5516 | 230 | 18 | 8 | Monday | 19 | 0 | 22.47 | 33.9438 | 55.9923 | 57.1787 | 36.384 | 0 | 1.6659 | 25.2 | 4.2454 | 198.4066 | 0 | 0 | 0 | 24.0737 | 0
5517 | 230 | 18 | 8 | Monday | 20 | 0 | 17.596 | 33.9014 | 73.7881 | 60.483 | 25.989 | 0 | 1.2687 | 25.2 | 1.4263 | 213.6725 | 0 | 0 | 0 | 17.9671 | 0
5518 | 230 | 18 | 8 | Monday | 21 | 0 | 12.882 | 33.841 | 69.495 | 55.4564 | 15.593 | 0 | 0.8798 | 25.2 | 0.2346 | 198.8041 | 0 | 0 | 0 | 11.0719 | 0
5519 | 230 | 18 | 8 | Monday | 22 | 0 | 4.461 | 33.7281 | 49.7368 | 40.0199 | 10.395 | 0 | 0.3679 | 16.2 | 0 | 144.8774 | 0 | 0 | 0 | 7.4993 | 0
5520 | 230 | 18 | 8 | Monday | 23 | 0 | 0.548 | 33.7182 | 26.9226 | 24.6242 | 10.395 | 0 | 0.1693 | 16.2 | 0 | 102.2268 | 0 | 0 | 0 | 7.592 | 0
5521 | 231 | 19 | 8 | Tuesday | 0 | 0 | 0.007 | 33.7182 | 17.5343 | 18.3373 | 5.198 | 0 | 0.0718 | 14.4 | 0 | 84.0691 | 0 | 0 | 0 | 3.8297 | 0
5522 | 231 | 19 | 8 | Tuesday | 1 | 0 | 0 | 33.7182 | 14.6472 | 16.4006 | 5.198 | 0 | 0.0719 | 11.88 | 0 | 76.7179 | 0 | 0 | 0 | 3.8532 | 0
5523 | 231 | 19 | 8 | Tuesday | 2 | 0 | 0 | 33.7182 | 11.7686 | 14.464 | 5.198 | 0 | 0.0723 | 11.88 | 0 | 71.9031 | 0 | 0 | 0 | 3.8756 | 0
5524 | 231 | 19 | 8 | Tuesday | 3 | 0 | 0 | 33.7182 | 11.7686 | 14.464 | 5.198 | 0 | 0.0727 | 11.88 | 0 | 71.9036 | 0 | 0 | 0 | 3.8981 | 0
5525 | 231 | 19 | 8 | Tuesday | 4 | 0 | 0 | 33.7182 | 13.0128 | 14.464 | 5.198 | 0 | 0.0731 | 11.88 | 0 | 73.1481 | 0 | 0 | 0 | 3.9203 | 0
5526 | 231 | 19 | 8 | Tuesday | 5 | 0 | 0 | 33.7182 | 22.6634 | 20.5805 | 5.198 | 0 | 0.0735 | 11.88 | 0 | 88.9156 | 0 | 0 | 0 | 3.9421 | 0
5527 | 231 | 19 | 8 | Tuesday | 6 | 0 | 0 | 33.7182 | 44.0712 | 35.484 | 25.989 | 0 | 0.3749 | 15.12 | 0.3563 | 128.7683 | 0 | 0 | 0 | 20.0139 | 0
5528 | 231 | 19 | 8 | Tuesday | 7 | 0 | 0 | 33.7182 | 51.5461 | 46.6998 | 36.384 | 0 | 0.5433 | 15.12 | 2.9305 | 147.6275 | 0 | 0 | 0 | 28.8101 | 0
5529 | 231 | 19 | 8 | Tuesday | 8 | 0 | 0 | 33.7203 | 56.7465 | 52.1343 | 41.582 | 0 | 0.6431 | 18.72 | 6.1782 | 161.9643 | 0 | 0 | 0 | 33.9689 | 0
5530 | 231 | 19 | 8 | Tuesday | 9 | 0 | 0.219 | 33.7486 | 59.7907 | 52.8606 | 25.989 | 0 | 0.4213 | 18.72 | 9.0806 | 165.7785 | 0 | 0 | 0 | 21.7171 | 0
5531 | 231 | 19 | 8 | Tuesday | 10 | 0 | 5.86 | 33.9475 | 56.0849 | 51.878 | 10.395 | 0 | 0.484 | 14.4 | 11.7452 | 163.1322 | 0 | 0 | 0 | 8.6021 | 0
5532 | 231 | 19 | 8 | Tuesday | 11 | 0 | 13.796 | 33.9232 | 55.4467 | 51.878 | 10.395 | 0 | 0.9018 | 18.36 | 13.2012 | 175.4305 | 0 | 0 | 0 | 8.3178 | 0
5533 | 231 | 19 | 8 | Tuesday | 12 | 0 | 16.768 | 33.982 | 53.0882 | 51.1854 | 15.593 | 0 | 1.1453 | 18.36 | 16.1508 | 175.8966 | 0 | 0 | 0 | 11.8695 | 0
5534 | 231 | 19 | 8 | Tuesday | 13 | 0 | 17.913 | 34.0025 | 53.4442 | 51.878 | 15.593 | 0 | 1.2082 | 18.36 | 19.8254 | 178.2671 | 0 | 0 | 0 | 10.8803 | 0
5535 | 231 | 19 | 8 | Tuesday | 14 | 0 | 16.938 | 33.9863 | 53.2415 | 51.878 | 5.198 | 0 | 1.0119 | 18.36 | 20.7911 | 176.7977 | 0 | 0 | 0 | 3.2248 | 0
5536 | 231 | 19 | 8 | Tuesday | 15 | 0 | 15.513 | 33.954 | 53.3146 | 51.878 | 5.198 | 0 | 0.9521 | 18.36 | 27.4069 | 175.2369 | 0 | 0 | 0 | 2.6825 | 0
5537 | 231 | 19 | 8 | Tuesday | 16 | 0 | 14.387 | 33.9342 | 53.9109 | 50.7246 | 20.791 | 0 | 0.9948 | 22.68 | 29.7828 | 177.8045 | 0 | 0 | 0 | 8.2306 | 0
5538 | 231 | 19 | 8 | Tuesday | 17 | 0 | 13.346 | 33.9184 | 46.6109 | 43.0931 | 25.989 | 0 | 0.8972 | 28.8 | 21.393 | 167.7545 | 0 | 0 | 0 | 9.0635 | 0
5539 | 231 | 19 | 8 | Tuesday | 18 | 0 | 15.434 | 33.9646 | 44.7123 | 51.7393 | 36.384 | 0 | 1.0882 | 30.96 | 11.9338 | 179.1569 | 0 | 0 | 0 | 14.1706 | 0
5540 | 231 | 19 | 8 | Tuesday | 19 | 0 | 14.867 | 33.9697 | 51.9601 | 57.1787 | 36.384 | 0 | 1.0946 | 25.2 | 4.6462 | 185.4825 | 0 | 0 | 0 | 16.2235 | 0
5541 | 231 | 19 | 8 | Tuesday | 20 | 0 | 14.891 | 33.9767 | 73.0582 | 60.483 | 25.989 | 0 | 1.0246 | 25.2 | 1.5908 | 209.8478 | 0 | 0 | 0 | 12.7562 | 0
5542 | 231 | 19 | 8 | Tuesday | 21 | 0 | 10.785 | 33.9183 | 69.495 | 55.4564 | 15.593 | 0 | 0.7127 | 25.2 | 0.2541 | 196.4468 | 0 | 0 | 0 | 8.0955 | 0
5543 | 231 | 19 | 8 | Tuesday | 22 | 0 | 3.575 | 33.7371 | 49.7368 | 40.0199 | 10.395 | 0 | 0.287 | 16.2 | 0 | 143.8466 | 0 | 0 | 0 | 5.5757 | 0
5544 | 231 | 19 | 8 | Tuesday | 23 | 0 | 0.407 | 33.7182 | 26.9226 | 24.6242 | 10.395 | 0 | 0.128 | 16.2 | 0 | 102.0333 | 0 | 0 | 0 | 5.7158 | 0
5545 | 232 | 20 | 8 | Wednesday | 0 | 0 | 0.004 | 33.7182 | 17.5343 | 18.3373 | 5.198 | 0 | 0.0548 | 14.4 | 0 | 84.0488 | 0 | 0 | 0 | 2.9095 | 0
5546 | 232 | 20 | 8 | Wednesday | 1 | 0 | 0 | 33.7182 | 14.6472 | 16.4006 | 5.198 | 0 | 0.0553 | 11.88 | 0 | 76.7014 | 0 | 0 | 0 | 2.9446 | 0
5547 | 232 | 20 | 8 | Wednesday | 2 | 0 | 0 | 33.7182 | 11.7686 | 14.464 | 5.198 | 0 | 0.0559 | 11.88 | 0 | 71.8868 | 0 | 0 | 0 | 2.9791 | 0
5548 | 232 | 20 | 8 | Wednesday | 3 | 0 | 0 | 33.7182 | 11.7686 | 14.464 | 5.198 | 0 | 0.0565 | 11.88 | 0 | 71.8874 | 0 | 0 | 0 | 3.0131 | 0
5549 | 232 | 20 | 8 | Wednesday | 4 | 0 | 0 | 33.7182 | 13.0128 | 14.464 | 5.198 | 0 | 0.0572 | 11.88 | 0 | 73.1322 | 0 | 0 | 0 | 3.0465 | 0
5550 | 232 | 20 | 8 | Wednesday | 5 | 0 | 0 | 33.731 | 22.6634 | 20.5805 | 5.198 | 0 | 0.0578 | 11.88 | 0 | 88.9127 | 0 | 0 | 0 | 3.0796 | 0
5551 | 232 | 20 | 8 | Wednesday | 6 | 0 | 0 | 33.7194 | 44.1177 | 35.484 | 25.989 | 0 | 0.2991 | 15.12 | 0.2603 | 128.7401 | 0 | 0 | 0 | 15.8579 | 0
5552 | 232 | 20 | 8 | Wednesday | 7 | 0 | 0 | 33.7182 | 55.2939 | 46.6998 | 36.384 | 0 | 0.4447 | 15.12 | 3.1646 | 151.2767 | 0 | 0 | 0 | 23.4014 | 0
5553 | 232 | 20 | 8 | Wednesday | 8 | 0 | 0 | 33.7201 | 60.1095 | 52.1343 | 41.582 | 0 | 0.544 | 18.72 | 11.4723 | 165.228 | 0 | 0 | 0 | 28.2862 | 0
5554 | 232 | 20 | 8 | Wednesday | 9 | 0 | 0.205 | 33.7465 | 59.0697 | 52.8606 | 25.989 | 0 | 0.388 | 18.72 | 20.8317 | 165.0069 | 0 | 0 | 0 | 17.5139 | 0
5555 | 232 | 20 | 8 | Wednesday | 10 | 0 | 3.759 | 33.9334 | 55.1559 | 51.878 | 10.395 | 0 | 0.3937 | 14.4 | 28.4594 | 159.8257 | 0 | 0 | 0 | 6.0485 | 0
5556 | 232 | 20 | 8 | Wednesday | 11 | 0 | 13.7 | 33.9345 | 53.7996 | 51.878 | 10.395 | 0 | 0.904 | 18.36 | 31.7443 | 173.694 | 0 | 0 | 0 | 4.6303 | 0
5557 | 232 | 20 | 8 | Wednesday | 12 | 0 | 16.343 | 33.9923 | 51.6017 | 51.1854 | 15.593 | 0 | 1.0402 | 18.36 | 30.7519 | 173.8558 | 0 | 0 | 0 | 5.087 | 0
5558 | 232 | 20 | 8 | Wednesday | 13 | 0 | 16.66 | 33.9777 | 52.2801 | 51.878 | 15.593 | 0 | 1.0315 | 18.36 | 32.4569 | 175.5466 | 0 | 0 | 0 | 3.5925 | 0
5559 | 232 | 20 | 8 | Wednesday | 14 | 0 | 14.041 | 33.9275 | 52.4383 | 51.878 | 5.198 | 0 | 0.9122 | 18.36 | 33.4033 | 172.7025 | 0 | 0 | 0 | 0.579 | 0
5560 | 232 | 20 | 8 | Wednesday | 15 | 0 | 12.565 | 33.8991 | 53.2645 | 51.878 | 5.198 | 0 | 0.9599 | 18.36 | 26.6731 | 171.9516 | 0 | 0 | 0 | 0 | 0
5561 | 232 | 20 | 8 | Wednesday | 16 | 0 | 12.216 | 33.8906 | 54.0468 | 50.7246 | 20.791 | 0 | 0.6675 | 22.68 | 21.089 | 175.2211 | 0 | 0 | 0 | 1.2096 | 0
5562 | 232 | 20 | 8 | Wednesday | 17 | 0 | 14.053 | 33.9305 | 46.7312 | 43.0931 | 25.989 | 0 | 0.8001 | 28.8 | 17.5141 | 168.5544 | 0 | 0 | 0 | 2.9507 | 0
5563 | 232 | 20 | 8 | Wednesday | 18 | 0 | 17.967 | 33.9938 | 45.1072 | 51.7393 | 36.384 | 0 | 1.0902 | 30.96 | 11.2959 | 182.3235 | 0 | 0 | 0 | 6.6042 | 0
5564 | 232 | 20 | 8 | Wednesday | 19 | 0 | 16.778 | 34.0043 | 52.6767 | 57.1787 | 36.384 | 0 | 1.073 | 25.2 | 4.3559 | 188.2798 | 0 | 0 | 0 | 9.2748 | 0
5565 | 232 | 20 | 8 | Wednesday | 20 | 0 | 15.32 | 34.0039 | 72.9531 | 60.483 | 25.989 | 0 | 0.964 | 25.2 | 1.4304 | 210.1732 | 0 | 0 | 0 | 8.1436 | 0
5566 | 232 | 20 | 8 | Wednesday | 21 | 0 | 11.04 | 33.9281 | 69.495 | 55.4564 | 15.593 | 0 | 0.6782 | 25.2 | 0.2362 | 196.6973 | 0 | 0 | 0 | 5.4609 | 0
5567 | 232 | 20 | 8 | Wednesday | 22 | 0 | 3.583 | 33.7388 | 49.7368 | 40.0199 | 10.395 | 0 | 0.2564 | 16.2 | 0 | 143.8264 | 0 | 0 | 0 | 3.873 | 0
5568 | 232 | 20 | 8 | Wednesday | 23 | 0 | 0.367 | 33.7182 | 26.9226 | 24.6242 | 10.395 | 0 | 0.0957 | 16.2 | 0 | 101.9574 | 0 | 0 | 0 | 4.0551 | 0
5569 | 233 | 21 | 8 | Thursday | 0 | 0 | 0.003 | 33.7182 | 17.5343 | 18.3373 | 5.198 | 0 | 0.0399 | 14.4 | 0 | 84.0324 | 0 | 0 | 0 | 2.0948 | 0
5570 | 233 | 21 | 8 | Thursday | 1 | 0 | 0 | 33.7184 | 14.6472 | 16.4006 | 5.198 | 0 | 0.0406 | 11.88 | 0 | 76.6869 | 0 | 0 | 0 | 2.1404 | 0
5571 | 233 | 21 | 8 | Thursday | 2 | 0 | 0 | 33.7333 | 11.7686 | 14.464 | 5.198 | 0 | 0.0414 | 11.88 | 0 | 71.8874 | 0 | 0 | 0 | 2.1853 | 0
5572 | 233 | 21 | 8 | Thursday | 3 | 0 | 0 | 33.7527 | 11.7686 | 14.464 | 5.198 | 0 | 0.0423 | 11.88 | 0 | 71.9076 | 0 | 0 | 0 | 2.2295 | 0
5573 | 233 | 21 | 8 | Thursday | 4 | 0 | 0 | 33.7702 | 13.0128 | 14.464 | 5.198 | 0 | 0.043 | 11.88 | 0 | 73.17 | 0 | 0 | 0 | 2.2733 | 0
5574 | 233 | 21 | 8 | Thursday | 5 | 0 | 0 | 33.7714 | 22.6634 | 20.5805 | 5.198 | 0 | 0.0438 | 11.88 | 0 | 88.9392 | 0 | 0 | 0 | 2.3162 | 0
5575 | 233 | 21 | 8 | Thursday | 6 | 0 | 0 | 33.7246 | 44.1077 | 35.484 | 25.989 | 0 | 0.232 | 15.12 | 0.293 | 128.6682 | 0 | 0 | 0 | 12.1792 | 0
5576 | 233 | 21 | 8 | Thursday | 7 | 0 | 0 | 33.7182 | 52.4359 | 46.6998 | 36.384 | 0 | 0.3574 | 15.12 | 3.2153 | 148.3314 | 0 | 0 | 0 | 18.6139 | 0
5577 | 233 | 21 | 8 | Thursday | 8 | 0 | 0 | 33.7196 | 56.7887 | 52.1343 | 41.582 | 0 | 0.4511 | 18.72 | 12.1013 | 161.8137 | 0 | 0 | 0 | 23.319 | 0
5578 | 233 | 21 | 8 | Thursday | 9 | 0 | 0.171 | 33.7426 | 58.0974 | 52.8606 | 25.989 | 0 | 0.3456 | 18.72 | 25.3375 | 163.9506 | 0 | 0 | 0 | 14.5553 | 0
5579 | 233 | 21 | 8 | Thursday | 10 | 0 | 4.347 | 33.9482 | 54.3001 | 51.878 | 10.395 | 0 | 0.4361 | 14.4 | 36.7924 | 159.6632 | 0 | 0 | 0 | 4.4758 | 0
5580 | 233 | 21 | 8 | Thursday | 11 | 0 | 14.656 | 33.9532 | 52.8145 | 51.878 | 10.395 | 0 | 0.9574 | 18.36 | 41.5702 | 173.8142 | 0 | 0 | 0 | 2.4033 | 0
5581 | 233 | 21 | 8 | Thursday | 12 | 0 | 19.37 | 34.0137 | 50.6323 | 51.1854 | 15.593 | 0 | 1.2634 | 18.36 | 39.0084 | 176.4058 | 0 | 0 | 0 | 0.8984 | 0
5582 | 233 | 21 | 8 | Thursday | 13 | 0 | 21.625 | 34.0398 | 51.8425 | 51.878 | 15.593 | 0 | 1.2302 | 18.36 | 34.3455 | 180.8182 | 0 | 0 | 0 | 0 | 0
5583 | 233 | 21 | 8 | Thursday | 14 | 0 | 21.221 | 33.9834 | 52.1415 | 51.878 | 5.198 | 0 | 1.1919 | 18.36 | 31.8806 | 180.909 | 0 | 0 | 0 | 0 | 0
5584 | 233 | 21 | 8 | Thursday | 15 | 0 | 21.182 | 33.9725 | 52.718 | 51.878 | 5.198 | 0 | 1.1712 | 18.36 | 28.7097 | 181.6201 | 0 | 0 | 0 | 0 | 0
5585 | 233 | 21 | 8 | Thursday | 16 | 0 | 24.267 | 34.0681 | 53.4123 | 50.7246 | 20.791 | 0 | 1.3399 | 22.68 | 22.6141 | 189.6404 | 0 | 0 | 0 | 0 | 0
5586 | 233 | 21 | 8 | Thursday | 17 | 0 | 25.747 | 34.0459 | 46.1119 | 43.0931 | 25.989 | 0 | 1.4215 | 28.8 | 16.2528 | 182.4182 | 0 | 0 | 0 | 0 | 0
5587 | 233 | 21 | 8 | Thursday | 18 | 0 | 26.128 | 34.0067 | 43.9312 | 51.7393 | 36.384 | 0 | 1.5642 | 30.96 | 9.8931 | 191.4594 | 0 | 0 | 0 | 0.7198 | 0
5588 | 233 | 21 | 8 | Thursday | 19 | 0 | 22.691 | 33.9606 | 49.3527 | 57.1787 | 36.384 | 0 | 1.315 | 25.2 | 5.0573 | 191.9981 | 0 | 0 | 0 | 3.8456 | 0
5589 | 233 | 21 | 8 | Thursday | 20 | 0 | 17.589 | 33.8981 | 72.1415 | 60.483 | 25.989 | 0 | 1.0238 | 25.2 | 1.2066 | 211.7709 | 0 | 0 | 0 | 4.5414 | 0
5590 | 233 | 21 | 8 | Thursday | 21 | 0 | 11.886 | 33.8268 | 69.495 | 55.4564 | 15.593 | 0 | 0.6862 | 25.2 | 0 | 197.5197 | 0 | 0 | 0 | 3.4034 | 0
5591 | 233 | 21 | 8 | Thursday | 22 | 0 | 3.885 | 33.7264 | 49.7368 | 40.0199 | 10.395 | 0 | 0.2478 | 16.2 | 0 | 144.1323 | 0 | 0 | 0 | 2.5433 | 0
5592 | 233 | 21 | 8 | Thursday | 23 | 0 | 0.352 | 33.7182 | 26.9226 | 24.6242 | 10.395 | 0 | 0.0713 | 16.2 | 0 | 101.9174 | 0 | 0 | 0 | 2.7581 | 0
5593 | 234 | 22 | 8 | Friday | 0 | 0 | 0.003 | 33.7182 | 17.5343 | 18.3373 | 5.198 | 0 | 0.0283 | 14.4 | 0 | 84.0214 | 0 | 0 | 0 | 1.4588 | 0
5594 | 234 | 22 | 8 | Friday | 1 | 0 | 0 | 33.7182 | 14.6472 | 16.4006 | 5.198 | 0 | 0.0292 | 11.88 | 0 | 76.6753 | 0 | 0 | 0 | 1.5125 | 0
5595 | 234 | 22 | 8 | Friday | 2 | 0 | 0 | 33.7182 | 11.7686 | 14.464 | 5.198 | 0 | 0.0301 | 11.88 | 0 | 71.861 | 0 | 0 | 0 | 1.5655 | 0
5596 | 234 | 22 | 8 | Friday | 3 | 0 | 0 | 33.7182 | 11.7686 | 14.464 | 5.198 | 0 | 0.0311 | 11.88 | 0 | 71.862 | 0 | 0 | 0 | 1.6176 | 0
5597 | 234 | 22 | 8 | Friday | 4 | 0 | 0 | 33.7182 | 13.0128 | 14.464 | 5.198 | 0 | 0.032 | 11.88 | 0 | 73.1071 | 0 | 0 | 0 | 1.6693 | 0
5598 | 234 | 22 | 8 | Friday | 5 | 0 | 0 | 33.7182 | 22.6634 | 20.5805 | 5.198 | 0 | 0.033 | 11.88 | 0 | 88.8751 | 0 | 0 | 0 | 1.7201 | 0
5599 | 234 | 22 | 8 | Friday | 6 | 0 | 0 | 33.7182 | 44.2811 | 35.484 | 25.989 | 0 | 0.1796 | 15.12 | 0.2046 | 128.7829 | 0 | 0 | 0 | 9.3064 | 0
5600 | 234 | 22 | 8 | Friday | 7 | 0 | 0 | 33.7182 | 58.5778 | 46.6998 | 36.384 | 0 | 0.2892 | 15.12 | 2.038 | 154.405 | 0 | 0 | 0 | 14.8752 | 0
5601 | 234 | 22 | 8 | Friday | 8 | 0 | 0 | 33.7206 | 58.6435 | 52.1343 | 41.582 | 0 | 0.378 | 18.72 | 7.7742 | 163.5964 | 0 | 0 | 0 | 19.4294 | 0
5602 | 234 | 22 | 8 | Friday | 9 | 0 | 0.245 | 33.7555 | 57.2191 | 52.8606 | 25.989 | 0 | 0.2833 | 18.72 | 17.1238 | 163.1033 | 0 | 0 | 0 | 13.0899 | 0
5603 | 234 | 22 | 8 | Friday | 10 | 0 | 11.724 | 33.9671 | 54.072 | 51.878 | 10.395 | 0 | 0.7752 | 14.4 | 23.7223 | 168.0537 | 0 | 0 | 0 | 4.775 | 0
5604 | 234 | 22 | 8 | Friday | 11 | 0 | 23.22 | 34.0731 | 52.7665 | 51.878 | 10.395 | 0 | 1.4238 | 18.36 | 30.4615 | 184.4909 | 0 | 0 | 0 | 3.6858 | 0
5605 | 234 | 22 | 8 | Friday | 12 | 0 | 31.239 | 34.1075 | 50.4749 | 51.1854 | 15.593 | 0 | 1.8668 | 18.36 | 41.1506 | 189.7602 | 0 | 0 | 0 | 2.9442 | 0
5606 | 234 | 22 | 8 | Friday | 13 | 0 | 38.085 | 34.0991 | 51.6222 | 51.878 | 15.593 | 0 | 1.9068 | 18.36 | 42.5518 | 191.8982 | 0 | 0 | 0 | 0.2637 | 0
5607 | 234 | 22 | 8 | Friday | 14 | 0 | 43.633 | 34.0801 | 52.2711 | 51.878 | 5.198 | 0 | 1.78 | 18.36 | 28.054 | 192.5581 | 0 | 0 | 0 | 0 | 0
5608 | 234 | 22 | 8 | Friday | 15 | 0 | 41.144 | 34.0706 | 53.4524 | 51.878 | 5.198 | 0 | 1.7301 | 18.36 | 15.7289 | 193.6799 | 0 | 0 | 0 | 0 | 0
5609 | 234 | 22 | 8 | Friday | 16 | 0 | 54.443 | 34.0718 | 54.2604 | 50.7246 | 20.791 | 0 | 1.8548 | 22.68 | 11.8644 | 198.0904 | 0 | 0 | 0 | 0 | 0
5610 | 234 | 22 | 8 | Friday | 17 | 0 | 54.768 | 34.0981 | 46.7765 | 43.0931 | 25.989 | 0 | 1.9298 | 28.8 | 9.767 | 189.2049 | 0 | 0 | 0 | 0 | 0
5611 | 234 | 22 | 8 | Friday | 18 | 0 | 42.165 | 34.0836 | 44.7988 | 51.7393 | 36.384 | 0 | 1.8674 | 30.96 | 7.1222 | 197.638 | 0 | 0 | 0 | 1.8516 | 0
5612 | 234 | 22 | 8 | Friday | 19 | 0 | 35.895 | 34.2061 | 50.2543 | 57.1787 | 36.384 | 0 | 1.8006 | 25.2 | 4.0949 | 202.6633 | 0 | 0 | 0 | 5.0226 | 0
5613 | 234 | 22 | 8 | Friday | 20 | 0 | 28.023 | 33.9826 | 72.7248 | 60.483 | 25.989 | 0 | 1.6293 | 25.2 | 1.0119 | 224.8926 | 0 | 0 | 0 | 5.3212 | 0
5614 | 234 | 22 | 8 | Friday | 21 | 0 | 16.631 | 33.7863 | 69.495 | 55.4564 | 15.593 | 0 | 0.9557 | 25.2 | 0 | 202.9727 | 0 | 0 | 0 | 3.8489 | 0
5615 | 234 | 22 | 8 | Friday | 22 | 0 | 4.937 | 33.7192 | 49.7368 | 40.0199 | 10.395 | 0 | 0.3076 | 16.2 | 0 | 145.323 | 0 | 0 | 0 | 2.8312 | 0
5616 | 234 | 22 | 8 | Friday | 23 | 0 | 0.519 | 33.7182 | 26.9226 | 24.6242 | 10.395 | 0 | 0.0849 | 16.2 | 0 | 102.1117 | 0 | 0 | 0 | 3.0389 | 0
5617 | 235 | 23 | 8 | Saturday | 0 | 0 | 0.048 | 33.7182 | 18.3332 | 19.1419 | 5.198 | 0 | 0.0331 | 15.84 | 0 | 87.1183 | 0 | 0 | 0 | 1.5963 | 0
5618 | 235 | 23 | 8 | Saturday | 1 | 0 | 0 | 33.7182 | 17.5283 | 18.3373 | 5.198 | 0 | 0.0317 | 12.6 | 0 | 82.2159 | 0 | 0 | 0 | 1.6485 | 0
5619 | 235 | 23 | 8 | Saturday | 2 | 0 | 0 | 33.7182 | 11.771 | 14.464 | 5.198 | 0 | 0.0326 | 12.6 | 0 | 72.5859 | 0 | 0 | 0 | 1.6996 | 0
5620 | 235 | 23 | 8 | Saturday | 3 | 0 | 0 | 33.7182 | 11.771 | 14.464 | 5.198 | 0 | 0.0335 | 12.6 | 0 | 72.5868 | 0 | 0 | 0 | 1.7503 | 0
5621 | 235 | 23 | 8 | Saturday | 4 | 0 | 0 | 33.7182 | 11.771 | 14.464 | 5.198 | 0 | 0.0344 | 12.6 | 0 | 72.5877 | 0 | 0 | 0 | 1.8 | 0
5622 | 235 | 23 | 8 | Saturday | 5 | 0 | 0 | 33.7182 | 13.0152 | 14.464 | 5.198 | 0 | 0.0353 | 12.6 | 0 | 73.8327 | 0 | 0 | 0 | 1.8493 | 0
5623 | 235 | 23 | 8 | Saturday | 6 | 0 | 0 | 33.7182 | 30.2657 | 24.9086 | 25.989 | 0 | 0.1909 | 14.4 | 0.257 | 103.4834 | 0 | 0 | 0 | 9.9282 | 0
5624 | 235 | 23 | 8 | Saturday | 7 | 0 | 0 | 33.7182 | 31.2418 | 26.405 | 36.384 | 0 | 0.304 | 11.52 | 2.8025 | 103.1889 | 0 | 0 | 0 | 15.6845 | 0
5625 | 235 | 23 | 8 | Saturday | 8 | 0 | 0 | 33.7182 | 36.0426 | 37.4339 | 41.582 | 0 | 0.3934 | 16.2 | 9.4329 | 123.7881 | 0 | 0 | 0 | 20.274 | 0
5626 | 235 | 23 | 8 | Saturday | 9 | 0 | 0 | 33.7391 | 32.8039 | 37.9057 | 25.989 | 0 | 0.2774 | 16.2 | 17.2703 | 120.926 | 0 | 0 | 0 | 13.6516 | 0
5627 | 235 | 23 | 8 | Saturday | 10 | 0 | 3.073 | 33.8828 | 29.8937 | 37.2508 | 10.395 | 0 | 0.3267 | 15.12 | 27.2451 | 119.797 | 0 | 0 | 0 | 4.9314 | 0
5628 | 235 | 23 | 8 | Saturday | 11 | 0 | 16.43 | 33.9931 | 27.2003 | 35.3135 | 10.395 | 0 | 1.059 | 21.6 | 35.4426 | 137.2612 | 0 | 0 | 0 | 3.4777 | 0
5629 | 235 | 23 | 8 | Saturday | 12 | 0 | 25.532 | 34.0754 | 24.1459 | 34.2247 | 15.593 | 0 | 1.5692 | 23.4 | 38.7016 | 146.0809 | 0 | 0 | 0 | 2.5541 | 0
5630 | 235 | 23 | 8 | Saturday | 13 | 0 | 29.472 | 34.0941 | 23.7584 | 33.0722 | 15.593 | 0 | 1.812 | 23.4 | 36.8857 | 148.9677 | 0 | 0 | 0 | 0.3367 | 0
5631 | 235 | 23 | 8 | Saturday | 14 | 0 | 39.489 | 34.0595 | 22.8784 | 33.0722 | 5.198 | 0 | 1.7673 | 23.4 | 33.365 | 148.6144 | 0 | 0 | 0 | 0 | 0
5632 | 235 | 23 | 8 | Saturday | 15 | 0 | 48.883 | 34.04 | 23.5427 | 33.0722 | 5.198 | 0 | 1.856 | 23.4 | 31.2872 | 150.27 | 0 | 0 | 0 | 0 | 0
5633 | 235 | 23 | 8 | Saturday | 16 | 0 | 37.674 | 34.0317 | 24.3736 | 33.0722 | 20.791 | 0 | 1.7224 | 23.4 | 23.2636 | 150.7889 | 0 | 0 | 0 | 0 | 0
5634 | 235 | 23 | 8 | Saturday | 17 | 0 | 52.943 | 34.0313 | 22.4309 | 32.9581 | 25.989 | 0 | 1.8506 | 27 | 13.8816 | 152.7181 | 0 | 0 | 0 | 0 | 0
5635 | 235 | 23 | 8 | Saturday | 18 | 0 | 54.152 | 34.079 | 35.0539 | 46.5147 | 36.384 | 0 | 1.9569 | 28.8 | 8.0584 | 180.8809 | 0 | 0 | 0 | 0 | 0
5636 | 235 | 23 | 8 | Saturday | 19 | 0 | 43.099 | 34.0168 | 44.197 | 50.3878 | 36.384 | 0 | 1.8133 | 28.8 | 3.6766 | 193.4037 | 0 | 0 | 0 | 2.1872 | 0
5637 | 235 | 23 | 8 | Saturday | 20 | 0 | 33.715 | 33.998 | 59.7589 | 50.3878 | 25.989 | 0 | 1.74 | 27 | 0.8248 | 206.6194 | 0 | 0 | 0 | 3.4792 | 0
5638 | 235 | 23 | 8 | Saturday | 21 | 0 | 24.656 | 33.9165 | 61.3343 | 50.3878 | 15.593 | 0 | 1.4062 | 27 | 0 | 201.6785 | 0 | 0 | 0 | 2.7968 | 0
5639 | 235 | 23 | 8 | Saturday | 22 | 0 | 11.39 | 33.7224 | 49.2003 | 40.077 | 10.395 | 0 | 0.6392 | 19.8 | 0 | 155.9732 | 0 | 0 | 0 | 2.1512 | 0
5640 | 235 | 23 | 8 | Saturday | 23 | 0 | 3.932 | 33.7182 | 28.1779 | 24.6242 | 10.395 | 0 | 0.248 | 19.8 | 0 | 110.8523 | 0 | 0 | 0 | 2.3757 | 0
5641 | 236 | 24 | 8 | Sunday | 0 | 0 | 0.089 | 33.7182 | 24.1043 | 23.0149 | 5.198 | 0 | 0.0293 | 19.8 | 0 | 100.7633 | 0 | 0 | 0 | 1.2711 | 0
5642 | 236 | 24 | 8 | Sunday | 1 | 0 | 0 | 33.7182 | 23.3102 | 22.2101 | 5.198 | 0 | 0.0258 | 19.8 | 0 | 99.0644 | 0 | 0 | 0 | 1.3273 | 0
5643 | 236 | 24 | 8 | Sunday | 2 | 0 | 0 | 33.7182 | 17.5379 | 18.3373 | 5.198 | 0 | 0.0268 | 15.48 | 0 | 85.1002 | 0 | 0 | 0 | 1.3827 | 0
5644 | 236 | 24 | 8 | Sunday | 3 | 0 | 0 | 33.7182 | 17.5379 | 18.3373 | 5.198 | 0 | 0.0278 | 15.48 | 0 | 85.1012 | 0 | 0 | 0 | 1.4374 | 0
5645 | 236 | 24 | 8 | Sunday | 4 | 0 | 0 | 33.7182 | 17.5379 | 18.3373 | 5.198 | 0 | 0.0288 | 15.48 | 0 | 85.1022 | 0 | 0 | 0 | 1.4911 | 0
5646 | 236 | 24 | 8 | Sunday | 5 | 0 | 0 | 33.7182 | 18.7817 | 18.3373 | 5.198 | 0 | 0.0298 | 15.48 | 0 | 86.3469 | 0 | 0 | 0 | 1.5445 | 0
5647 | 236 | 24 | 8 | Sunday | 6 | 0 | 0 | 33.7182 | 26.9144 | 24.6242 | 25.989 | 0 | 0.1641 | 18.72 | 0.2246 | 104.1409 | 0 | 0 | 0 | 8.4592 | 0
5648 | 236 | 24 | 8 | Sunday | 7 | 0 | 0 | 33.7182 | 30.9443 | 29.9942 | 36.384 | 0 | 0.2691 | 18.72 | 2.8631 | 113.6459 | 0 | 0 | 0 | 13.7726 | 0
5649 | 236 | 24 | 8 | Sunday | 8 | 0 | 0 | 33.7182 | 26.1584 | 33.2132 | 41.582 | 0 | 0.3585 | 23.4 | 12.135 | 116.8483 | 0 | 0 | 0 | 18.2722 | 0
5650 | 236 | 24 | 8 | Sunday | 9 | 0 | 0 | 33.7182 | 20.3575 | 29.3396 | 25.989 | 0 | 0.2825 | 23.4 | 25.4292 | 107.0978 | 0 | 0 | 0 | 11.721 | 0
5651 | 236 | 24 | 8 | Sunday | 10 | 0 | 0 | 33.7248 | 20.8745 | 32.5586 | 10.395 | 0 | 0.1948 | 19.08 | 37.8718 | 106.4327 | 0 | 0 | 0 | 3.4086 | 0
5652 | 236 | 24 | 8 | Sunday | 11 | 0 | 11.001 | 34.0047 | 19.7956 | 32.5586 | 10.395 | 0 | 0.767 | 21.6 | 47.2783 | 119.1798 | 0 | 0 | 0 | 1.0822 | 0
5653 | 236 | 24 | 8 | Sunday | 12 | 0 | 16.264 | 33.9678 | 19.5236 | 33.0367 | 15.593 | 0 | 1.0657 | 19.08 | 52.8203 | 125.0442 | 0 | 0 | 0 | 0 | 0
5654 | 236 | 24 | 8 | Sunday | 13 | 0 | 21.593 | 34.0345 | 16.845 | 29.1634 | 15.593 | 0 | 1.3602 | 18.36 | 53.4904 | 124.4724 | 0 | 0 | 0 | 0 | 0
5655 | 236 | 24 | 8 | Sunday | 14 | 0 | 45.111 | 34.0726 | 16.9753 | 29.1634 | 5.198 | 0 | 1.919 | 18 | 48.1249 | 134.3444 | 0 | 0 | 0 | 0 | 0
5656 | 236 | 24 | 8 | Sunday | 15 | 0 | 57.863 | 34.1563 | 17.6032 | 29.1634 | 5.198 | 0 | 1.9643 | 15.84 | 36.8503 | 133.2552 | 0 | 0 | 0 | 0 | 0
5657 | 236 | 24 | 8 | Sunday | 16 | 0 | 56.949 | 34.1788 | 17.2418 | 27.5539 | 20.791 | 0 | 1.9329 | 23.04 | 25.3026 | 138.441 | 0 | 0 | 0 | 0 | 0
5658 | 236 | 24 | 8 | Sunday | 17 | 0 | 57.236 | 34.1382 | 16.6656 | 26.399 | 25.989 | 0 | 1.9369 | 22.32 | 16.8776 | 135.9601 | 0 | 0 | 0 | 0 | 0
5659 | 236 | 24 | 8 | Sunday | 18 | 0 | 42.817 | 34.002 | 27.1861 | 38.0184 | 36.384 | 0 | 1.8022 | 23.4 | 9.675 | 158.7495 | 0 | 0 | 0 | 0 | 0
5660 | 236 | 24 | 8 | Sunday | 19 | 0 | 23.672 | 33.9807 | 37.8109 | 45.7644 | 36.384 | 0 | 1.3232 | 22.68 | 4.523 | 168.6639 | 0 | 0 | 0 | 0 | 0
5661 | 236 | 24 | 8 | Sunday | 20 | 0 | 18.687 | 33.9321 | 57.5024 | 49.6381 | 25.989 | 0 | 1.0196 | 22.68 | 1.0578 | 185.885 | 0 | 0 | 0 | 0 | 0
5662 | 236 | 24 | 8 | Sunday | 21 | 0 | 11.736 | 33.8137 | 48.5011 | 41.8913 | 15.593 | 0 | 0.6227 | 22.68 | 0 | 160.5431 | 0 | 0 | 0 | 0 | 0
5663 | 236 | 24 | 8 | Sunday | 22 | 0 | 5.329 | 33.7333 | 40.3665 | 35.5897 | 10.395 | 0 | 0.2768 | 14.4 | 0 | 130.165 | 0 | 0 | 0 | 0 | 0
5664 | 236 | 24 | 8 | Sunday | 23 | 0 | 0.442 | 33.7182 | 25.6748 | 24.6242 | 10.395 | 0 | 0.0257 | 14.4 | 0 | 98.9213 | 0 | 0 | 0 | 0 | 0
5665 | 237 | 25 | 8 | Monday | 0 | 0 | 0.004 | 33.7182 | 17.5343 | 18.3373 | 5.198 | 0 | 0.0019 | 14.4 | 0 | 83.9956 | 0 | 0 | 0 | 0 | 0
5666 | 237 | 25 | 8 | Monday | 1 | 0 | 0 | 33.7182 | 14.6472 | 16.4006 | 5.198 | 0 | 0.0017 | 11.88 | 0 | 76.6478 | 0 | 0 | 0 | 0 | 0
5667 | 237 | 25 | 8 | Monday | 2 | 0 | 0 | 33.7182 | 11.7686 | 14.464 | 5.198 | 0 | 0.0018 | 11.88 | 0 | 71.8327 | 0 | 0 | 0 | 0 | 0
5668 | 237 | 25 | 8 | Monday | 3 | 0 | 0 | 33.7182 | 11.7686 | 14.464 | 5.198 | 0 | 0.0017 | 11.88 | 0 | 71.8326 | 0 | 0 | 0 | 0 | 0
5669 | 237 | 25 | 8 | Monday | 4 | 0 | 0 | 33.7182 | 13.0128 | 14.464 | 5.198 | 0 | 0.0017 | 11.88 | 0 | 73.0768 | 0 | 0 | 0 | 0 | 0
5670 | 237 | 25 | 8 | Monday | 5 | 0 | 0 | 33.7182 | 22.6634 | 20.5805 | 5.198 | 0 | 0.0017 | 11.88 | 0 | 88.8439 | 0 | 0 | 0 | 0 | 0
5671 | 237 | 25 | 8 | Monday | 6 | 0 | 0 | 33.7182 | 44.2596 | 35.484 | 25.989 | 0 | 0.0099 | 15.12 | 0.2389 | 128.5917 | 0 | 0 | 0 | 0 | 0
5672 | 237 | 25 | 8 | Monday | 7 | 0 | 0 | 33.7182 | 57.105 | 46.6998 | 36.384 | 0 | 0.1416 | 15.12 | 2.8821 | 152.7847 | 0 | 0 | 0 | 0.5239 | 0
5673 | 237 | 25 | 8 | Monday | 8 | 0 | 0 | 33.7211 | 57.8709 | 52.1343 | 41.582 | 0 | 0.1026 | 18.72 | 11.4766 | 162.5489 | 0 | 0 | 0 | 4.3279 | 0
5674 | 237 | 25 | 8 | Monday | 9 | 0 | 0.286 | 33.7664 | 56.8224 | 52.8606 | 25.989 | 0 | 0.1314 | 18.72 | 23.6377 | 162.6104 | 0 | 0 | 0 | 4.3378 | 0
5675 | 237 | 25 | 8 | Monday | 10 | 0 | 13.835 | 33.9879 | 54.0999 | 51.878 | 10.395 | 0 | 0.9279 | 14.4 | 36.3309 | 170.5705 | 0 | 0 | 0 | 1.0182 | 0
5676 | 237 | 25 | 8 | Monday | 11 | 0 | 24.168 | 34.0703 | 53.0889 | 51.878 | 10.395 | 0 | 1.5047 | 18.36 | 46.0072 | 185.9615 | 0 | 0 | 0 | 0 | 0
5677 | 237 | 25 | 8 | Monday | 12 | 0 | 49.478 | 34.083 | 51.78 | 51.1854 | 15.593 | 0 | 1.9387 | 18.36 | 47.7131 | 191.7081 | 0 | 0 | 0 | 0 | 0
5678 | 237 | 25 | 8 | Monday | 13 | 0 | 73.231 | 34.2507 | 52.5842 | 51.878 | 15.593 | 0 | 2.1201 | 18.36 | 44.5337 | 195.1694 | 0 | 0 | 0 | 0 | 0
5679 | 237 | 25 | 8 | Monday | 14 | 0 | 59.123 | 34.0367 | 52.0988 | 51.878 | 5.198 | 0 | 1.9628 | 18.36 | 43.039 | 192.9835 | 0 | 0 | 0 | 0 | 0
5680 | 237 | 25 | 8 | Monday | 15 | 0 | 57.514 | 33.9794 | 52.8405 | 51.878 | 5.198 | 0 | 1.9217 | 18.36 | 39.6811 | 193.5382 | 0 | 0 | 0 | 0 | 0
5681 | 237 | 25 | 8 | Monday | 16 | 0 | 57.544 | 34.0038 | 53.7645 | 50.7246 | 20.791 | 0 | 1.8858 | 22.68 | 32.727 | 197.628 | 0 | 0 | 0 | 0 | 0
5682 | 237 | 25 | 8 | Monday | 17 | 0 | 45.468 | 33.9766 | 46.594 | 43.0931 | 25.989 | 0 | 1.7675 | 28.8 | 22.4896 | 188.42 | 0 | 0 | 0 | 0 | 0
5683 | 237 | 25 | 8 | Monday | 18 | 0 | 36.33 | 34.0002 | 44.5496 | 51.7393 | 36.384 | 0 | 1.71 | 30.96 | 11.4724 | 196.9601 | 0 | 0 | 0 | 0 | 0
5684 | 237 | 25 | 8 | Monday | 19 | 0 | 29.431 | 33.9777 | 51.0189 | 57.1787 | 36.384 | 0 | 1.6122 | 25.2 | 3.8444 | 201.355 | 0 | 0 | 0 | 0 | 0
5685 | 237 | 25 | 8 | Monday | 20 | 0 | 24.741 | 33.9088 | 72.9002 | 60.483 | 25.989 | 0 | 1.3552 | 25.2 | 0.806 | 221.0907 | 0 | 0 | 0 | 0 | 0
5686 | 237 | 25 | 8 | Monday | 21 | 0 | 15.246 | 33.7669 | 69.495 | 55.4564 | 15.593 | 0 | 0.807 | 25.2 | 0 | 201.2143 | 0 | 0 | 0 | 0 | 0
5687 | 237 | 25 | 8 | Monday | 22 | 0 | 5.012 | 33.7192 | 49.7368 | 40.0199 | 10.395 | 0 | 0.2599 | 16.2 | 0 | 145.3557 | 0 | 0 | 0 | 0 | 0
5688 | 237 | 25 | 8 | Monday | 23 | 0 | 0.536 | 33.7182 | 26.9226 | 24.6242 | 10.395 | 0 | 0.0305 | 16.2 | 0 | 102.0752 | 0 | 0 | 0 | 0 | 0
5689 | 238 | 26 | 8 | Tuesday | 0 | 0 | 0.007 | 33.7182 | 17.5343 | 18.3373 | 5.198 | 0 | 0.0023 | 14.4 | 0 | 83.9997 | 0 | 0 | 0 | 0 | 0
5690 | 238 | 26 | 8 | Tuesday | 1 | 0 | 0 | 33.7182 | 14.6472 | 16.4006 | 5.198 | 0 | 0.0017 | 11.88 | 0 | 76.6478 | 0 | 0 | 0 | 0 | 0
5691 | 238 | 26 | 8 | Tuesday | 2 | 0 | 0 | 33.7182 | 11.7686 | 14.464 | 5.198 | 0 | 0.0019 | 11.88 | 0 | 71.8327 | 0 | 0 | 0 | 0 | 0
5692 | 238 | 26 | 8 | Tuesday | 3 | 0 | 0 | 33.7182 | 11.7686 | 14.464 | 5.198 | 0 | 0.0017 | 11.88 | 0 | 71.8326 | 0 | 0 | 0 | 0 | 0
5693 | 238 | 26 | 8 | Tuesday | 4 | 0 | 0 | 33.7182 | 13.0128 | 14.464 | 5.198 | 0 | 0.0016 | 11.88 | 0 | 73.0767 | 0 | 0 | 0 | 0 | 0
5694 | 238 | 26 | 8 | Tuesday | 5 | 0 | 0 | 33.7182 | 22.6634 | 20.5805 | 5.198 | 0 | 0.0017 | 11.88 | 0 | 88.8438 | 0 | 0 | 0 | 0 | 0
5695 | 238 | 26 | 8 | Tuesday | 6 | 0 | 0 | 33.7182 | 44.208 | 35.484 | 25.989 | 0 | 0.0099 | 15.12 | 0.2237 | 128.5401 | 0 | 0 | 0 | 0 | 0
5696 | 238 | 26 | 8 | Tuesday | 7 | 0 | 0 | 33.7182 | 56.3426 | 46.6998 | 36.384 | 0 | 0.1396 | 15.12 | 2.8026 | 152.0202 | 0 | 0 | 0 | 0.4102 | 0
5697 | 238 | 26 | 8 | Tuesday | 8 | 0 | 0 | 33.7214 | 58.3957 | 52.1343 | 41.582 | 0 | 0.0989 | 18.72 | 12.0335 | 163.0703 | 0 | 0 | 0 | 4.1267 | 0
5698 | 238 | 26 | 8 | Tuesday | 9 | 0 | 0.295 | 33.7795 | 56.8762 | 52.8606 | 25.989 | 0 | 0.1325 | 18.72 | 25.3445 | 162.6875 | 0 | 0 | 0 | 4.1612 | 0
5699 | 238 | 26 | 8 | Tuesday | 10 | 0 | 7.773 | 33.9443 | 54.4332 | 51.878 | 10.395 | 0 | 0.6235 | 14.4 | 37.7043 | 163.6862 | 0 | 0 | 0 | 0.8826 | 0
5700 | 238 | 26 | 8 | Tuesday | 11 | 0 | 18.276 | 34.0076 | 53.2385 | 51.878 | 10.395 | 0 | 1.1363 | 18.36 | 47.362 | 178.5667 | 0 | 0 | 0 | 0 | 0
5701 | 238 | 26 | 8 | Tuesday | 12 | 0 | 28.082 | 34.0627 | 50.9943 | 51.1854 | 15.593 | 0 | 1.69 | 18.36 | 52.4107 | 187.025 | 0 | 0 | 0 | 0 | 0
5702 | 238 | 26 | 8 | Tuesday | 13 | 0 | 31.478 | 34.098 | 51.6349 | 51.878 | 15.593 | 0 | 1.8288 | 18.36 | 53.3926 | 191.6729 | 0 | 0 | 0 | 0 | 0
5703 | 238 | 26 | 8 | Tuesday | 14 | 0 | 37.016 | 34.0873 | 51.9995 | 51.878 | 5.198 | 0 | 1.823 | 18.36 | 51.7286 | 192.105 | 0 | 0 | 0 | 0 | 0
5704 | 238 | 26 | 8 | Tuesday | 15 | 0 | 46.57 | 34.0644 | 52.8429 | 51.878 | 5.198 | 0 | 1.8347 | 18.36 | 46.4598 | 193.169 | 0 | 0 | 0 | 0 | 0
5705 | 238 | 26 | 8 | Tuesday | 16 | 0 | 35.816 | 34.054 | 53.7601 | 50.7246 | 20.791 | 0 | 1.7013 | 22.68 | 37.3464 | 196.6044 | 0 | 0 | 0 | 0 | 0
5706 | 238 | 26 | 8 | Tuesday | 17 | 0 | 28.252 | 34.0284 | 46.5957 | 43.0931 | 25.989 | 0 | 1.5764 | 28.8 | 25.2258 | 186.1612 | 0 | 0 | 0 | 0 | 0
5707 | 238 | 26 | 8 | Tuesday | 18 | 0 | 29.109 | 34.0281 | 44.6566 | 51.7393 | 36.384 | 0 | 1.6168 | 30.96 | 12.2947 | 195.4954 | 0 | 0 | 0 | 0 | 0
5708 | 238 | 26 | 8 | Tuesday | 19 | 0 | 25.362 | 33.9905 | 51.4093 | 57.1787 | 36.384 | 0 | 1.4034 | 25.2 | 3.7732 | 197.3424 | 0 | 0 | 0 | 0 | 0
5709 | 238 | 26 | 8 | Tuesday | 20 | 0 | 21.015 | 33.9386 | 72.8192 | 60.483 | 25.989 | 0 | 1.1352 | 25.2 | 0.8166 | 216.4146 | 0 | 0 | 0 | 0 | 0
5710 | 238 | 26 | 8 | Tuesday | 21 | 0 | 13.08 | 33.8397 | 69.495 | 55.4564 | 15.593 | 0 | 0.6887 | 25.2 | 0 | 198.826 | 0 | 0 | 0 | 0 | 0
5711 | 238 | 26 | 8 | Tuesday | 22 | 0 | 4.526 | 33.7286 | 49.7368 | 40.0199 | 10.395 | 0 | 0.2347 | 16.2 | 0 | 144.8146 | 0 | 0 | 0 | 0 | 0
5712 | 238 | 26 | 8 | Tuesday | 23 | 0 | 0.528 | 33.7182 | 26.9226 | 24.6242 | 10.395 | 0 | 0.0301 | 16.2 | 0 | 102.0665 | 0 | 0 | 0 | 0 | 0
5713 | 239 | 27 | 8 | Wednesday | 0 | 0 | 0.008 | 33.7182 | 17.5343 | 18.3373 | 5.198 | 0 | 0.0022 | 14.4 | 0 | 84.0002 | 0 | 0 | 0 | 0 | 0
5714 | 239 | 27 | 8 | Wednesday | 1 | 0 | 0 | 33.7182 | 14.6472 | 16.4006 | 5.198 | 0 | 0.0017 | 11.88 | 0 | 76.6478 | 0 | 0 | 0 | 0 | 0
5715 | 239 | 27 | 8 | Wednesday | 2 | 0 | 0 | 33.7182 | 11.7686 | 14.464 | 5.198 | 0 | 0.0018 | 11.88 | 0 | 71.8327 | 0 | 0 | 0 | 0 | 0
5716 | 239 | 27 | 8 | Wednesday | 3 | 0 | 0 | 33.7182 | 11.7686 | 14.464 | 5.198 | 0 | 0.0018 | 11.88 | 0 | 71.8327 | 0 | 0 | 0 | 0 | 0
5717 | 239 | 27 | 8 | Wednesday | 4 | 0 | 0 | 33.7182 | 13.0128 | 14.464 | 5.198 | 0 | 0.0018 | 11.88 | 0 | 73.0769 | 0 | 0 | 0 | 0 | 0
5718 | 239 | 27 | 8 | Wednesday | 5 | 0 | 0 | 33.7182 | 22.6634 | 20.5805 | 5.198 | 0 | 0.0018 | 11.88 | 0 | 88.844 | 0 | 0 | 0 | 0 | 0
5719 | 239 | 27 | 8 | Wednesday | 6 | 0 | 0 | 33.7182 | 44.1941 | 35.484 | 25.989 | 0 | 0.0099 | 15.12 | 0.2406 | 128.5262 | 0 | 0 | 0 | 0 | 0
5720 | 239 | 27 | 8 | Wednesday | 7 | 0 | 0 | 33.7182 | 53.7874 | 46.6998 | 36.384 | 0 | 0.018 | 15.12 | 2.6585 | 149.3435 | 0 | 0 | 0 | 0 | 0
5721 | 239 | 27 | 8 | Wednesday | 8 | 0 | 0 | 33.7212 | 57.2108 | 52.1343 | 41.582 | 0 | 0.0237 | 18.72 | 10.6959 | 161.8101 | 0 | 0 | 0 | 0 | 0
5722 | 239 | 27 | 8 | Wednesday | 9 | 0 | 0.276 | 33.7652 | 58.2132 | 52.8606 | 25.989 | 0 | 0.2521 | 18.72 | 22.2264 | 164.11 | 0 | 0 | 0 | 0.4417 | 0
5723 | 239 | 27 | 8 | Wednesday | 10 | 0 | 6.731 | 33.9397 | 54.3321 | 51.878 | 10.395 | 0 | 0.643 | 14.4 | 31.872 | 162.4727 | 0 | 0 | 0 | 0.0738 | 0
5724 | 239 | 27 | 8 | Wednesday | 11 | 0 | 16.76 | 33.9829 | 53.089 | 51.878 | 10.395 | 0 | 0.9906 | 18.36 | 39.3648 | 176.4272 | 0 | 0 | 0 | 0 | 0
5725 | 239 | 27 | 8 | Wednesday | 12 | 0 | 24.156 | 34.0434 | 51.0883 | 51.1854 | 15.593 | 0 | 1.4373 | 18.36 | 44.4074 | 182.6636 | 0 | 0 | 0 | 0 | 0
5726 | 239 | 27 | 8 | Wednesday | 13 | 0 | 28.226 | 34.047 | 51.816 | 51.878 | 15.593 | 0 | 1.6749 | 18.36 | 45.2811 | 189.2838 | 0 | 0 | 0 | 0 | 0
5727 | 239 | 27 | 8 | Wednesday | 14 | 0 | 26.889 | 34.0558 | 52.1768 | 51.878 | 5.198 | 0 | 1.5511 | 18.36 | 39.2168 | 188.3823 | 0 | 0 | 0 | 0 | 0
5728 | 239 | 27 | 8 | Wednesday | 15 | 0 | 27.244 | 34.0629 | 53.0327 | 51.878 | 5.198 | 0 | 1.5229 | 18.36 | 31.1127 | 189.81 | 0 | 0 | 0 | 0 | 0
5729 | 239 | 27 | 8 | Wednesday | 16 | 0 | 35.194 | 34.0516 | 53.9399 | 50.7246 | 20.791 | 0 | 1.6776 | 22.68 | 22.4728 | 196.6448 | 0 | 0 | 0 | 0 | 0
5730 | 239 | 27 | 8 | Wednesday | 17 | 0 | 34.3 | 34.0322 | 46.6253 | 43.0931 | 25.989 | 0 | 1.6719 | 28.8 | 14.9923 | 187.723 | 0 | 0 | 0 | 0 | 0
5731 | 239 | 27 | 8 | Wednesday | 18 | 0 | 28.805 | 34.0257 | 44.9034 | 51.7393 | 36.384 | 0 | 1.5979 | 30.96 | 7.8611 | 195.3604 | 0 | 0 | 0 | 0 | 0
5732 | 239 | 27 | 8 | Wednesday | 19 | 0 | 26.723 | 34.0059 | 52.6996 | 57.1787 | 36.384 | 0 | 1.4871 | 25.2 | 3.333 | 200.4712 | 0 | 0 | 0 | 0 | 0
5733 | 239 | 27 | 8 | Wednesday | 20 | 0 | 24.08 | 33.9749 | 73.8361 | 60.483 | 25.989 | 0 | 1.317 | 25.2 | 0.7279 | 221.3347 | 0 | 0 | 0 | 0 | 0
5734 | 239 | 27 | 8 | Wednesday | 21 | 0 | 16.185 | 33.8799 | 69.495 | 55.4564 | 15.593 | 0 | 0.8583 | 25.2 | 0 | 202.3947 | 0 | 0 | 0 | 0 | 0
5735 | 239 | 27 | 8 | Wednesday | 22 | 0 | 5.523 | 33.7365 | 49.7368 | 40.0199 | 10.395 | 0 | 0.2868 | 16.2 | 0 | 145.9527 | 0 | 0 | 0 | 0 | 0
5736 | 239 | 27 | 8 | Wednesday | 23 | 0 | 0.609 | 33.7182 | 26.9226 | 24.6242 | 10.395 | 0 | 0.034 | 16.2 | 0 | 102.158 | 0 | 0 | 0 | 0 | 0
5737 | 240 | 28 | 8 | Thursday | 0 | 0 | 0.008 | 33.7182 | 17.5343 | 18.3373 | 5.198 | 0 | 0.0021 | 14.4 | 0 | 84.0002 | 0 | 0 | 0 | 0 | 0
5738 | 240 | 28 | 8 | Thursday | 1 | 0 | 0 | 33.7182 | 14.6472 | 16.4006 | 5.198 | 0 | 0.0016 | 11.88 | 0 | 76.6477 | 0 | 0 | 0 | 0 | 0
5739 | 240 | 28 | 8 | Thursday | 2 | 0 | 0 | 33.7182 | 11.7686 | 14.464 | 5.198 | 0 | 0.0022 | 11.88 | 0 | 71.833 | 0 | 0 | 0 | 0 | 0
5740 | 240 | 28 | 8 | Thursday | 3 | 0 | 0 | 33.7182 | 11.7686 | 14.464 | 5.198 | 0 | 0.2087 | 11.88 | 0 | 72.0396 | 0 | 0 | 0 | 0 | 0
5741 | 240 | 28 | 8 | Thursday | 4 | 0 | 0 | 33.7182 | 13.0128 | 14.464 | 5.198 | 0 | 0.3361 | 11.88 | 0 | 73.4112 | 0 | 0 | 0 | 0 | 0
5742 | 240 | 28 | 8 | Thursday | 5 | 0 | 0 | 33.7182 | 22.6634 | 20.5805 | 5.198 | 0 | 0.2429 | 11.88 | 0 | 89.085 | 0 | 0 | 0 | 0 | 0
5743 | 240 | 28 | 8 | Thursday | 6 | 0 | 0 | 33.7182 | 44.2132 | 35.484 | 25.989 | 0 | 0.0444 | 15.12 | 0.2083 | 128.5798 | 0 | 0 | 0 | 1.8912 | 0
5744 | 240 | 28 | 8 | Thursday | 7 | 0 | 0 | 33.7182 | 54.4652 | 46.6998 | 36.384 | 0 | 0.1136 | 15.12 | 2.5813 | 150.1169 | 0 | 0 | 0 | 5.249 | 0
5745 | 240 | 28 | 8 | Thursday | 8 | 0 | 0 | 33.7211 | 57.6159 | 52.1343 | 41.582 | 0 | 0.1948 | 18.72 | 11.107 | 162.3861 | 0 | 0 | 0 | 9.3857 | 0
5746 | 240 | 28 | 8 | Thursday | 9 | 0 | 0.274 | 33.7666 | 58.5002 | 52.8606 | 25.989 | 0 | 0.188 | 18.72 | 23.6003 | 164.3318 | 0 | 0 | 0 | 7.1586 | 0
5747 | 240 | 28 | 8 | Thursday | 10 | 0 | 7.923 | 33.9473 | 54.2664 | 51.878 | 10.395 | 0 | 0.5602 | 14.4 | 35.4375 | 163.6212 | 0 | 0 | 0 | 2.049 | 0
5748 | 240 | 28 | 8 | Thursday | 11 | 0 | 19.248 | 34.015 | 53.146 | 51.878 | 10.395 | 0 | 1.258 | 18.36 | 41.5553 | 179.8616 | 0 | 0 | 0 | 0.3547 | 0
5749 | 240 | 28 | 8 | Thursday | 12 | 0 | 28.159 | 34.062 | 51.1444 | 51.1854 | 15.593 | 0 | 1.6585 | 18.36 | 40.6255 | 187.609 | 0 | 0 | 0 | 0 | 0
5750 | 240 | 28 | 8 | Thursday | 13 | 0 | 33.438 | 34.0844 | 51.9386 | 51.878 | 15.593 | 0 | 1.7631 | 18.36 | 39.8923 | 191.4495 | 0 | 0 | 0 | 0 | 0
5751 | 240 | 28 | 8 | Thursday | 14 | 0 | 47.819 | 34.0739 | 52.3001 | 51.878 | 5.198 | 0 | 1.8612 | 18.36 | 39.2685 | 192.662 | 0 | 0 | 0 | 0 | 0
5752 | 240 | 28 | 8 | Thursday | 15 | 0 | 46.359 | 34.0629 | 53.0687 | 51.878 | 5.198 | 0 | 1.8082 | 18.36 | 33.7039 | 193.3666 | 0 | 0 | 0 | 0 | 0
5753 | 240 | 28 | 8 | Thursday | 16 | 0 | 44.06 | 34.0635 | 53.9264 | 50.7246 | 20.791 | 0 | 1.7602 | 22.68 | 26.307 | 197.3435 | 0 | 0 | 0 | 0 | 0
5754 | 240 | 28 | 8 | Thursday | 17 | 0 | 41.646 | 34.0416 | 46.6869 | 43.0931 | 25.989 | 0 | 1.7406 | 28.8 | 17.3595 | 188.5511 | 0 | 0 | 0 | 0 | 0
5755 | 240 | 28 | 8 | Thursday | 18 | 0 | 44.15 | 34.1384 | 45.6811 | 51.7393 | 36.384 | 0 | 1.7569 | 30.96 | 9.2147 | 198.4645 | 0 | 0 | 0 | 0 | 0
5756 | 240 | 28 | 8 | Thursday | 19 | 0 | 36.88 | 34.3327 | 55.2634 | 57.1787 | 36.384 | 0 | 1.7128 | 25.2 | 3.6933 | 207.6947 | 0 | 0 | 0 | 0 | 0
5757 | 240 | 28 | 8 | Thursday | 20 | 0 | 26.858 | 33.9818 | 73.6117 | 60.483 | 25.989 | 0 | 1.4572 | 25.2 | 0.7967 | 224.0271 | 0 | 0 | 0 | 0 | 0
5758 | 240 | 28 | 8 | Thursday | 21 | 0 | 15.233 | 33.7663 | 69.495 | 55.4564 | 15.593 | 0 | 0.8063 | 25.2 | 0 | 201.1998 | 0 | 0 | 0 | 0 | 0
5759 | 240 | 28 | 8 | Thursday | 22 | 0 | 4.962 | 33.7192 | 49.7368 | 40.0199 | 10.395 | 0 | 0.2573 | 16.2 | 0 | 145.2996 | 0 | 0 | 0 | 0 | 0
5760 | 240 | 28 | 8 | Thursday | 23 | 0 | 0.507 | 33.7182 | 26.9226 | 24.6242 | 10.395 | 0 | 0.0409 | 16.2 | 0 | 102.0544 | 0 | 0 | 0 | 0 | 0
5761 | 241 | 29 | 8 | Friday | 0 | 0 | 0.008 | 33.7182 | 17.5343 | 18.3373 | 5.198 | 0 | 0.2433 | 14.4 | 0 | 84.2415 | 0 | 0 | 0 | 0 | 0
5762 | 241 | 29 | 8 | Friday | 1 | 0 | 0 | 33.7182 | 14.6472 | 16.4006 | 5.198 | 0 | 0.3361 | 11.88 | 0 | 76.9822 | 0 | 0 | 0 | 0 | 0
5763 | 241 | 29 | 8 | Friday | 2 | 0 | 0 | 33.7182 | 11.7686 | 14.464 | 5.198 | 0 | 0.2429 | 11.88 | 0 | 72.0737 | 0 | 0 | 0 | 0 | 0
5764 | 241 | 29 | 8 | Friday | 3 | 0 | 0 | 33.7182 | 11.7686 | 14.464 | 5.198 | 0 | 0.305 | 11.88 | 0 | 72.1359 | 0 | 0 | 0 | 0 | 0
5765 | 241 | 29 | 8 | Friday | 4 | 0 | 0 | 33.7182 | 13.0128 | 14.464 | 5.198 | 0 | 0.3983 | 11.88 | 0 | 73.4734 | 0 | 0 | 0 | 0 | 0
5766 | 241 | 29 | 8 | Friday | 5 | 0 | 0 | 33.7182 | 22.6634 | 20.5805 | 5.198 | 0 | 0.4605 | 11.88 | 0 | 89.3027 | 0 | 0 | 0 | 0 | 0
5767 | 241 | 29 | 8 | Friday | 6 | 0 | 0 | 33.7182 | 44.1828 | 35.484 | 25.989 | 0 | 0.0627 | 15.12 | 0.2749 | 128.5678 | 0 | 0 | 0 | 2.8988 | 0
5768 | 241 | 29 | 8 | Friday | 7 | 0 | 0 | 33.7182 | 52.9687 | 46.6998 | 36.384 | 0 | 0.1384 | 15.12 | 2.6035 | 148.6452 | 0 | 0 | 0 | 6.6056 | 0
5769 | 241 | 29 | 8 | Friday | 8 | 0 | 0 | 33.7211 | 55.7953 | 52.1343 | 41.582 | 0 | 0.2206 | 18.72 | 7.5064 | 160.5913 | 0 | 0 | 0 | 10.8012 | 0
5770 | 241 | 29 | 8 | Friday | 9 | 0 | 0.276 | 33.7714 | 56.4884 | 52.8606 | 25.989 | 0 | 0.1767 | 18.72 | 13.4343 | 162.316 | 0 | 0 | 0 | 8.3827 | 0
5771 | 241 | 29 | 8 | Friday | 10 | 0 | 4.418 | 33.9097 | 54.0007 | 51.878 | 10.395 | 0 | 0.3219 | 14.4 | 21.8063 | 159.2885 | 0 | 0 | 0 | 3.538 | 0
5772 | 241 | 29 | 8 | Friday | 11 | 0 | 15.719 | 33.9741 | 52.7315 | 51.878 | 10.395 | 0 | 0.9728 | 18.36 | 32.5578 | 174.9177 | 0 | 0 | 0 | 2.7644 | 0
5773 | 241 | 29 | 8 | Friday | 12 | 0 | 23.257 | 34.0323 | 50.4727 | 51.1854 | 15.593 | 0 | 1.4089 | 18.36 | 39.6983 | 180.6743 | 0 | 0 | 0 | 1.8804 | 0
5774 | 241 | 29 | 8 | Friday | 13 | 0 | 27.016 | 34.0496 | 51.5879 | 51.878 | 15.593 | 0 | 1.6693 | 18.36 | 39.201 | 187.4936 | 0 | 0 | 0 | 0.0533 | 0
5775 | 241 | 29 | 8 | Friday | 14 | 0 | 27.575 | 34.0639 | 51.8915 | 51.878 | 5.198 | 0 | 1.593 | 18.36 | 35.7832 | 188.7537 | 0 | 0 | 0 | 0 | 0
5776 | 241 | 29 | 8 | Friday | 15 | 0 | 28.952 | 34.0592 | 52.5969 | 51.878 | 5.198 | 0 | 1.6356 | 18.36 | 29.4921 | 191.3141 | 0 | 0 | 0 | 0 | 0
5777 | 241 | 29 | 8 | Friday | 16 | 0 | 28.314 | 34.0526 | 53.6507 | 50.7246 | 20.791 | 0 | 1.5781 | 22.68 | 19.9386 | 194.836 | 0 | 0 | 0 | 0 | 0
5778 | 241 | 29 | 8 | Friday | 17 | 0 | 28.207 | 34.0298 | 46.5855 | 43.0931 | 25.989 | 0 | 1.5762 | 28.8 | 12.2103 | 186.1499 | 0 | 0 | 0 | 0 | 0
5779 | 241 | 29 | 8 | Friday | 18 | 0 | 30.535 | 34.0439 | 44.9814 | 51.7393 | 36.384 | 0 | 1.7184 | 30.96 | 7.3782 | 197.0901 | 0 | 0 | 0 | 0 | 0
5780 | 241 | 29 | 8 | Friday | 19 | 0 | 28.715 | 34.0293 | 52.373 | 57.1787 | 36.384 | 0 | 1.6963 | 25.2 | 3.69 | 202.6138 | 0 | 0 | 0 | 1.8873 | 0
5781 | 241 | 29 | 8 | Friday | 20 | 0 | 22.858 | 33.9604 | 73.4964 | 60.483 | 25.989 | 0 | 1.305 | 25.2 | 0.8724 | 219.4936 | 0 | 0 | 0 | 3.2998 | 0
5782 | 241 | 29 | 8 | Friday | 21 | 0 | 13.132 | 33.8403 | 69.495 | 55.4564 | 15.593 | 0 | 0.7406 | 25.2 | 0 | 198.9351 | 0 | 0 | 0 | 2.6943 | 0
5783 | 241 | 29 | 8 | Friday | 22 | 0 | 4.487 | 33.7282 | 49.7368 | 40.0199 | 10.395 | 0 | 0.2706 | 16.2 | 0 | 144.8085 | 0 | 0 | 0 | 2.085 | 0
5784 | 241 | 29 | 8 | Friday | 23 | 0 | 0.508 | 33.7182 | 26.9226 | 24.6242 | 10.395 | 0 | 0.071 | 16.2 | 0 | 102.0855 | 0 | 0 | 0 | 2.3111 | 0
5785 | 242 | 30 | 8 | Saturday | 0 | 0 | 0.059 | 33.7182 | 18.3332 | 19.1419 | 5.198 | 0 | 0.0272 | 15.84 | 0 | 87.1245 | 0 | 0 | 0 | 1.2396 | 0
5786 | 242 | 30 | 8 | Saturday | 1 | 0 | 0.001 | 33.7182 | 17.5283 | 18.3373 | 5.198 | 0 | 0.0253 | 12.6 | 0 | 82.2099 | 0 | 0 | 0 | 1.296 | 0
5787 | 242 | 30 | 8 | Saturday | 2 | 0 | 0 | 33.7182 | 11.771 | 14.464 | 5.198 | 0 | 0.0262 | 12.6 | 0 | 72.5795 | 0 | 0 | 0 | 1.3519 | 0
5788 | 242 | 30 | 8 | Saturday | 3 | 0 | 0 | 33.7182 | 11.771 | 14.464 | 5.198 | 0 | 0.0272 | 12.6 | 0 | 72.5805 | 0 | 0 | 0 | 1.4068 | 0
5789 | 242 | 30 | 8 | Saturday | 4 | 0 | 0 | 33.7182 | 11.771 | 14.464 | 5.198 | 0 | 0.0282 | 12.6 | 0 | 72.5815 | 0 | 0 | 0 | 1.4612 | 0
5790 | 242 | 30 | 8 | Saturday | 5 | 0 | 0 | 33.7182 | 13.0152 | 14.464 | 5.198 | 0 | 0.0292 | 12.6 | 0 | 73.8266 | 0 | 0 | 0 | 1.5147 | 0
5791 | 242 | 30 | 8 | Saturday | 6 | 0 | 0 | 33.7182 | 30.2679 | 24.9086 | 25.989 | 0 | 0.1615 | 14.4 | 0.1903 | 103.4563 | 0 | 0 | 0 | 8.3161 | 0
5792 | 242 | 30 | 8 | Saturday | 7 | 0 | 0 | 33.7182 | 30.0049 | 26.405 | 36.384 | 0 | 0.2657 | 11.52 | 2.2726 | 101.9138 | 0 | 0 | 0 | 13.5866 | 0
5793 | 242 | 30 | 8 | Saturday | 8 | 0 | 0 | 33.7182 | 33.0037 | 37.4339 | 41.582 | 0 | 0.3534 | 16.2 | 8.7118 | 120.7092 | 0 | 0 | 0 | 18.0849 | 0
5794 | 242 | 30 | 8 | Saturday | 9 | 0 | 0 | 33.7447 | 32.4077 | 37.9057 | 25.989 | 0 | 0.2533 | 16.2 | 16.8368 | 120.5113 | 0 | 0 | 0 | 12.4254 | 0
5795 | 242 | 30 | 8 | Saturday | 10 | 0 | 3.127 | 33.8686 | 30.4753 | 37.2508 | 10.395 | 0 | 0.3224 | 15.12 | 27.4838 | 120.4188 | 0 | 0 | 0 | 4.4669 | 0
5796 | 242 | 30 | 8 | Saturday | 11 | 0 | 13.012 | 33.969 | 27.6325 | 35.3135 | 10.395 | 0 | 0.8637 | 21.6 | 36.0174 | 133.5241 | 0 | 0 | 0 | 2.9846 | 0
5797 | 242 | 30 | 8 | Saturday | 12 | 0 | 17.801 | 34.0101 | 24.363 | 34.2247 | 15.593 | 0 | 1.1136 | 23.4 | 39.5504 | 136.7015 | 0 | 0 | 0 | 1.7768 | 0
5798 | 242 | 30 | 8 | Saturday | 13 | 0 | 21.52 | 34.0545 | 23.894 | 33.0722 | 15.593 | 0 | 1.3643 | 23.4 | 37.4299 | 139.7279 | 0 | 0 | 0 | 0.0163 | 0
5799 | 242 | 30 | 8 | Saturday | 14 | 0 | 22.258 | 34.0552 | 23.2603 | 33.0722 | 5.198 | 0 | 1.2593 | 23.4 | 29.2714 | 140.1949 | 0 | 0 | 0 | 0 | 0
5800 | 242 | 30 | 8 | Saturday | 15 | 0 | 21.222 | 34.0341 | 24.2962 | 33.0722 | 5.198 | 0 | 1.1573 | 23.4 | 20.3109 | 139.9341 | 0 | 0 | 0 | 0 | 0
5801 | 242 | 30 | 8 | Saturday | 16 | 0 | 23.66 | 34.0488 | 25.1147 | 33.0722 | 20.791 | 0 | 1.3078 | 23.4 | 16.0425 | 143.8987 | 0 | 0 | 0 | 0 | 0
5802 | 242 | 30 | 8 | Saturday | 17 | 0 | 24.114 | 34.0557 | 22.9733 | 32.9581 | 25.989 | 0 | 1.3393 | 27 | 12.2095 | 145.7993 | 0 | 0 | 0 | 0 | 0
5803 | 242 | 30 | 8 | Saturday | 18 | 0 | 26.811 | 34.0337 | 36.3523 | 46.5147 | 36.384 | 0 | 1.6436 | 28.8 | 7.2541 | 177.8162 | 0 | 0 | 0 | 1.5992 | 0
5804 | 242 | 30 | 8 | Saturday | 19 | 0 | 29.722 | 33.9937 | 48.9011 | 50.3878 | 36.384 | 0 | 1.7071 | 28.8 | 2.6965 | 196.2872 | 0 | 0 | 0 | 4.7909 | 0
5805 | 242 | 30 | 8 | Saturday | 20 | 0 | 22.293 | 33.8724 | 60.7857 | 50.3878 | 25.989 | 0 | 1.3087 | 27 | 0.5597 | 197.9138 | 0 | 0 | 0 | 5.1674 | 0
5806 | 242 | 30 | 8 | Saturday | 21 | 0 | 16.377 | 33.7849 | 61.3343 | 50.3878 | 15.593 | 0 | 0.9375 | 27 | 0 | 191.1576 | 0 | 0 | 0 | 3.7611 | 0
5807 | 242 | 30 | 8 | Saturday | 22 | 0 | 6.27 | 33.7199 | 49.2003 | 40.077 | 10.395 | 0 | 0.3757 | 19.8 | 0 | 149.9535 | 0 | 0 | 0 | 2.7744 | 0
5808 | 242 | 30 | 8 | Saturday | 23 | 0 | 1.224 | 33.7182 | 28.1779 | 24.6242 | 10.395 | 0 | 0.1196 | 19.8 | 0 | 107.7633 | 0 | 0 | 0 | 2.9836 | 0
5809 | 243 | 31 | 8 | Sunday | 0 | 0 | 0.028 | 33.7182 | 24.1043 | 23.0149 | 5.198 | 0 | 0.0826 | 19.8 | 0 | 100.7508 | 0 | 0 | 0 | 1.5693 | 0
5810 | 243 | 31 | 8 | Sunday | 1 | 0 | 0 | 33.7182 | 23.3102 | 22.2101 | 5.198 | 0 | 0.0312 | 19.8 | 0 | 99.0698 | 0 | 0 | 0 | 1.6217 | 0
5811 | 243 | 31 | 8 | Sunday | 2 | 0 | 0 | 33.7182 | 17.5379 | 18.3373 | 5.198 | 0 | 0.0321 | 15.48 | 0 | 85.1055 | 0 | 0 | 0 | 1.6733 | 0
5812 | 243 | 31 | 8 | Sunday | 3 | 0 | 0 | 33.7182 | 17.5379 | 18.3373 | 5.198 | 0 | 0.033 | 15.48 | 0 | 85.1064 | 0 | 0 | 0 | 1.724 | 0
5813 | 243 | 31 | 8 | Sunday | 4 | 0 | 0 | 33.7182 | 17.5379 | 18.3373 | 5.198 | 0 | 0.0339 | 15.48 | 0 | 85.1073 | 0 | 0 | 0 | 1.7743 | 0
5814 | 243 | 31 | 8 | Sunday | 5 | 0 | 0 | 33.7182 | 18.7817 | 18.3373 | 5.198 | 0 | 0.0349 | 15.48 | 0 | 86.352 | 0 | 0 | 0 | 1.8238 | 0
5815 | 243 | 31 | 8 | Sunday | 6 | 0 | 0 | 33.7182 | 26.931 | 24.6242 | 25.989 | 0 | 0.1887 | 18.72 | 0.1791 | 104.1821 | 0 | 0 | 0 | 9.8056 | 0
5816 | 243 | 31 | 8 | Sunday | 7 | 0 | 0 | 33.7182 | 33.5006 | 29.9942 | 36.384 | 0 | 0.301 | 18.72 | 1.6431 | 116.2341 | 0 | 0 | 0 | 15.5249 | 0
5817 | 243 | 31 | 8 | Sunday | 8 | 0 | 0 | 33.7182 | 30.8952 | 33.2132 | 41.582 | 0 | 0.3903 | 23.4 | 5.4953 | 121.617 | 0 | 0 | 0 | 20.1075 | 0
5818 | 243 | 31 | 8 | Sunday | 9 | 0 | 0 | 33.7182 | 22.5889 | 29.3396 | 25.989 | 0 | 0.2609 | 23.4 | 11.1699 | 109.3075 | 0 | 0 | 0 | 13.7543 | 0
5819 | 243 | 31 | 8 | Sunday | 10 | 0 | 0 | 33.7182 | 24.0043 | 32.5586 | 10.395 | 0 | 0.1081 | 19.08 | 11.4923 | 109.4692 | 0 | 0 | 0 | 5.7382 | 0
5820 | 243 | 31 | 8 | Sunday | 11 | 0 | 0 | 33.8544 | 24.2006 | 32.5586 | 10.395 | 0 | 0.1103 | 21.6 | 9.15 | 112.3239 | 0 | 0 | 0 | 5.8745 | 0
5821 | 243 | 31 | 8 | Sunday | 12 | 0 | 2.337 | 34.0599 | 23.3529 | 33.0367 | 15.593 | 0 | 0.291 | 19.08 | 10.5034 | 112.2546 | 0 | 0 | 0 | 9.0535 | 0
5822 | 243 | 31 | 8 | Sunday | 13 | 0 | 8.594 | 33.8501 | 19.4211 | 29.1634 | 15.593 | 0 | 0.636 | 18.36 | 15.0517 | 110.7251 | 0 | 0 | 0 | 9.0976 | 0
5823 | 243 | 31 | 8 | Sunday | 14 | 0 | 5.832 | 33.7231 | 19.1427 | 29.1634 | 5.198 | 0 | 0.3893 | 18 | 18.9179 | 106.7259 | 0 | 0 | 0 | 2.8594 | 0
5824 | 243 | 31 | 8 | Sunday | 15 | 0 | 5.725 | 33.7182 | 18.7303 | 29.1634 | 5.198 | 0 | 0.3905 | 15.84 | 21.9043 | 104.0341 | 0 | 0 | 0 | 2.54 | 0
5825 | 243 | 31 | 8 | Sunday | 16 | 0 | 5.49 | 33.7182 | 18.0071 | 27.5539 | 20.791 | 0 | 0.5011 | 23.04 | 22.8543 | 108.7579 | 0 | 0 | 0 | 8.8219 | 0
5826 | 243 | 31 | 8 | Sunday | 17 | 0 | 5.322 | 33.7245 | 17.2933 | 26.399 | 25.989 | 0 | 0.4895 | 22.32 | 16.7226 | 105.9819 | 0 | 0 | 0 | 10.4924 | 0
5827 | 243 | 31 | 8 | Sunday | 18 | 0 | 4.612 | 33.725 | 28.9295 | 38.0184 | 36.384 | 0 | 0.5482 | 23.4 | 8.7547 | 129.6093 | 0 | 0 | 0 | 16.1771 | 0
5828 | 243 | 31 | 8 | Sunday | 19 | 0 | 5.116 | 33.8216 | 43.5623 | 45.7644 | 36.384 | 0 | 0.6087 | 22.68 | 3.1627 | 151.9698 | 0 | 0 | 0 | 18.0661 | 0
5829 | 243 | 31 | 8 | Sunday | 20 | 0 | 5.338 | 33.8288 | 59.2346 | 49.6381 | 25.989 | 0 | 0.5377 | 22.68 | 0.7032 | 171.6925 | 0 | 0 | 0 | 13.9791 | 0
5830 | 243 | 31 | 8 | Sunday | 21 | 0 | 3.467 | 33.7234 | 48.5011 | 41.8913 | 15.593 | 0 | 0.3416 | 22.68 | 0 | 150.8868 | 0 | 0 | 0 | 8.7942 | 0
5831 | 243 | 31 | 8 | Sunday | 22 | 0 | 1.331 | 33.7182 | 40.3665 | 35.5897 | 10.395 | 0 | 0.1804 | 14.4 | 0 | 125.6942 | 0 | 0 | 0 | 6.0272 | 0
5832 | 243 | 31 | 8 | Sunday | 23 | 0 | 0.075 | 33.7182 | 25.6748 | 24.6242 | 10.395 | 0 | 0.1702 | 14.4 | 0 | 98.6683 | 0 | 0 | 0 | 6.1562 | 0
5833 | 244 | 1 | 9 | Monday | 0 | 0 | 0 | 33.7182 | 17.5343 | 18.3373 | 5.321 | 0 | 0.0586 | 14.4 | 0 | 84.0484 | 0 | 0 | 0 | 3.1262 | 0
5834 | 244 | 1 | 9 | Monday | 1 | 0 | 0 | 33.7182 | 14.6472 | 16.4006 | 5.321 | 0 | 0.0592 | 11.88 | 0 | 76.7053 | 0 | 0 | 0 | 3.1602 | 0
5835 | 244 | 1 | 9 | Monday | 2 | 0 | 0 | 33.7182 | 11.7686 | 14.464 | 5.321 | 0 | 0.0598 | 11.88 | 0 | 71.8907 | 0 | 0 | 0 | 3.1935 | 0
5836 | 244 | 1 | 9 | Monday | 3 | 0 | 0 | 33.7182 | 11.7686 | 14.464 | 5.321 | 0 | 0.0604 | 11.88 | 0 | 71.8913 | 0 | 0 | 0 | 3.2264 | 0
5837 | 244 | 1 | 9 | Monday | 4 | 0 | 0 | 33.7182 | 13.0128 | 14.464 | 5.321 | 0 | 0.061 | 11.88 | 0 | 73.1361 | 0 | 0 | 0 | 3.2585 | 0
5838 | 244 | 1 | 9 | Monday | 5 | 0 | 0 | 33.7182 | 22.6634 | 20.5805 | 5.321 | 0 | 0.0616 | 11.88 | 0 | 88.9038 | 0 | 0 | 0 | 3.2906 | 0
5839 | 244 | 1 | 9 | Monday | 6 | 0 | 0 | 33.7182 | 44.2813 | 35.484 | 26.607 | 0 | 0.318 | 15.12 | 0.2015 | 128.9216 | 0 | 0 | 0 | 16.8983 | 0
5840 | 244 | 1 | 9 | Monday | 7 | 0 | 0 | 33.7182 | 60.0843 | 46.6998 | 37.25 | 0 | 0.4706 | 15.12 | 1.9223 | 156.0929 | 0 | 0 | 0 | 24.8203 | 0
5841 | 244 | 1 | 9 | Monday | 8 | 0 | 0 | 33.7201 | 60.5273 | 52.1343 | 42.572 | 0 | 0.5703 | 18.72 | 6.559 | 165.672 | 0 | 0 | 0 | 29.8888 | 0
5842 | 244 | 1 | 9 | Monday | 9 | 0 | 1.277 | 33.8084 | 58.2327 | 52.8606 | 26.607 | 0 | 0.4542 | 18.72 | 13.6424 | 165.4775 | 0 | 0 | 0 | 18.8543 | 0
5843 | 244 | 1 | 9 | Monday | 10 | 0 | 13.111 | 33.9724 | 56.0796 | 51.878 | 10.643 | 0 | 0.8972 | 14.4 | 22.0692 | 171.6041 | 0 | 0 | 0 | 6.7743 | 0
5844 | 244 | 1 | 9 | Monday | 11 | 0 | 17.583 | 33.9919 | 54.2337 | 51.878 | 10.643 | 0 | 1.1218 | 18.36 | 25.8153 | 178.7709 | 0 | 0 | 0 | 5.5082 | 0
5845 | 244 | 1 | 9 | Monday | 12 | 0 | 17.427 | 33.9914 | 52.0869 | 51.1854 | 15.964 | 0 | 1.1007 | 18.36 | 21.9552 | 175.5729 | 0 | 0 | 0 | 6.9495 | 0
5846 | 244 | 1 | 9 | Monday | 13 | 0 | 15.684 | 33.9594 | 53.3959 | 51.878 | 15.964 | 0 | 0.9882 | 18.36 | 22.6301 | 175.5451 | 0 | 0 | 0 | 6.2905 | 0
5847 | 244 | 1 | 9 | Monday | 14 | 0 | 15.916 | 33.9642 | 53.1394 | 51.878 | 5.321 | 0 | 0.9144 | 18.36 | 22.5636 | 175.5532 | 0 | 0 | 0 | 1.8411 | 0
5848 | 244 | 1 | 9 | Monday | 15 | 0 | 17.542 | 33.989 | 53.6758 | 51.878 | 5.321 | 0 | 0.9762 | 18.36 | 17.2809 | 178.184 | 0 | 0 | 0 | 1.6906 | 0
5849 | 244 | 1 | 9 | Monday | 16 | 0 | 15.953 | 33.9644 | 54.2965 | 50.7246 | 21.286 | 0 | 0.9818 | 22.68 | 13.1785 | 180.0579 | 0 | 0 | 0 | 7.185 | 0
5850 | 244 | 1 | 9 | Monday | 17 | 0 | 14.891 | 33.948 | 47.2941 | 43.0931 | 26.607 | 0 | 0.975 | 28.8 | 9.5931 | 170.2154 | 0 | 0 | 0 | 10.0381 | 0
5851 | 244 | 1 | 9 | Monday | 18 | 0 | 17.4 | 33.9839 | 47.3713 | 51.7393 | 37.25 | 0 | 1.2281 | 30.96 | 5.8205 | 184.1018 | 0 | 0 | 0 | 15.8936 | 0
5852 | 244 | 1 | 9 | Monday | 19 | 0 | 16.333 | 33.9987 | 64.9499 | 57.1787 | 37.25 | 0 | 1.2054 | 25.2 | 2.7908 | 200.1983 | 0 | 0 | 0 | 17.8813 | 0
5853 | 244 | 1 | 9 | Monday | 20 | 0 | 14.547 | 33.9999 | 75.2516 | 60.483 | 26.607 | 0 | 1.0267 | 25.2 | 0.5742 | 211.6951 | 0 | 0 | 0 | 13.9032 | 0
5854 | 244 | 1 | 9 | Monday | 21 | 0 | 10.099 | 33.9113 | 69.495 | 55.4564 | 15.964 | 0 | 0.6883 | 25.2 | 0 | 195.6737 | 0 | 0 | 0 | 8.7696 | 0
5855 | 244 | 1 | 9 | Monday | 22 | 0 | 3.166 | 33.735 | 49.7368 | 40.0199 | 10.643 | 0 | 0.2741 | 16.2 | 0 | 143.3899 | 0 | 0 | 0 | 6.0193 | 0
5856 | 244 | 1 | 9 | Monday | 23 | 0 | 0.226 | 33.7182 | 26.9226 | 24.6242 | 10.643 | 0 | 0.1269 | 16.2 | 0 | 101.8364 | 0 | 0 | 0 | 6.1548 | 0
5857 | 245 | 2 | 9 | Tuesday | 0 | 0 | 0 | 33.7182 | 17.5343 | 18.3373 | 5.321 | 0 | 0.0586 | 14.4 | 0 | 84.0485 | 0 | 0 | 0 | 3.1272 | 0
5858 | 245 | 2 | 9 | Tuesday | 1 | 0 | 0 | 33.7182 | 14.6472 | 16.4006 | 5.321 | 0 | 0.0592 | 11.88 | 0 | 76.7053 | 0 | 0 | 0 | 3.1611 | 0
5859 | 245 | 2 | 9 | Tuesday | 2 | 0 | 0 | 33.7183 | 11.7686 | 14.464 | 5.321 | 0 | 0.0598 | 11.88 | 0 | 71.8908 | 0 | 0 | 0 | 3.1944 | 0
5860 | 245 | 2 | 9 | Tuesday | 3 | 0 | 0 | 33.733 | 11.7686 | 14.464 | 5.321 | 0 | 0.0604 | 11.88 | 0 | 71.9061 | 0 | 0 | 0 | 3.2272 | 0
5861 | 245 | 2 | 9 | Tuesday | 4 | 0 | 0 | 33.7606 | 13.0128 | 14.464 | 5.321 | 0 | 0.061 | 11.88 | 0 | 73.1784 | 0 | 0 | 0 | 3.2595 | 0
5862 | 245 | 2 | 9 | Tuesday | 5 | 0 | 0 | 33.7714 | 22.6634 | 20.5805 | 5.321 | 0 | 0.0616 | 11.88 | 0 | 88.957 | 0 | 0 | 0 | 3.2915 | 0
5863 | 245 | 2 | 9 | Tuesday | 6 | 0 | 0 | 33.7231 | 44.2813 | 35.484 | 26.607 | 0 | 0.3181 | 15.12 | 0.1661 | 128.9265 | 0 | 0 | 0 | 16.9024 | 0
5864 | 245 | 2 | 9 | Tuesday | 7 | 0 | 0 | 33.7182 | 59.7571 | 46.6998 | 37.25 | 0 | 0.4707 | 15.12 | 2.0045 | 155.7658 | 0 | 0 | 0 | 24.8257 | 0
5865 | 245 | 2 | 9 | Tuesday | 8 | 0 | 0 | 33.7182 | 60.9299 | 52.1343 | 42.572 | 0 | 0.5711 | 18.72 | 8.9642 | 166.0735 | 0 | 0 | 0 | 29.8888 | 0
5866 | 245 | 2 | 9 | Tuesday | 9 | 0 | 0 | 33.7248 | 57.9281 | 52.8606 | 26.607 | 0 | 0.3955 | 18.72 | 18.2118 | 163.6288 | 0 | 0 | 0 | 18.6513 | 0
5867 | 245 | 2 | 9 | Tuesday | 10 | 0 | 2.228 | 33.8614 | 55.0003 | 51.878 | 10.643 | 0 | 0.3419 | 14.4 | 29.707 | 157.8912 | 0 | 0 | 0 | 6.387 | 0
5868 | 245 | 2 | 9 | Tuesday | 11 | 0 | 11.324 | 33.9287 | 54.4981 | 51.878 | 10.643 | 0 | 0.836 | 18.36 | 40.9105 | 171.7481 | 0 | 0 | 0 | 4.2674 | 0
5869 | 245 | 2 | 9 | Tuesday | 12 | 0 | 15.632 | 33.9773 | 52.8119 | 51.1854 | 15.964 | 0 | 1.0377 | 18.36 | 44.157 | 174.279 | 0 | 0 | 0 | 2.7216 | 0
5870 | 245 | 2 | 9 | Tuesday | 13 | 0 | 15.013 | 33.9554 | 53.0302 | 51.878 | 15.964 | 0 | 0.9864 | 18.36 | 44.724 | 174.4474 | 0 | 0 | 0 | 0.1667 | 0
5871 | 245 | 2 | 9 | Tuesday | 14 | 0 | 12.2 | 33.9026 | 53.0381 | 51.878 | 5.321 | 0 | 0.7397 | 18.36 | 42.2876 | 171.1135 | 0 | 0 | 0 | 0 | 0
5872 | 245 | 2 | 9 | Tuesday | 15 | 0 | 11.158 | 33.8729 | 53.4054 | 51.878 | 5.321 | 0 | 0.6361 | 18.36 | 35.3246 | 170.2204 | 0 | 0 | 0 | 0 | 0
5873 | 245 | 2 | 9 | Tuesday | 16 | 0 | 10.561 | 33.859 | 54.1305 | 50.7246 | 21.286 | 0 | 0.5679 | 22.68 | 28.0275 | 173.3844 | 0 | 0 | 0 | 0 | 0
5874 | 245 | 2 | 9 | Tuesday | 17 | 0 | 11.322 | 33.8842 | 47.3002 | 43.0931 | 26.607 | 0 | 0.5987 | 28.8 | 18.394 | 165.9211 | 0 | 0 | 0 | 0 | 0
5875 | 245 | 2 | 9 | Tuesday | 18 | 0 | 14.652 | 33.9555 | 48.6446 | 51.7393 | 37.25 | 0 | 0.7871 | 30.96 | 8.5382 | 181.9335 | 0 | 0 | 0 | 0 | 0
5876 | 245 | 2 | 9 | Tuesday | 19 | 0 | 14.3 | 33.9642 | 63.546 | 57.1787 | 37.25 | 0 | 0.7678 | 25.2 | 2.7394 | 196.1228 | 0 | 0 | 0 | 0 | 0
5877 | 245 | 2 | 9 | Tuesday | 20 | 0 | 13.65 | 33.9564 | 75.2516 | 60.483 | 26.607 | 0 | 0.9633 | 25.2 | 0.5533 | 210.6175 | 0 | 0 | 0 | 0.5077 | 0
5878 | 245 | 2 | 9 | Tuesday | 21 | 0 | 9.423 | 33.8958 | 69.495 | 55.4564 | 15.964 | 0 | 0.5148 | 25.2 | 0 | 194.7528 | 0 | 0 | 0 | 1.2288 | 0
5879 | 245 | 2 | 9 | Tuesday | 22 | 0 | 2.901 | 33.7317 | 49.7368 | 40.0199 | 10.643 | 0 | 0.1717 | 16.2 | 0 | 142.9976 | 0 | 0 | 0 | 1.1475 | 0
5880 | 245 | 2 | 9 | Tuesday | 23 | 0 | 0.163 | 33.7182 | 26.9226 | 24.6242 | 10.643 | 0 | 0.037 | 16.2 | 0 | 101.6782 | 0 | 0 | 0 | 1.4031 | 0
5881 | 246 | 3 | 9 | Wednesday | 0 | 0 | 0 | 33.7182 | 17.5343 | 18.3373 | 5.321 | 0 | 0.0161 | 14.4 | 0 | 84.0059 | 0 | 0 | 0 | 0.7965 | 0
5882 | 246 | 3 | 9 | Wednesday | 1 | 0 | 0 | 33.7196 | 14.6472 | 16.4006 | 5.321 | 0 | 0.0173 | 11.88 | 0 | 76.6648 | 0 | 0 | 0 | 0.8603 | 0
5883 | 246 | 3 | 9 | Wednesday | 2 | 0 | 0 | 33.7317 | 11.7686 | 14.464 | 5.321 | 0 | 0.0184 | 11.88 | 0 | 71.8628 | 0 | 0 | 0 | 0.9234 | 0
5884 | 246 | 3 | 9 | Wednesday | 3 | 0 | 0 | 33.7509 | 11.7686 | 14.464 | 5.321 | 0 | 0.0196 | 11.88 | 0 | 71.8831 | 0 | 0 | 0 | 0.9854 | 0
5885 | 246 | 3 | 9 | Wednesday | 4 | 0 | 0 | 33.7676 | 13.0128 | 14.464 | 5.321 | 0 | 0.0207 | 11.88 | 0 | 73.1451 | 0 | 0 | 0 | 1.0468 | 0
5886 | 246 | 3 | 9 | Wednesday | 5 | 0 | 0 | 33.7714 | 22.6634 | 20.5805 | 5.321 | 0 | 0.0218 | 11.88 | 0 | 88.9171 | 0 | 0 | 0 | 1.1074 | 0
5887 | 246 | 3 | 9 | Wednesday | 6 | 0 | 0 | 33.7212 | 44.2813 | 35.484 | 26.607 | 0 | 0.1262 | 15.12 | 0 | 128.7327 | 0 | 0 | 0 | 6.3766 | 0
5888 | 246 | 3 | 9 | Wednesday | 7 | 0 | 0 | 33.7182 | 61.1577 | 46.6998 | 37.25 | 0 | 0.2209 | 15.12 | 0.1664 | 156.9166 | 0 | 0 | 0 | 11.1275 | 0
5889 | 246 | 3 | 9 | Wednesday | 8 | 0 | 0 | 33.7182 | 67.3606 | 52.1343 | 42.572 | 0 | 0.3083 | 18.72 | 1.7135 | 172.2415 | 0 | 0 | 0 | 15.6115 | 0
5890 | 246 | 3 | 9 | Wednesday | 9 | 0 | 0 | 33.7248 | 61.9636 | 52.8606 | 26.607 | 0 | 0.2143 | 18.72 | 5.833 | 167.4832 | 0 | 0 | 0 | 11.2099 | 0
5891 | 246 | 3 | 9 | Wednesday | 10 | 0 | 8.255 | 33.8509 | 56.9425 | 51.878 | 10.643 | 0 | 0.5069 | 14.4 | 11.8082 | 166.4612 | 0 | 0 | 0 | 4.7803 | 0
5892 | 246 | 3 | 9 | Wednesday | 11 | 0 | 10.702 | 33.9269 | 55.7076 | 51.878 | 10.643 | 0 | 0.653 | 18.36 | 14.0575 | 172.1004 | 0 | 0 | 0 | 4.9453 | 0
5893 | 246 | 3 | 9 | Wednesday | 12 | 0 | 14.195 | 33.9496 | 53.5041 | 51.1854 | 15.964 | 0 | 0.901 | 18.36 | 16.2327 | 173.2532 | 0 | 0 | 0 | 7.5732 | 0
5894 | 246 | 3 | 9 | Wednesday | 13 | 0.261 | 14.113 | 33.9513 | 54.7291 | 51.878 | 15.964 | 0 | 0.9197 | 18.36 | 20.2204 | 175.102 | 0 | 0 | 0 | 7.5407 | 0
5895 | 246 | 3 | 9 | Wednesday | 14 | 0 | 12.168 | 33.8965 | 55.0151 | 51.878 | 5.321 | 0 | 0.7081 | 18.36 | 19.6074 | 173.0175 | 0 | 0 | 0 | 2.2156 | 0
5896 | 246 | 3 | 9 | Wednesday | 15 | 0 | 11.013 | 33.871 | 55.1798 | 51.878 | 5.321 | 0 | 0.6423 | 18.36 | 19.9762 | 171.8418 | 0 | 0 | 0 | 2.0068 | 0
5897 | 246 | 3 | 9 | Wednesday | 16 | 0 | 11.776 | 33.8847 | 54.8934 | 50.7246 | 21.286 | 0 | 0.7846 | 22.68 | 19.1209 | 175.7039 | 0 | 0 | 0 | 7.4845 | 0
5898 | 246 | 3 | 9 | Wednesday | 17 | 0 | 12.718 | 33.9079 | 47.5464 | 43.0931 | 26.607 | 0 | 0.8563 | 28.8 | 14.0738 | 167.9591 | 0 | 0 | 0 | 9.737 | 0
5899 | 246 | 3 | 9 | Wednesday | 18 | 0 | 15.708 | 33.9665 | 49.3571 | 51.7393 | 37.25 | 0 | 1.1268 | 30.96 | 6.7159 | 184.1388 | 0 | 0 | 0 | 15.4539 | 0
5900 | 246 | 3 | 9 | Wednesday | 19 | 0 | 15.838 | 33.9734 | 65.5055 | 57.1787 | 37.25 | 0 | 1.1708 | 25.2 | 2.2434 | 200.1581 | 0 | 0 | 0 | 17.4775 | 0
5901 | 246 | 3 | 9 | Wednesday | 20 | 0 | 13.994 | 33.9617 | 75.2516 | 60.483 | 26.607 | 0 | 0.9917 | 25.2 | 0.4525 | 211.0234 | 0 | 0 | 0 | 13.6353 | 0
5902 | 246 | 3 | 9 | Wednesday | 21 | 0 | 9.792 | 33.9023 | 69.495 | 55.4564 | 15.964 | 0 | 0.6692 | 25.2 | 0 | 195.3132 | 0 | 0 | 0 | 8.6166 | 0
5903 | 246 | 3 | 9 | Wednesday | 22 | 0 | 3.08 | 33.7352 | 49.7368 | 40.0199 | 10.643 | 0 | 0.2679 | 16.2 | 0 | 143.2908 | 0 | 0 | 0 | 5.9204 | 0
5904 | 246 | 3 | 9 | Wednesday | 23 | 0 | 0.201 | 33.7182 | 26.9226 | 24.6242 | 10.643 | 0 | 0.1748 | 16.2 | 0 | 101.8577 | 0 | 0 | 0 | 6.0583 | 0
5905 | 247 | 4 | 9 | Thursday | 0 | 0 | 0 | 33.7182 | 17.5343 | 18.3373 | 5.321 | 0 | 0.0578 | 14.4 | 0 | 84.0475 | 0 | 0 | 0 | 3.0798 | 0
5906 | 247 | 4 | 9 | Thursday | 1 | 0 | 0 | 33.7193 | 14.6472 | 16.4006 | 5.321 | 0 | 0.0584 | 11.88 | 0 | 76.7055 | 0 | 0 | 0 | 3.1146 | 0
5907 | 247 | 4 | 9 | Thursday | 2 | 0 | 0 | 33.7456 | 11.7686 | 14.464 | 5.321 | 0 | 0.059 | 11.88 | 0 | 71.9172 | 0 | 0 | 0 | 3.1482 | 0
5908 | 247 | 4 | 9 | Thursday | 3 | 0 | 0 | 33.768 | 11.7686 | 14.464 | 5.321 | 0 | 0.0596 | 11.88 | 0 | 71.9403 | 0 | 0 | 0 | 3.1817 | 0
5909 | 247 | 4 | 9 | Thursday | 4 | 0 | 0 | 33.7714 | 13.0128 | 14.464 | 5.321 | 0 | 0.0602 | 11.88 | 0 | 73.1884 | 0 | 0 | 0 | 3.2147 | 0
5910 | 247 | 4 | 9 | Thursday | 5 | 0 | 0 | 33.7714 | 22.6634 | 20.5805 | 5.321 | 0 | 0.0608 | 11.88 | 0 | 88.9561 | 0 | 0 | 0 | 3.2469 | 0
5911 | 247 | 4 | 9 | Thursday | 6 | 0 | 0 | 33.7224 | 44.2813 | 35.484 | 26.607 | 0 | 0.3142 | 15.12 | 0.1635 | 128.9219 | 0 | 0 | 0 | 16.6886 | 0
5912 | 247 | 4 | 9 | Thursday | 7 | 0 | 0 | 33.7182 | 60.4167 | 46.6998 | 37.25 | 0 | 0.4656 | 15.12 | 1.6411 | 156.4203 | 0 | 0 | 0 | 24.5475 | 0
5913 | 247 | 4 | 9 | Thursday | 8 | 0 | 0 | 33.7182 | 62.1186 | 52.1343 | 42.572 | 0 | 0.5637 | 18.72 | 5.9771 | 167.2549 | 0 | 0 | 0 | 29.6137 | 0
5914 | 247 | 4 | 9 | Thursday | 9 | 0 | 0 | 33.7252 | 57.9149 | 52.8606 | 26.607 | 0 | 0.3797 | 18.72 | 13.4243 | 163.6003 | 0 | 0 | 0 | 18.9535 | 0
5915 | 247 | 4 | 9 | Thursday | 10 | 0 | 2.438 | 33.8306 | 54.4132 | 51.878 | 10.643 | 0 | 0.3202 | 14.4 | 21.0357 | 157.4783 | 0 | 0 | 0 | 7.0099 | 0
5916 | 247 | 4 | 9 | Thursday | 11 | 0 | 10.449 | 33.9354 | 53.5133 | 51.878 | 10.643 | 0 | 0.738 | 18.36 | 25.6784 | 169.7259 | 0 | 0 | 0 | 5.8939 | 0
5917 | 247 | 4 | 9 | Thursday | 12 | 0 | 14.462 | 33.9548 | 51.5425 | 51.1854 | 15.964 | 0 | 0.9689 | 18.36 | 26.5392 | 171.6526 | 0 | 0 | 0 | 7.1763 | 0
5918 | 247 | 4 | 9 | Thursday | 13 | 0 | 16.239 | 33.9735 | 53.2426 | 51.878 | 15.964 | 0 | 1.021 | 18.36 | 23.7141 | 176.0382 | 0 | 0 | 0 | 6.0354 | 0
5919 | 247 | 4 | 9 | Thursday | 14 | 0 | 17.179 | 33.9896 | 53.7547 | 51.878 | 5.321 | 0 | 0.9794 | 18.36 | 21.9922 | 177.7078 | 0 | 0 | 0 | 1.7715 | 0
5920 | 247 | 4 | 9 | Thursday | 15 | 0 | 16.159 | 33.9655 | 54.1053 | 51.878 | 5.321 | 0 | 0.9075 | 18.36 | 20.3437 | 176.8518 | 0 | 0 | 0 | 1.5849 | 0
5921 | 247 | 4 | 9 | Thursday | 16 | 0 | 15.316 | 33.9524 | 54.6286 | 50.7246 | 21.286 | 0 | 0.9354 | 22.68 | 14.2147 | 179.6341 | 0 | 0 | 0 | 6.5438 | 0
5922 | 247 | 4 | 9 | Thursday | 17 | 0 | 17.458 | 33.9974 | 49.352 | 43.0931 | 26.607 | 0 | 1.1088 | 28.8 | 6.8945 | 175.5644 | 0 | 0 | 0 | 9.2776 | 0
5923 | 247 | 4 | 9 | Thursday | 18 | 0 | 19.018 | 34.021 | 62.7734 | 51.7393 | 37.25 | 0 | 1.3035 | 30.96 | 2.4423 | 201.5489 | 0 | 0 | 0 | 14.9037 | 0
5924 | 247 | 4 | 9 | Thursday | 19 | 0 | 15.135 | 33.9972 | 70.718 | 57.1787 | 37.25 | 0 | 1.1231 | 25.2 | 0.7692 | 204.586 | 0 | 0 | 0 | 16.9723 | 0
5925 | 247 | 4 | 9 | Thursday | 20 | 0 | 13.787 | 33.9584 | 75.2516 | 60.483 | 26.607 | 0 | 0.9743 | 25.2 | 0.1547 | 210.779 | 0 | 0 | 0 | 13.2999 | 0
5926 | 247 | 4 | 9 | Thursday | 21 | 0 | 9.897 | 33.904 | 69.495 | 55.4564 | 15.964 | 0 | 0.6713 | 25.2 | 0 | 195.4305 | 0 | 0 | 0 | 8.425 | 0
5927 | 247 | 4 | 9 | Thursday | 22 | 0 | 3.175 | 33.7361 | 49.7368 | 40.0199 | 10.643 | 0 | 0.2705 | 16.2 | 0 | 143.3967 | 0 | 0 | 0 | 5.7966 | 0
5928 | 247 | 4 | 9 | Thursday | 23 | 0 | 0.22 | 33.7182 | 26.9226 | 24.6242 | 10.643 | 0 | 0.1735 | 16.2 | 0 | 101.8764 | 0 | 0 | 0 | 5.9377 | 0
5929 | 248 | 5 | 9 | Friday | 0 | 0 | 0 | 33.7182 | 17.5343 | 18.3373 | 5.321 | 0 | 0.0567 | 14.4 | 0 | 84.0465 | 0 | 0 | 0 | 3.0205 | 0
5930 | 248 | 5 | 9 | Friday | 1 | 0 | 0 | 33.7182 | 14.6472 | 16.4006 | 5.321 | 0 | 0.0573 | 11.88 | 0 | 76.7034 | 0 | 0 | 0 | 3.0559 | 0
5931 | 248 | 5 | 9 | Friday | 2 | 0 | 0 | 33.7263 | 11.7686 | 14.464 | 5.321 | 0 | 0.058 | 11.88 | 0 | 71.8969 | 0 | 0 | 0 | 3.0906 | 0
5932 | 248 | 5 | 9 | Friday | 3 | 0 | 0 | 33.7637 | 11.7686 | 14.464 | 5.321 | 0 | 0.0586 | 11.88 | 0 | 71.9349 | 0 | 0 | 0 | 3.1247 | 0
5933 | 248 | 5 | 9 | Friday | 4 | 0 | 0 | 33.7714 | 13.0128 | 14.464 | 5.321 | 0 | 0.0592 | 11.88 | 0 | 73.1874 | 0 | 0 | 0 | 3.1582 | 0
5934 | 248 | 5 | 9 | Friday | 5 | 0 | 0 | 33.7714 | 22.6634 | 20.5805 | 5.321 | 0 | 0.0598 | 11.88 | 0 | 88.9551 | 0 | 0 | 0 | 3.1916 | 0
5935 | 248 | 5 | 9 | Friday | 6 | 0 | 0 | 33.7271 | 44.2813 | 35.484 | 26.607 | 0 | 0.3093 | 15.12 | 0.1486 | 128.9217 | 0 | 0 | 0 | 16.4213 | 0
5936 | 248 | 5 | 9 | Friday | 7 | 0 | 0 | 33.7182 | 59.8669 | 46.6998 | 37.25 | 0 | 0.4592 | 15.12 | 1.8341 | 155.8641 | 0 | 0 | 0 | 24.1996 | 0
5937 | 248 | 5 | 9 | Friday | 8 | 0 | 0 | 33.7182 | 60.1251 | 52.1343 | 42.572 | 0 | 0.5592 | 18.72 | 8.6733 | 165.2568 | 0 | 0 | 0 | 29.2347 | 0
5938 | 248 | 5 | 9 | Friday | 9 | 0 | 0 | 33.7253 | 57.6408 | 52.8606 | 26.607 | 0 | 0.382 | 18.72 | 16.928 | 163.3286 | 0 | 0 | 0 | 18.352 | 0
5939 | 248 | 5 | 9 | Friday | 10 | 0 | 2.34 | 33.8312 | 55.845 | 51.878 | 10.643 | 0 | 0.2975 | 14.4 | 20.4848 | 158.7823 | 0 | 0 | 0 | 6.7568 | 0
5940 | 248 | 5 | 9 | Friday | 11 | 0 | 10.566 | 33.9278 | 54.7941 | 51.878 | 10.643 | 0 | 0.7255 | 18.36 | 23.6516 | 171.1127 | 0 | 0 | 0 | 5.9669 | 0
5941 | 248 | 5 | 9 | Friday | 12 | 0 | 14.243 | 33.9506 | 51.9669 | 51.1854 | 15.964 | 0 | 0.965 | 18.36 | 27.8063 | 171.8325 | 0 | 0 | 0 | 7.5338 | 0
5942 | 248 | 5 | 9 | Friday | 13 | 0 | 14.232 | 33.9427 | 52.8545 | 51.878 | 15.964 | 0 | 0.9478 | 18.36 | 31.5234 | 173.376 | 0 | 0 | 0 | 5.8781 | 0
5943 | 248 | 5 | 9 | Friday | 14 | 0 | 11.861 | 33.9136 | 53.1266 | 51.878 | 5.321 | 0 | 0.7252 | 18.36 | 31.5744 | 170.8312 | 0 | 0 | 0 | 1.3345 | 0
5944 | 248 | 5 | 9 | Friday | 15 | 0.364 | 10.692 | 33.8562 | 53.5352 | 51.878 | 5.321 | 0 | 0.6316 | 18.36 | 28.0002 | 169.8242 | 0 | 0 | 0 | 1.2039 | 0
5945 | 248 | 5 | 9 | Friday | 16 | 0 | 10.139 | 33.776 | 54.2595 | 50.7246 | 21.286 | 0 | 0.6006 | 22.68 | 22.2432 | 173.0058 | 0 | 0 | 0 | 2.7996 | 0
5946 | 248 | 5 | 9 | Friday | 17 | 0 | 10.484 | 33.8568 | 47.4867 | 43.0931 | 26.607 | 0 | 0.6386 | 28.8 | 13.8653 | 165.2137 | 0 | 0 | 0 | 4.6586 | 0
5947 | 248 | 5 | 9 | Friday | 18 | 0 | 13.878 | 33.942 | 49.1956 | 51.7393 | 37.25 | 0 | 0.9069 | 30.96 | 6.7323 | 181.7536 | 0 | 0 | 0 | 8.8919 | 0
5948 | 248 | 5 | 9 | Friday | 19 | 0 | 13.558 | 33.9515 | 67.0952 | 57.1787 | 37.25 | 0 | 0.9362 | 25.2 | 2.2328 | 199.025 | 0 | 0 | 0 | 11.4513 | 0
5949 | 248 | 5 | 9 | Friday | 20 | 0 | 13.096 | 33.9468 | 75.2516 | 60.483 | 26.607 | 0 | 0.8699 | 25.2 | 0.4349 | 209.9151 | 0 | 0 | 0 | 9.635 | 0
5950 | 248 | 5 | 9 | Friday | 21 | 0 | 8.982 | 33.8875 | 69.495 | 55.4564 | 15.964 | 0 | 0.5845 | 25.2 | 0 | 194.3376 | 0 | 0 | 0 | 6.3317 | 0
5951 | 248 | 5 | 9 | Friday | 22 | 0 | 2.72 | 33.7294 | 49.7368 | 40.0199 | 10.643 | 0 | 0.2225 | 16.2 | 0 | 142.8501 | 0 | 0 | 0 | 4.4436 | 0
5952 | 248 | 5 | 9 | Friday | 23 | 0 | 0.131 | 33.7182 | 26.9226 | 24.6242 | 10.643 | 0 | 0.094 | 16.2 | 0 | 101.7005 | 0 | 0 | 0 | 4.618 | 0
5953 | 249 | 6 | 9 | Saturday | 0 | 0 | 0 | 33.7556 | 18.3332 | 19.1419 | 5.321 | 0 | 0.0449 | 15.84 | 0 | 87.1156 | 0 | 0 | 0 | 2.3733 | 0
5954 | 249 | 6 | 9 | Saturday | 1 | 0 | 0 | 33.7714 | 17.5283 | 18.3373 | 5.321 | 0 | 0.0457 | 12.6 | 0 | 82.2826 | 0 | 0 | 0 | 2.417 | 0
5955 | 249 | 6 | 9 | Saturday | 2 | 0 | 0 | 33.7714 | 11.771 | 14.464 | 5.321 | 0 | 0.0465 | 12.6 | 0 | 72.6529 | 0 | 0 | 0 | 2.4599 | 0
5956 | 249 | 6 | 9 | Saturday | 3 | 0.002 | 0 | 33.7714 | 11.771 | 14.464 | 5.321 | 0 | 0.0473 | 12.6 | 0 | 72.6537 | 0 | 0 | 0 | 2.5042 | 0
5957 | 249 | 6 | 9 | Saturday | 4 | 0.064 | 0 | 33.7714 | 11.771 | 14.464 | 5.321 | 0 | 0.0492 | 12.6 | 0 | 72.6556 | 0 | 0 | 0 | 2.6082 | 0
5958 | 249 | 6 | 9 | Saturday | 5 | 0.146 | 0 | 33.7764 | 13.0152 | 14.464 | 5.321 | 0 | 0.0514 | 12.6 | 0 | 73.907 | 0 | 0 | 0 | 2.7308 | 0
5959 | 249 | 6 | 9 | Saturday | 6 | 0.171 | 0 | 33.7734 | 30.2702 | 24.9086 | 26.607 | 0 | 0.2592 | 14.4 | 0.1585 | 103.6114 | 0 | 0 | 0 | 13.6689 | 0
5960 | 249 | 6 | 9 | Saturday | 7 | 0.135 | 0 | 33.7567 | 32.278 | 26.405 | 37.25 | 0 | 0.3924 | 11.52 | 1.871 | 104.3521 | 0 | 0 | 0 | 20.5301 | 0
5961 | 249 | 6 | 9 | Saturday | 8 | 0.087 | 0 | 33.7192 | 36.9203 | 37.4339 | 42.572 | 0 | 0.4863 | 16.2 | 8.0494 | 124.7598 | 0 | 0 | 0 | 25.3689 | 0
5962 | 249 | 6 | 9 | Saturday | 9 | 0.005 | 0 | 33.7182 | 32.6301 | 37.9057 | 26.607 | 0 | 0.3347 | 16.2 | 16.7653 | 120.7887 | 0 | 0 | 0 | 16.4945 | 0
5963 | 249 | 6 | 9 | Saturday | 10 | 0 | 1.262 | 33.7777 | 30.3005 | 37.2508 | 10.643 | 0 | 0.2488 | 15.12 | 25.1668 | 118.0623 | 0 | 0 | 0 | 6.0005 | 0
5964 | 249 | 6 | 9 | Saturday | 11 | 0 | 3.504 | 33.8694 | 27.9267 | 35.3135 | 10.643 | 0 | 0.3604 | 21.6 | 30.3885 | 122.8591 | 0 | 0 | 0 | 4.7781 | 0
5965 | 249 | 6 | 9 | Saturday | 12 | 0 | 9.179 | 33.9056 | 24.7661 | 34.2247 | 15.964 | 0 | 0.6717 | 23.4 | 33.4397 | 126.8955 | 0 | 0 | 0 | 5.1875 | 0
5966 | 249 | 6 | 9 | Saturday | 13 | 0 | 9.499 | 33.8503 | 24.5992 | 33.0722 | 15.964 | 0 | 0.6451 | 23.4 | 33.7778 | 125.8398 | 0 | 0 | 0 | 3.4148 | 0
5967 | 249 | 6 | 9 | Saturday | 14 | 0 | 8.758 | 33.8112 | 23.8236 | 33.0722 | 5.321 | 0 | 0.5294 | 23.4 | 30.8896 | 124.1087 | 0 | 0 | 0 | 0.6289 | 0
5968 | 249 | 6 | 9 | Saturday | 15 | 0 | 8.252 | 33.7341 | 24.4279 | 33.0722 | 5.321 | 0 | 0.8357 | 23.4 | 25.4074 | 124.3942 | 0 | 0 | 0 | 0 | 0
5969 | 249 | 6 | 9 | Saturday | 16 | 0 | 8.014 | 33.7237 | 25.19 | 33.0722 | 21.286 | 0 | 0.4483 | 23.4 | 16.8097 | 124.5009 | 0 | 0 | 0 | 1.558 | 0
5970 | 249 | 6 | 9 | Saturday | 17 | 0 | 8.195 | 33.727 | 23.5629 | 32.9581 | 26.607 | 0 | 0.4944 | 27 | 8.8362 | 126.6053 | 0 | 0 | 0 | 3.4137 | 0
5971 | 249 | 6 | 9 | Saturday | 18 | 0 | 10.474 | 33.8942 | 40.9206 | 46.5147 | 37.25 | 0 | 0.6939 | 28.8 | 4.2712 | 162.1517 | 0 | 0 | 0 | 7.272 | 0
5972 | 249 | 6 | 9 | Saturday | 19 | 0 | 13.145 | 33.9579 | 59.11 | 50.3878 | 37.25 | 0 | 0.8866 | 28.8 | 1.9572 | 187.3596 | 0 | 0 | 0 | 9.9636 | 0
5973 | 249 | 6 | 9 | Saturday | 20 | 0 | 11.414 | 33.9259 | 61.3343 | 50.3878 | 26.607 | 0 | 0.7612 | 27 | 0.3822 | 185.754 | 0 | 0 | 0 | 8.6475 | 0
5974 | 249 | 6 | 9 | Saturday | 21 | 0 | 10.468 | 33.9143 | 61.3343 | 50.3878 | 15.964 | 0 | 0.6531 | 27 | 0 | 184.6113 | 0 | 0 | 0 | 5.7676 | 0
5975 | 249 | 6 | 9 | Saturday | 22 | 0 | 3.815 | 33.7421 | 49.2003 | 40.077 | 10.643 | 0 | 0.272 | 19.8 | 0 | 147.2177 | 0 | 0 | 0 | 4.0791 | 0
5976 | 249 | 6 | 9 | Saturday | 23 | 0 | 0.425 | 33.7182 | 28.1779 | 24.6242 | 10.643 | 0 | 0.1024 | 19.8 | 0 | 106.8825 | 0 | 0 | 0 | 4.2625 | 0
5977 | 250 | 7 | 9 | Sunday | 0 | 0 | 0.001 | 33.7346 | 24.1043 | 23.0149 | 5.321 | 0 | 0.0417 | 19.8 | 0 | 100.6966 | 0 | 0 | 0 | 2.1989 | 0
5978 | 250 | 7 | 9 | Sunday | 1 | 0 | 0 | 33.7692 | 23.3102 | 22.2101 | 5.321 | 0 | 0.0425 | 19.8 | 0 | 99.1321 | 0 | 0 | 0 | 2.2449 | 0
5979 | 250 | 7 | 9 | Sunday | 2 | 0.024 | 0 | 33.7714 | 17.5379 | 18.3373 | 5.321 | 0 | 0.0438 | 15.48 | 0 | 85.1703 | 0 | 0 | 0 | 2.3138 | 0
5980 | 250 | 7 | 9 | Sunday | 3 | 0.133 | 0 | 33.7714 | 17.5379 | 18.3373 | 5.321 | 0 | 0.0466 | 15.48 | 0 | 85.1731 | 0 | 0 | 0 | 2.4671 | 0
5981 | 250 | 7 | 9 | Sunday | 4 | 0.124 | 0 | 33.774 | 17.5379 | 18.3373 | 5.321 | 0 | 0.0472 | 15.48 | 0 | 85.1764 | 0 | 0 | 0 | 2.5027 | 0
5982 | 250 | 7 | 9 | Sunday | 5 | 0.108 | 0 | 33.7717 | 18.7817 | 18.3373 | 5.321 | 0 | 0.0477 | 15.48 | 0 | 86.4184 | 0 | 0 | 0 | 2.5293 | 0
5983 | 250 | 7 | 9 | Sunday | 6 | 0.147 | 0 | 33.781 | 26.931 | 24.6242 | 26.607 | 0 | 0.2444 | 18.72 | 0.1237 | 104.3005 | 0 | 0 | 0 | 12.8575 | 0
5984 | 250 | 7 | 9 | Sunday | 7 | 0.184 | 0 | 33.7646 | 33.2712 | 29.9942 | 37.25 | 0 | 0.3746 | 18.72 | 1.4628 | 116.1246 | 0 | 0 | 0 | 19.5547 | 0
5985 | 250 | 7 | 9 | Sunday | 8 | 0.181 | 0 | 33.719 | 28.4407 | 33.2132 | 42.572 | 0 | 0.4686 | 23.4 | 6.3333 | 119.2414 | 0 | 0 | 0 | 24.3928 | 0
5986 | 250 | 7 | 9 | Sunday | 9 | 0.138 | 0 | 33.7182 | 21.4579 | 29.3396 | 26.607 | 0 | 0.3131 | 23.4 | 12.7667 | 108.2288 | 0 | 0 | 0 | 16.2649 | 0
5987 | 250 | 7 | 9 | Sunday | 10 | 0.057 | 0 | 33.7182 | 21.9575 | 32.5586 | 10.643 | 0 | 0.1637 | 19.08 | 20.0047 | 107.478 | 0 | 0 | 0 | 6.3208 | 0
5988 | 250 | 7 | 9 | Sunday | 11 | 0.009 | 0 | 33.7182 | 20.6543 | 32.5586 | 10.643 | 0 | 0.1847 | 21.6 | 27.6467 | 108.7158 | 0 | 0 | 0 | 5.344 | 0
5989 | 250 | 7 | 9 | Sunday | 12 | 0 | 0 | 33.7421 | 20.144 | 33.0367 | 15.964 | 0 | 0.2213 | 19.08 | 33.4838 | 106.224 | 0 | 0 | 0 | 5.9127 | 0
5990 | 250 | 7 | 9 | Sunday | 13 | 0 | 0 | 33.9409 | 17.5968 | 29.1634 | 15.964 | 0 | 0.1781 | 18.36 | 35.1654 | 99.2392 | 0 | 0 | 0 | 3.6519 | 0
5991 | 250 | 7 | 9 | Sunday | 14 | 0 | 0.096 | 33.9974 | 17.8092 | 29.1634 | 5.321 | 0 | 0.0792 | 18 | 29.5528 | 99.1531 | 0 | 0 | 0 | 0.627 | 0
5992 | 250 | 7 | 9 | Sunday | 15 | 0 | 0.401 | 34.029 | 18.2644 | 29.1634 | 5.321 | 0 | 0.4661 | 15.84 | 21.5375 | 98.1971 | 0 | 0 | 0 | 0.1001 | 0
5993 | 250 | 7 | 9 | Sunday | 16 | 0 | 0.29 | 33.9745 | 17.8565 | 27.5539 | 21.286 | 0 | 0.0618 | 23.04 | 16.3518 | 102.8008 | 0 | 0 | 0 | 2.1956 | 0
5994 | 250 | 7 | 9 | Sunday | 17 | 0 | 0.145 | 33.8968 | 17.3482 | 26.399 | 26.607 | 0 | 0.094 | 22.32 | 11.8388 | 100.2151 | 0 | 0 | 0 | 4.2111 | 0
5995 | 250 | 7 | 9 | Sunday | 18 | 0 | 0.043 | 33.9693 | 29.6592 | 38.0184 | 37.25 | 0 | 0.1716 | 23.4 | 6.1937 | 125.2645 | 0 | 0 | 0 | 8.31 | 0
5996 | 250 | 7 | 9 | Sunday | 19 | 0 | 3.109 | 33.9551 | 51.583 | 45.7644 | 37.25 | 0 | 0.3787 | 22.68 | 2.6303 | 157.7232 | 0 | 0 | 0 | 10.9169 | 0
5997 | 250 | 7 | 9 | Sunday | 20 | 0.001 | 4.793 | 33.7581 | 60.0165 | 49.6381 | 26.607 | 0 | 0.4237 | 22.68 | 0.5396 | 171.6999 | 0 | 0 | 0 | 9.2814 | 0
5998 | 250 | 7 | 9 | Sunday | 21 | 0.068 | 2.624 | 33.7182 | 48.5011 | 41.8913 | 15.964 | 0 | 0.2511 | 22.68 | 0 | 149.8793 | 0 | 0 | 0 | 6.1974 | 0
5999 | 250 | 7 | 9 | Sunday | 22 | 0.106 | 0.47 | 33.7207 | 40.3665 | 35.5897 | 10.643 | 0 | 0.1075 | 14.4 | 0 | 124.6922 | 0 | 0 | 0 | 4.4192 | 0
6000 | 250 | 7 | 9 | Sunday | 23 | 0.135 | 0.008 | 33.7785 | 25.6748 | 24.6242 | 10.643 | 0 | 0.088 | 14.4 | 0 | 98.5742 | 0 | 0 | 0 | 4.6249 | 0
6001 | 251 | 8 | 9 | Monday | 0 | 0.154 | 0 | 33.808 | 17.5343 | 18.3373 | 5.321 | 0 | 0.0465 | 14.4 | 0 | 84.1261 | 0 | 0 | 0 | 2.4646 | 0
6002 | 251 | 8 | 9 | Monday | 1 | 0.233 | 0 | 33.8089 | 14.6472 | 16.4006 | 5.321 | 0 | 0.0488 | 11.88 | 0 | 76.7855 | 0 | 0 | 0 | 2.5881 | 0
6003 | 251 | 8 | 9 | Monday | 2 | 0.286 | 0 | 33.8089 | 11.7686 | 14.464 | 5.321 | 0 | 0.0506 | 11.88 | 0 | 71.9721 | 0 | 0 | 0 | 2.6852 | 0
6004 | 251 | 8 | 9 | Monday | 3 | 0.346 | 0 | 33.8089 | 11.7686 | 14.464 | 5.321 | 0 | 0.0525 | 11.88 | 0 | 71.974 | 0 | 0 | 0 | 2.7881 | 0
6005 | 251 | 8 | 9 | Monday | 4 | 0.354 | 0 | 33.8114 | 13.0128 | 14.464 | 5.321 | 0 | 0.0534 | 11.88 | 0 | 73.2216 | 0 | 0 | 0 | 2.8379 | 0
6006 | 251 | 8 | 9 | Monday | 5 | 0.373 | 0 | 33.8041 | 22.6634 | 20.5805 | 5.321 | 0 | 0.0545 | 11.88 | 0 | 88.9825 | 0 | 0 | 0 | 2.8995 | 0
6007 | 251 | 8 | 9 | Monday | 6 | 0.386 | 0 | 33.7672 | 44.2813 | 35.484 | 26.607 | 0 | 0.258 | 15.12 | 0.1661 | 128.9105 | 0 | 0 | 0 | 13.6016 | 0
6008 | 251 | 8 | 9 | Monday | 7 | 0.179 | 0 | 33.7268 | 59.8842 | 46.6998 | 37.25 | 0 | 0.3865 | 15.12 | 1.7143 | 155.8173 | 0 | 0 | 0 | 20.2063 | 0
6009 | 251 | 8 | 9 | Monday | 8 | 0.048 | 0 | 33.7182 | 60.5634 | 52.1343 | 42.572 | 0 | 0.4786 | 18.72 | 7.2038 | 165.6146 | 0 | 0 | 0 | 24.9449 | 0
6010 | 251 | 8 | 9 | Monday | 9 | 0.007 | 0 | 33.7205 | 58.0455 | 52.8606 | 26.607 | 0 | 0.3258 | 18.72 | 16.4161 | 163.6723 | 0 | 0 | 0 | 16.3983 | 0
6011 | 251 | 8 | 9 | Monday | 10 | 0 | 0.886 | 33.8 | 54.3655 | 51.878 | 10.643 | 0 | 0.2301 | 14.4 | 25.1473 | 155.6317 | 0 | 0 | 0 | 6.0749 | 0
6012 | 251 | 8 | 9 | Monday | 11 | 0 | 7.949 | 33.9179 | 53.6704 | 51.878 | 10.643 | 0 | 0.6377 | 18.36 | 36.5424 | 167.0614 | 0 | 0 | 0 | 4.5083 | 0
6013 | 251 | 8 | 9 | Monday | 12 | 0 | 13.909 | 33.932 | 51.867 | 51.1854 | 15.964 | 0 | 0.9776 | 18.36 | 46.9557 | 171.3656 | 0 | 0 | 0 | 3.0335 | 0
6014 | 251 | 8 | 9 | Monday | 13 | 0 | 13.865 | 33.9398 | 53.1598 | 51.878 | 15.964 | 0 | 0.9593 | 18.36 | 49.0272 | 173.2925 | 0 | 0 | 0 | 0.0891 | 0
6015 | 251 | 8 | 9 | Monday | 14 | 0 | 13.195 | 33.9228 | 53.7425 | 51.878 | 5.321 | 0 | 0.814 | 18.36 | 43.9488 | 172.9887 | 0 | 0 | 0 | 0 | 0
6016 | 251 | 8 | 9 | Monday | 15 | 0 | 13.251 | 33.9161 | 53.8238 | 51.878 | 5.321 | 0 | 0.7511 | 18.36 | 35.6485 | 173.0606 | 0 | 0 | 0 | 0 | 0
6017 | 251 | 8 | 9 | Monday | 16 | 0 | 12.665 | 33.9033 | 54.1679 | 50.7246 | 21.286 | 0 | 0.6752 | 22.68 | 26.9441 | 175.8487 | 0 | 0 | 0 | 0 | 0
6018 | 251 | 8 | 9 | Monday | 17 | 0 | 13.341 | 33.9191 | 47.1433 | 43.0931 | 26.607 | 0 | 0.7077 | 28.8 | 16.8326 | 168.0921 | 0 | 0 | 0 | 0 | 0
6019 | 251 | 8 | 9 | Monday | 18 | 0 | 15.343 | 33.9652 | 48.159 | 51.7393 | 37.25 | 0 | 0.8248 | 30.96 | 7.3273 | 182.2423 | 0 | 0 | 0 | 0 | 0
6020 | 251 | 8 | 9 | Monday | 19 | 0 | 13.455 | 33.9511 | 66.5076 | 57.1787 | 37.25 | 0 | 0.7218 | 25.2 | 2.4195 | 198.1114 | 0 | 0 | 0 | 0 | 0
6021 | 251 | 8 | 9 | Monday | 20 | 0 | 12.839 | 33.9438 | 75.2516 | 60.483 | 26.607 | 0 | 0.6803 | 25.2 | 0.456 | 209.4444 | 0 | 0 | 0 | 0 | 0
6022 | 251 | 8 | 9 | Monday | 21 | 0 | 8.716 | 33.8848 | 69.495 | 55.4564 | 15.964 | 0 | 0.511 | 25.2 | 0 | 193.9738 | 0 | 0 | 0 | 0 | 0
6023 | 251 | 8 | 9 | Monday | 22 | 0 | 2.525 | 33.7291 | 49.7368 | 40.0199 | 10.643 | 0 | 0.4505 | 16.2 | 0 | 142.8666 | 0 | 0 | 0 | 0 | 0
6024 | 251 | 8 | 9 | Monday | 23 | 0 | 0.091 | 33.7279 | 26.9226 | 24.6242 | 10.643 | 0 | 0.6576 | 16.2 | 0 | 102.2302 | 0 | 0 | 0 | 0 | 0
6025 | 252 | 9 | 9 | Tuesday | 0 | 0 | 0 | 33.7693 | 17.5343 | 18.3373 | 5.321 | 0 | 0.3672 | 14.4 | 0 | 84.4081 | 0 | 0 | 0 | 0 | 0
6026 | 252 | 9 | 9 | Tuesday | 1 | 0 | 0 | 33.772 | 14.6472 | 16.4006 | 5.321 | 0 | 0.5849 | 11.88 | 0 | 77.2848 | 0 | 0 | 0 | 0 | 0
6027 | 252 | 9 | 9 | Tuesday | 2 | 0.089 | 0 | 33.7927 | 11.7686 | 14.464 | 5.321 | 0 | 0.3515 | 11.88 | 0 | 72.2569 | 0 | 0 | 0 | 0.3069 | 0
6028 | 252 | 9 | 9 | Tuesday | 3 | 0.215 | 0 | 33.8074 | 11.7686 | 14.464 | 5.321 | 0 | 0.0157 | 11.88 | 0 | 71.9358 | 0 | 0 | 0 | 0.7715 | 0
6029 | 252 | 9 | 9 | Tuesday | 4 | 0.23 | 0 | 33.7885 | 13.0128 | 14.464 | 5.321 | 0 | 0.0172 | 11.88 | 0 | 73.1625 | 0 | 0 | 0 | 0.8542 | 0
6030 | 252 | 9 | 9 | Tuesday | 5 | 0.266 | 0 | 33.7719 | 22.6634 | 20.5805 | 5.321 | 0 | 0.019 | 11.88 | 0 | 88.9149 | 0 | 0 | 0 | 0.9569 | 0
6031 | 252 | 9 | 9 | Tuesday | 6 | 0.28 | 0 | 33.7542 | 44.2813 | 35.484 | 26.607 | 0 | 0.0947 | 15.12 | 0.1745 | 128.7341 | 0 | 0 | 0 | 4.6482 | 0
6032 | 252 | 9 | 9 | Tuesday | 7 | 0.095 | 0 | 33.7182 | 60.573 | 46.6998 | 37.25 | 0 | 0.1749 | 15.12 | 1.6799 | 156.286 | 0 | 0 | 0 | 8.6093 | 0
6033 | 252 | 9 | 9 | Tuesday | 8 | 0.005 | 0 | 33.7182 | 62.6887 | 52.1343 | 42.572 | 0 | 0.2587 | 18.72 | 6.5455 | 167.52 | 0 | 0 | 0 | 12.8901 | 0
6034 | 252 | 9 | 9 | Tuesday | 9 | 0 | 0 | 33.7225 | 58.6082 | 52.8606 | 26.607 | 0 | 0.1903 | 18.72 | 15.6747 | 164.1016 | 0 | 0 | 0 | 9.5998 | 0
6035 | 252 | 9 | 9 | Tuesday | 10 | 0 | 1.655 | 33.8133 | 55.0667 | 51.878 | 10.643 | 0 | 0.1924 | 14.4 | 22.0002 | 157.1404 | 0 | 0 | 0 | 3.8427 | 0
6036 | 252 | 9 | 9 | Tuesday | 11 | 0 | 9.148 | 33.9275 | 53.7409 | 51.878 | 10.643 | 0 | 0.5903 | 18.36 | 25.3927 | 168.3906 | 0 | 0 | 0 | 3.345 | 0
6037 | 252 | 9 | 9 | Tuesday | 12 | 0 | 14.336 | 33.9526 | 51.1871 | 51.1854 | 15.964 | 0 | 0.8918 | 18.36 | 28.6364 | 171.0822 | 0 | 0 | 0 | 4.0364 | 0
6038 | 252 | 9 | 9 | Tuesday | 13 | 0 | 14.69 | 33.9441 | 52.4691 | 51.878 | 15.964 | 0 | 0.8927 | 18.36 | 29.837 | 173.432 | 0 | 0 | 0 | 3.0004 | 0
6039 | 252 | 9 | 9 | Tuesday | 14 | 0 | 12.288 | 33.8914 | 52.7868 | 51.878 | 5.321 | 0 | 0.6983 | 18.36 | 27.706 | 170.9043 | 0 | 0 | 0 | 0.6721 | 0
6040 | 252 | 9 | 9 | Tuesday | 15 | 0 | 10.895 | 33.8651 | 53.4923 | 51.878 | 5.321 | 0 | 0.5861 | 18.36 | 21.6424 | 169.9648 | 0 | 0 | 0 | 0.5236 | 0
6041 | 252 | 9 | 9 | Tuesday | 16 | 0 | 10.089 | 33.8177 | 54.4874 | 50.7246 | 21.286 | 0 | 0.5784 | 22.68 | 14.7675 | 173.1995 | 0 | 0 | 0 | 2.6621 | 0
6042 | 252 | 9 | 9 | Tuesday | 17 | 0 | 10.515 | 33.8676 | 48.3667 | 43.0931 | 26.607 | 0 | 0.6409 | 28.8 | 8.9753 | 166.1409 | 0 | 0 | 0 | 4.6876 | 0
6043 | 252 | 9 | 9 | Tuesday | 18 | 0 | 13.754 | 33.9417 | 56.8821 | 51.7393 | 37.25 | 0 | 0.9008 | 30.96 | 4.3694 | 189.2992 | 0 | 0 | 0 | 8.9299 | 0
6044 | 252 | 9 | 9 | Tuesday | 19 | 0 | 13.116 | 33.9454 | 69.8428 | 57.1787 | 37.25 | 0 | 0.9129 | 25.2 | 1.5631 | 201.2658 | 0 | 0 | 0 | 11.4862 | 0
6045 | 252 | 9 | 9 | Tuesday | 20 | 0 | 12.704 | 33.9412 | 75.2516 | 60.483 | 26.607 | 0 | 0.8491 | 25.2 | 0.2459 | 209.4648 | 0 | 0 | 0 | 9.6581 | 0
6046 | 252 | 9 | 9 | Tuesday | 21 | 0 | 8.795 | 33.8855 | 69.495 | 55.4564 | 15.964 | 0 | 0.5748 | 25.2 | 0 | 194.1231 | 0 | 0 | 0 | 6.3449 | 0
6047 | 252 | 9 | 9 | Tuesday | 22 | 0 | 2.638 | 33.7294 | 49.7368 | 40.0199 | 10.643 | 0 | 0.2185 | 16.2 | 0 | 142.7575 | 0 | 0 | 0 | 4.4523 | 0
6048 | 252 | 9 | 9 | Tuesday | 23 | 0 | 0.121 | 33.7257 | 26.9226 | 24.6242 | 10.643 | 0 | 0.1446 | 16.2 | 0 | 101.7476 | 0 | 0 | 0 | 4.6264 | 0
6049 | 253 | 10 | 9 | Wednesday | 0 | 0 | 0 | 33.7707 | 17.5343 | 18.3373 | 5.321 | 0 | 0.045 | 14.4 | 0 | 84.0872 | 0 | 0 | 0 | 2.3775 | 0
6050 | 253 | 10 | 9 | Wednesday | 1 | 0.033 | 0 | 33.7714 | 14.6472 | 16.4006 | 5.321 | 0 | 0.0464 | 11.88 | 0 | 76.7456 | 0 | 0 | 0 | 2.4542 | 0
6051 | 253 | 10 | 9 | Wednesday | 2 | 0.09 | 0 | 33.7714 | 11.7686 | 14.464 | 5.321 | 0 | 0.0482 | 11.88 | 0 | 71.9322 | 0 | 0 | 0 | 2.5536 | 0
6052 | 253 | 10 | 9 | Wednesday | 3 | 0.151 | 0 | 33.7714 | 11.7686 | 14.464 | 5.321 | 0 | 0.0501 | 11.88 | 0 | 71.9341 | 0 | 0 | 0 | 2.6572 | 0
6053 | 253 | 10 | 9 | Wednesday | 4 | 0.21 | 0 | 33.7714 | 13.0128 | 14.464 | 5.321 | 0 | 0.0519 | 11.88 | 0 | 73.1801 | 0 | 0 | 0 | 2.7579 | 0
6054 | 253 | 10 | 9 | Wednesday | 5 | 0.203 | 0 | 33.7714 | 22.6634 | 20.5805 | 5.321 | 0 | 0.0525 | 11.88 | 0 | 88.9478 | 0 | 0 | 0 | 2.7917 | 0
6055 | 253 | 10 | 9 | Wednesday | 6 | 0.191 | 0 | 33.7368 | 44.2813 | 35.484 | 26.607 | 0 | 0.2599 | 15.12 | 0 | 128.882 | 0 | 0 | 0 | 13.7075 | 0
6056 | 253 | 10 | 9 | Wednesday | 7 | 0.034 | 0 | 33.7182 | 60.7456 | 46.6998 | 37.25 | 0 | 0.3909 | 15.12 | 0.5609 | 156.6746 | 0 | 0 | 0 | 20.4535 | 0
6057 | 253 | 10 | 9 | Wednesday | 8 | 0.002 | 0 | 33.7182 | 59.9886 | 52.1343 | 42.572 | 0 | 0.4852 | 18.72 | 6.6496 | 165.0463 | 0 | 0 | 0 | 25.3087 | 0
6058 | 253 | 10 | 9 | Wednesday | 9 | 0 | 0 | 33.7236 | 57.4158 | 52.8606 | 26.607 | 0 | 0.3371 | 18.72 | 15.9006 | 163.057 | 0 | 0 | 0 | 16.4835 | 0
6059 | 253 | 10 | 9 | Wednesday | 10 | 0 | 1.83 | 33.8079 | 54.9421 | 51.878 | 10.643 | 0 | 0.2945 | 14.4 | 27.1382 | 157.3019 | 0 | 0 | 0 | 5.836 | 0
6060 | 253 | 10 | 9 | Wednesday | 11 | 0 | 8.957 | 33.9329 | 54.1852 | 51.878 | 10.643 | 0 | 0.6813 | 18.36 | 36.3296 | 168.7245 | 0 | 0 | 0 | 4.0883 | 0
6061 | 253 | 10 | 9 | Wednesday | 12 | 0 | 14.022 | 33.9339 | 51.9897 | 51.1854 | 15.964 | 0 | 0.9406 | 18.36 | 40.6256 | 171.5755 | 0 | 0 | 0 | 2.9699 | 0
6062 | 253 | 10 | 9 | Wednesday | 13 | 0 | 13.797 | 33.9406 | 53.25 | 51.878 | 15.964 | 0 | 0.9319 | 18.36 | 40.4104 | 173.2826 | 0 | 0 | 0 | 0.3393 | 0
6063 | 253 | 10 | 9 | Wednesday | 14 | 0 | 11.932 | 33.8921 | 53.9949 | 51.878 | 5.321 | 0 | 0.6832 | 18.36 | 32.0816 | 171.7135 | 0 | 0 | 0 | 0 | 0
6064 | 253 | 10 | 9 | Wednesday | 15 | 0 | 10.707 | 33.8586 | 54.4577 | 51.878 | 5.321 | 0 | 0.5585 | 18.36 | 19.9128 | 170.6927 | 0 | 0 | 0 | 0 | 0
6065 | 253 | 10 | 9 | Wednesday | 16 | 0 | 9.988 | 33.8215 | 55.0579 | 50.7246 | 21.286 | 0 | 0.5247 | 22.68 | 15.0729 | 173.6113 | 0 | 0 | 0 | 0 | 0
6066 | 253 | 10 | 9 | Wednesday | 17 | 0 | 10.756 | 33.8757 | 48.3792 | 43.0931 | 26.607 | 0 | 0.5683 | 28.8 | 10.7812 | 166.3492 | 0 | 0 | 0 | 0 | 0
6067 | 253 | 10 | 9 | Wednesday | 18 | 0 | 13.726 | 33.9403 | 51.8024 | 51.7393 | 37.25 | 0 | 0.8765 | 30.96 | 4.7354 | 184.1639 | 0 | 0 | 0 | 1.4158 | 0
6068 | 253 | 10 | 9 | Wednesday | 19 | 0 | 13.445 | 33.9505 | 69.08 | 57.1787 | 37.25 | 0 | 0.8068 | 25.2 | 1.5751 | 200.7574 | 0 | 0 | 0 | 4.6926 | 0
6069 | 253 | 10 | 9 | Wednesday | 20 | 0 | 13.103 | 33.9478 | 75.2516 | 60.483 | 26.607 | 0 | 0.7885 | 25.2 | 0.2769 | 209.842 | 0 | 0 | 0 | 5.149 | 0
6070 | 253 | 10 | 9 | Wednesday | 21 | 0 | 9.148 | 33.8916 | 69.495 | 55.4564 | 15.964 | 0 | 0.5466 | 25.2 | 0 | 194.4837 | 0 | 0 | 0 | 3.7693 | 0
6071 | 253 | 10 | 9 | Wednesday | 22 | 0 | 2.81 | 33.7321 | 49.7368 | 40.0199 | 10.643 | 0 | 0.1969 | 16.2 | 0 | 142.9243 | 0 | 0 | 0 | 2.7877 | 0
6072 | 253 | 10 | 9 | Wednesday | 23 | 0 | 0.138 | 33.722 | 26.9226 | 24.6242 | 10.643 | 0 | 0.1159 | 16.2 | 0 | 101.7342 | 0 | 0 | 0 | 3.0029 | 0
6073 | 254 | 11 | 9 | Thursday | 0 | 0 | 0 | 33.767 | 17.5343 | 18.3373 | 5.321 | 0 | 0.0304 | 14.4 | 0 | 84.069 | 0 | 0 | 0 | 1.5811 | 0
6074 | 254 | 11 | 9 | Thursday | 1 | 0.017 | 0 | 33.7714 | 14.6472 | 16.4006 | 5.321 | 0 | 0.0317 | 11.88 | 0 | 76.731 | 0 | 0 | 0 | 1.6515 | 0
6075 | 254 | 11 | 9 | Thursday | 2 | 0.154 | 0 | 33.7714 | 11.7686 | 14.464 | 5.321 | 0 | 0.0352 | 11.88 | 0 | 71.9192 | 0 | 0 | 0 | 1.8422 | 0
6076 | 254 | 11 | 9 | Thursday | 3 | 0.248 | 0 | 33.7769 | 11.7686 | 14.464 | 5.321 | 0 | 0.0379 | 11.88 | 0 | 71.9275 | 0 | 0 | 0 | 1.9884 | 0
6077 | 254 | 11 | 9 | Thursday | 4 | 0.295 | 0 | 33.7728 | 13.0128 | 14.464 | 5.321 | 0 | 0.0397 | 11.88 | 0 | 73.1693 | 0 | 0 | 0 | 2.0868 | 0
6078 | 254 | 11 | 9 | Thursday | 5 | 0.321 | 0 | 33.7714 | 22.6634 | 20.5805 | 5.321 | 0 | 0.0411 | 11.88 | 0 | 88.9364 | 0 | 0 | 0 | 2.1635 | 0
6079 | 254 | 11 | 9 | Thursday | 6 | 0.292 | 0 | 33.7664 | 44.2813 | 35.484 | 26.607 | 0 | 0.1962 | 15.12 | 0 | 128.8479 | 0 | 0 | 0 | 10.2124 | 0
6080 | 254 | 11 | 9 | Thursday | 7 | 0.072 | 0 | 33.7268 | 60.762 | 46.6998 | 37.25 | 0 | 0.3063 | 15.12 | 0.6089 | 156.6149 | 0 | 0 | 0 | 15.8112 | 0
6081 | 254 | 11 | 9 | Thursday | 8 | 0.003 | 0 | 33.7182 | 61.8937 | 52.1343 | 42.572 | 0 | 0.3962 | 18.72 | 7.9328 | 166.8624 | 0 | 0 | 0 | 20.4267 | 0
6082 | 254 | 11 | 9 | Thursday | 9 | 0 | 0 | 33.7236 | 58.6094 | 52.8606 | 26.607 | 0 | 0.2944 | 18.72 | 19.6829 | 164.2079 | 0 | 0 | 0 | 13.4443 | 0
6083 | 254 | 11 | 9 | Thursday | 10 | 0 | 1.859 | 33.8229 | 54.9775 | 51.878 | 10.643 | 0 | 0.2796 | 14.4 | 30.3483 | 157.369 | 0 | 0 | 0 | 4.4654 | 0
6084 | 254 | 11 | 9 | Thursday | 11 | 0 | 9.476 | 33.9248 | 53.7094 | 51.878 | 10.643 | 0 | 0.6764 | 18.36 | 36.9487 | 168.7973 | 0 | 0 | 0 | 2.7534 | 0
6085 | 254 | 11 | 9 | Thursday | 12 | 0 | 15.517 | 33.9722 | 51.2699 | 51.1854 | 15.964 | 0 | 1.0599 | 18.36 | 42.1579 | 172.6301 | 0 | 0 | 0 | 1.1374 | 0
6086 | 254 | 11 | 9 | Thursday | 13 | 0 | 18.836 | 34.0184 | 52.4803 | 51.878 | 15.964 | 0 | 1.1348 | 18.36 | 41.8211 | 178.4267 | 0 | 0 | 0 | 0 | 0
6087 | 254 | 11 | 9 | Thursday | 14 | 0 | 18.37 | 34.0083 | 52.8377 | 51.878 | 5.321 | 0 | 1.0318 | 18.36 | 32.1238 | 178.332 | 0 | 0 | 0 | 0 | 0
6088 | 254 | 11 | 9 | Thursday | 15 | 0 | 15.201 | 33.948 | 53.8437 | 51.878 | 5.321 | 0 | 0.804 | 18.36 | 18.2093 | 175.4243 | 0 | 0 | 0 | 0 | 0
6089 | 254 | 11 | 9 | Thursday | 16 | 0 | 13.16 | 33.9116 | 55.601 | 50.7246 | 21.286 | 0 | 0.6954 | 22.68 | 10.6302 | 177.8454 | 0 | 0 | 0 | 0 | 0
6090 | 254 | 11 | 9 | Thursday | 17 | 0 | 13.104 | 33.9155 | 49.9519 | 43.0931 | 26.607 | 0 | 0.6948 | 28.8 | 8.9688 | 170.6279 | 0 | 0 | 0 | 0 | 0
6091 | 254 | 11 | 9 | Thursday | 18 | 0 | 14.563 | 33.9542 | 56.3521 | 51.7393 | 37.25 | 0 | 0.8256 | 30.96 | 4.3604 | 189.5813 | 0 | 0 | 0 | 0 | 0
6092 | 254 | 11 | 9 | Thursday | 19 | 0 | 13.536 | 33.9511 | 70.2261 | 57.1787 | 37.25 | 0 | 0.8302 | 25.2 | 1.0885 | 202.0264 | 0 | 0 | 0 | 1.8379 | 0
6093 | 254 | 11 | 9 | Thursday | 20 | 0 | 12.949 | 33.9445 | 75.2516 | 60.483 | 26.607 | 0 | 0.7469 | 25.2 | 0.1313 | 209.6308 | 0 | 0 | 0 | 3.326 | 0
6094 | 254 | 11 | 9 | Thursday | 21 | 0 | 8.986 | 33.8879 | 69.495 | 55.4564 | 15.964 | 0 | 0.519 | 25.2 | 0 | 194.2769 | 0 | 0 | 0 | 2.7281 | 0
6095 | 254 | 11 | 9 | Thursday | 22 | 0 | 2.777 | 33.7305 | 49.7368 | 40.0199 | 10.643 | 0 | 0.1829 | 16.2 | 0 | 142.8732 | 0 | 0 | 0 | 2.1148 | 0
6096 | 254 | 11 | 9 | Thursday | 23 | 0 | 0.142 | 33.7203 | 26.9226 | 24.6242 | 10.643 | 0 | 0.1041 | 16.2 | 0 | 101.7247 | 0 | 0 | 0 | 2.3466 | 0
6097 | 255 | 12 | 9 | Friday | 0 | 0 | 0 | 33.7621 | 17.5343 | 18.3373 | 5.321 | 0 | 0.0246 | 14.4 | 0 | 84.0583 | 0 | 0 | 0 | 1.2593 | 0
6098 | 255 | 12 | 9 | Friday | 1 | 0 | 0 | 33.7714 | 14.6472 | 16.4006 | 5.321 | 0 | 0.0256 | 11.88 | 0 | 76.7249 | 0 | 0 | 0 | 1.3172 | 0
6099 | 255 | 12 | 9 | Friday | 2 | 0 | 0 | 33.7714 | 11.7686 | 14.464 | 5.321 | 0 | 0.0267 | 11.88 | 0 | 71.9107 | 0 | 0 | 0 | 1.3743 | 0
6100 | 255 | 12 | 9 | Friday | 3 | 0 | 0 | 33.7714 | 11.7686 | 14.464 | 5.321 | 0 | 0.0277 | 11.88 | 0 | 71.9117 | 0 | 0 | 0 | 1.4307 | 0
6101 | 255 | 12 | 9 | Friday | 4 | 0 | 0 | 33.7714 | 13.0128 | 14.464 | 5.321 | 0 | 0.0287 | 11.88 | 0 | 73.1569 | 0 | 0 | 0 | 1.4861 | 0
6102 | 255 | 12 | 9 | Friday | 5 | 0.005 | 0 | 33.7714 | 22.6634 | 20.5805 | 5.321 | 0 | 0.0298 | 11.88 | 0 | 88.9251 | 0 | 0 | 0 | 1.5465 | 0
6103 | 255 | 12 | 9 | Friday | 6 | 0.058 | 0 | 33.7269 | 44.2813 | 35.484 | 26.607 | 0 | 0.1653 | 15.12 | 0 | 128.7776 | 0 | 0 | 0 | 8.5249 | 0
6104 | 255 | 12 | 9 | Friday | 7 | 0.003 | 0 | 33.7182 | 61.1324 | 46.6998 | 37.25 | 0 | 0.2705 | 15.12 | 0.4005 | 156.941 | 0 | 0 | 0 | 13.8505 | 0
6105 | 255 | 12 | 9 | Friday | 8 | 0 | 0 | 33.7182 | 65.4808 | 52.1343 | 42.572 | 0 | 0.3601 | 18.72 | 3.7079 | 170.4135 | 0 | 0 | 0 | 18.4493 | 0
6106 | 255 | 12 | 9 | Friday | 9 | 0 | 0 | 33.7251 | 60.5329 | 52.8606 | 26.607 | 0 | 0.2469 | 18.72 | 10.8763 | 166.0854 | 0 | 0 | 0 | 12.8349 | 0
6107 | 255 | 12 | 9 | Friday | 10 | 0 | 2.399 | 33.8545 | 55.461 | 51.878 | 10.643 | 0 | 0.2606 | 14.4 | 19.7024 | 158.4489 | 0 | 0 | 0 | 5.0707 | 0
6108 | 255 | 12 | 9 | Friday | 11 | 0 | 10.896 | 33.9318 | 54.0535 | 51.878 | 10.643 | 0 | 0.7228 | 18.36 | 25.7873 | 170.7306 | 0 | 0 | 0 | 4.285 | 0
6109 | 255 | 12 | 9 | Friday | 12 | 0 | 15.102 | 33.9672 | 51.8377 | 51.1854 | 15.964 | 0 | 0.987 | 18.36 | 32.0182 | 172.6711 | 0 | 0 | 0 | 4.6238 | 0
6110 | 255 | 12 | 9 | Friday | 13 | 0 | 17.774 | 34.005 | 53.1325 | 51.878 | 15.964 | 0 | 1.1016 | 18.36 | 34.8645 | 177.7009 | 0 | 0 | 0 | 2.4112 | 0
6111 | 255 | 12 | 9 | Friday | 14 | 0 | 16.656 | 33.9803 | 53.3659 | 51.878 | 5.321 | 0 | 1.181 | 18.36 | 32.9543 | 176.9405 | 0 | 0 | 0 | 0.0143 | 0
6112 | 255 | 12 | 9 | Friday | 15 | 0 | 18.123 | 33.999 | 53.5389 | 51.878 | 5.321 | 0 | 1.0003 | 18.36 | 25.0389 | 178.8983 | 0 | 0 | 0 | 0 | 0
6113 | 255 | 12 | 9 | Friday | 16 | 0 | 18.356 | 34.0056 | 54.2126 | 50.7246 | 21.286 | 0 | 0.9911 | 22.68 | 18.0756 | 182.9958 | 0 | 0 | 0 | 0 | 0
6114 | 255 | 12 | 9 | Friday | 17 | 0 | 17.444 | 33.9983 | 47.1362 | 43.0931 | 26.607 | 0 | 1.1799 | 28.8 | 13.0203 | 173.4055 | 0 | 0 | 0 | 0.4135 | 0
6115 | 255 | 12 | 9 | Friday | 18 | 0 | 20.389 | 34.0107 | 47.7409 | 51.7393 | 37.25 | 0 | 1.1737 | 30.96 | 6.5303 | 187.9427 | 0 | 0 | 0 | 3.6248 | 0
6116 | 255 | 12 | 9 | Friday | 19 | 0 | 19.828 | 33.9673 | 67.1758 | 57.1787 | 37.25 | 0 | 1.1983 | 25.2 | 2.0518 | 206.3596 | 0 | 0 | 0 | 6.6182 | 0
6117 | 255 | 12 | 9 | Friday | 20 | 0 | 15.299 | 33.8986 | 75.2516 | 60.483 | 26.607 | 0 | 0.9317 | 25.2 | 0.3551 | 212.3117 | 0 | 0 | 0 | 6.4268 | 0
6118 | 255 | 12 | 9 | Friday | 21 | 0 | 10.2 | 33.8072 | 69.495 | 55.4564 | 15.964 | 0 | 0.6158 | 25.2 | 0 | 195.6055 | 0 | 0 | 0 | 4.4992 | 0
6119 | 255 | 12 | 9 | Friday | 22 | 0 | 3.145 | 33.7237 | 49.7368 | 40.0199 | 10.643 | 0 | 0.2228 | 16.2 | 0 | 143.3043 | 0 | 0 | 0 | 3.2594 | 0
6120 | 255 | 12 | 9 | Friday | 23 | 0 | 0.19 | 33.7182 | 26.9226 | 24.6242 | 10.643 | 0 | 0.0759 | 16.2 | 0 | 101.7462 | 0 | 0 | 0 | 3.4629 | 0
6121 | 256 | 13 | 9 | Saturday | 0 | 0 | 0 | 33.7182 | 18.3332 | 19.1419 | 5.321 | 0 | 0.0345 | 15.84 | 0 | 87.0679 | 0 | 0 | 0 | 1.8066 | 0
6122 | 256 | 13 | 9 | Saturday | 1 | 0 | 0 | 33.7182 | 17.5283 | 18.3373 | 5.321 | 0 | 0.0355 | 12.6 | 0 | 82.2193 | 0 | 0 | 0 | 1.8579 | 0
6123 | 256 | 13 | 9 | Saturday | 2 | 0 | 0 | 33.7235 | 11.771 | 14.464 | 5.321 | 0 | 0.0364 | 12.6 | 0 | 72.5949 | 0 | 0 | 0 | 1.9078 | 0
6124 | 256 | 13 | 9 | Saturday | 3 | 0 | 0 | 33.7197 | 11.771 | 14.464 | 5.321 | 0 | 0.0373 | 12.6 | 0 | 72.592 | 0 | 0 | 0 | 1.9573 | 0
6125 | 256 | 13 | 9 | Saturday | 4 | 0 | 0 | 33.7187 | 11.771 | 14.464 | 5.321 | 0 | 0.0382 | 12.6 | 0 | 72.5919 | 0 | 0 | 0 | 2.006 | 0
6126 | 256 | 13 | 9 | Saturday | 5 | 0 | 0 | 33.7272 | 13.0152 | 14.464 | 5.321 | 0 | 0.0391 | 12.6 | 0 | 73.8455 | 0 | 0 | 0 | 2.0542 | 0
6127 | 256 | 13 | 9 | Saturday | 6 | 0 | 0 | 33.7382 | 30.2702 | 24.9086 | 26.607 | 0 | 0.2094 | 14.4 | 0 | 103.5264 | 0 | 0 | 0 | 10.9395 | 0
6128 | 256 | 13 | 9 | Saturday | 7 | 0 | 0 | 33.7191 | 33.0666 | 26.405 | 37.25 | 0 | 0.3291 | 11.52 | 0.1068 | 105.0398 | 0 | 0 | 0 | 17.0656 | 0
6129 | 256 | 13 | 9 | Saturday | 8 | 0 | 0 | 33.7182 | 45.8796 | 37.4339 | 42.572 | 0 | 0.4213 | 16.2 | 1.1639 | 133.6531 | 0 | 0 | 0 | 21.8072 | 0
6130 | 256 | 13 | 9 | Saturday | 9 | 0 | 0 | 33.7182 | 41.3543 | 37.9057 | 26.607 | 0 | 0.2795 | 16.2 | 5.1925 | 129.4577 | 0 | 0 | 0 | 14.7865 | 0
6131 | 256 | 13 | 9 | Saturday | 10 | 0 | 1.854 | 33.8354 | 33.4549 | 37.2508 | 10.643 | 0 | 0.2277 | 15.12 | 13.7213 | 121.8935 | 0 | 0 | 0 | 6.0724 | 0
6132 | 256 | 13 | 9 | Saturday | 11 | 0 | 8.19 | 33.9405 | 29.1424 | 35.3135 | 10.643 | 0 | 0.6137 | 21.6 | 25.821 | 129.4677 | 0 | 0 | 0 | 5.3712 | 0
6133 | 256 | 13 | 9 | Saturday | 12 | 0 | 10.115 | 33.8628 | 25.4113 | 34.2247 | 15.964 | 0 | 0.7719 | 23.4 | 36.8358 | 128.6107 | 0 | 0 | 0 | 5.4951 | 0
6134 | 256 | 13 | 9 | Saturday | 13 | 0 | 10.348 | 33.8681 | 25.1958 | 33.0722 | 15.964 | 0 | 0.7331 | 23.4 | 40.9006 | 127.4612 | 0 | 0 | 0 | 2.3103 | 0
6135 | 256 | 13 | 9 | Saturday | 14 | 0 | 10.65 | 33.8756 | 24.2379 | 33.0722 | 5.321 | 0 | 0.7724 | 23.4 | 40.7346 | 126.876 | 0 | 0 | 0 | 0 | 0
6136 | 256 | 13 | 9 | Saturday | 15 | 0 | 10.303 | 33.8702 | 24.2554 | 33.0722 | 5.321 | 0 | 0.6242 | 23.4 | 36.9584 | 126.3649 | 0 | 0 | 0 | 0 | 0
6137 | 256 | 13 | 9 | Saturday | 16 | 0 | 8.829 | 33.7997 | 24.9208 | 33.0722 | 21.286 | 0 | 0.4894 | 23.4 | 28.266 | 125.231 | 0 | 0 | 0 | 0 | 0
6138 | 256 | 13 | 9 | Saturday | 17 | 0 | 8.859 | 33.8226 | 23.0217 | 32.9581 | 26.607 | 0 | 0.4674 | 27 | 16.7046 | 126.8505 | 0 | 0 | 0 | 0 | 0
6139 | 256 | 13 | 9 | Saturday | 18 | 0 | 11.429 | 33.9181 | 37.7153 | 46.5147 | 37.25 | 0 | 0.6124 | 28.8 | 7.0259 | 159.9212 | 0 | 0 | 0 | 0 | 0
6140 | 256 | 13 | 9 | Saturday | 19 | 0 | 13.808 | 33.9688 | 57.3812 | 50.3878 | 37.25 | 0 | 0.8549 | 28.8 | 2.4534 | 186.3271 | 0 | 0 | 0 | 0.014 | 0
6141 | 256 | 13 | 9 | Saturday | 20 | 0 | 11.782 | 33.9325 | 61.3343 | 50.3878 | 26.607 | 0 | 0.649 | 27 | 0.4167 | 186.0461 | 0 | 0 | 0 | 1.4103 | 0
6142 | 256 | 13 | 9 | Saturday | 21 | 0 | 10.59 | 33.9166 | 61.3343 | 50.3878 | 15.964 | 0 | 0.5846 | 27 | 0 | 184.6764 | 0 | 0 | 0 | 1.6528 | 0
6143 | 256 | 13 | 9 | Saturday | 22 | 0 | 3.86 | 33.7389 | 49.2003 | 40.077 | 10.643 | 0 | 0.2259 | 19.8 | 0 | 147.2166 | 0 | 0 | 0 | 1.4199 | 0
6144 | 256 | 13 | 9 | Saturday | 23 | 0 | 0.458 | 33.7223 | 28.1779 | 24.6242 | 10.643 | 0 | 0.0568 | 19.8 | 0 | 106.8764 | 0 | 0 | 0 | 1.6689 | 0
6145 | 257 | 14 | 9 | Sunday | 0 | 0.004 | 0.003 | 33.7708 | 24.1043 | 23.0149 | 5.321 | 0 | 0.0187 | 19.8 | 0 | 100.712 | 0 | 0 | 0 | 0.9309 | 0
6146 | 257 | 14 | 9 | Sunday | 1 | 0.115 | 0 | 33.7881 | 23.3102 | 22.2101 | 5.321 | 0 | 0.0217 | 19.8 | 0 | 99.1302 | 0 | 0 | 0 | 1.1041 | 0
6147 | 257 | 14 | 9 | Sunday | 2 | 0.195 | 0 | 33.8081 | 17.5379 | 18.3373 | 5.321 | 0 | 0.0243 | 15.48 | 0 | 85.1875 | 0 | 0 | 0 | 1.2451 | 0
6148 | 257 | 14 | 9 | Sunday | 3 | 0.262 | 0 | 33.8093 | 17.5379 | 18.3373 | 5.321 | 0 | 0.0266 | 15.48 | 0 | 85.1911 | 0 | 0 | 0 | 1.3728 | 0
6149 | 257 | 14 | 9 | Sunday | 4 | 0.285 | 0 | 33.8301 | 17.5379 | 18.3373 | 5.321 | 0 | 0.0281 | 15.48 | 0 | 85.2134 | 0 | 0 | 0 | 1.4552 | 0
6150 | 257 | 14 | 9 | Sunday | 5 | 0.344 | 0 | 33.883 | 18.7817 | 18.3373 | 5.321 | 0 | 0.0303 | 15.48 | 0 | 86.5122 | 0 | 0 | 0 | 1.5733 | 0
6151 | 257 | 14 | 9 | Sunday | 6 | 1.366 | 0 | 33.8852 | 26.931 | 24.6242 | 26.607 | 0 | 0.1622 | 18.72 | 0 | 104.3226 | 0 | 0 | 0 | 8.3312 | 0
6152 | 257 | 14 | 9 | Sunday | 7 | 1.378 | 0 | 33.8372 | 34.1505 | 29.9942 | 37.25 | 0 | 0.2605 | 18.72 | 0.5151 | 116.9625 | 0 | 0 | 0 | 13.271 | 0
6153 | 257 | 14 | 9 | Sunday | 8 | 0.959 | 0 | 33.7352 | 32.5145 | 33.2132 | 42.572 | 0 | 0.3409 | 23.4 | 5.5063 | 123.2037 | 0 | 0 | 0 | 17.3696 | 0
6154 | 257 | 14 | 9 | Sunday | 9 | 0.654 | 0 | 33.7182 | 22.6417 | 29.3396 | 26.607 | 0 | 0.2392 | 23.4 | 14.084 | 109.3387 | 0 | 0 | 0 | 12.2998 | 0
6155 | 257 | 14 | 9 | Sunday | 10 | 0.219 | 0 | 33.7182 | 22.2555 | 32.5586 | 10.643 | 0 | 0.1372 | 19.08 | 22.3188 | 107.7495 | 0 | 0 | 0 | 4.7682 | 0
6156 | 257 | 14 | 9 | Sunday | 11 | 0.052 | 0 | 33.7182 | 20.887 | 32.5586 | 10.643 | 0 | 0.1443 | 21.6 | 27.4536 | 108.9082 | 0 | 0 | 0 | 3.7874 | 0
6157 | 257 | 14 | 9 | Sunday | 12 | 0 | 0 | 33.7533 | 20.2668 | 33.0367 | 15.964 | 0 | 0.1714 | 19.08 | 32.2603 | 106.3082 | 0 | 0 | 0 | 3.9277 | 0
6158 | 257 | 14 | 9 | Sunday | 13 | 0 | 0 | 33.982 | 17.6978 | 29.1634 | 15.964 | 0 | 0.1373 | 18.36 | 33.7433 | 99.3406 | 0 | 0 | 0 | 2.0328 | 0
6159 | 257 | 14 | 9 | Sunday | 14 | 0 | 0.106 | 34.0477 | 17.9132 | 29.1634 | 5.321 | 0 | 0.3783 | 18 | 28.9842 | 99.6166 | 0 | 0 | 0 | 0 | 0
6160 | 257 | 14 | 9 | Sunday | 15 | 0 | 0.394 | 34.0381 | 18.2408 | 29.1634 | 5.321 | 0 | 0.0801 | 15.84 | 25.7565 | 97.7881 | 0 | 0 | 0 | 0 | 0
6161 | 257 | 14 | 9 | Sunday | 16 | 0 | 0.29 | 33.9716 | 17.8353 | 27.5539 | 21.286 | 0 | 0.1633 | 23.04 | 21.2547 | 102.8774 | 0 | 0 | 0 | 0 | 0
6162 | 257 | 14 | 9 | Sunday | 17 | 0 | 0.145 | 33.8993 | 17.5101 | 26.399 | 26.607 | 0 | 0.1463 | 22.32 | 13.4849 | 100.4315 | 0 | 0 | 0 | 1.1845 | 0
6163 | 257 | 14 | 9 | Sunday | 18 | 0 | 0.044 | 33.9799 | 31.4362 | 38.0184 | 37.25 | 0 | 0.1031 | 23.4 | 5.4747 | 126.9856 | 0 | 0 | 0 | 4.5496 | 0
6164 | 257 | 14 | 9 | Sunday | 19 | 0 | 4.867 | 33.8829 | 53.3058 | 45.7644 | 37.25 | 0 | 0.4053 | 22.68 | 1.1046 | 161.3017 | 0 | 0 | 0 | 7.4637 | 0
6165 | 257 | 14 | 9 | Sunday | 20 | 0.004 | 4.516 | 33.7227 | 60.0165 | 49.6381 | 26.607 | 0 | 0.3676 | 22.68 | 0 | 171.3085 | 0 | 0 | 0 | 6.9918 | 0
6166 | 257 | 14 | 9 | Sunday | 21 | 0.106 | 2.512 | 33.7428 | 48.5011 | 41.8913 | 15.964 | 0 | 0.2222 | 22.68 | 0 | 149.754 | 0 | 0 | 0 | 4.9261 | 0
6167 | 257 | 14 | 9 | Sunday | 22 | 0.166 | 0.434 | 33.7557 | 40.3665 | 35.5897 | 10.643 | 0 | 0.0913 | 14.4 | 0 | 124.6722 | 0 | 0 | 0 | 3.6321 | 0
6168 | 257 | 14 | 9 | Sunday | 23 | 0.225 | 0.009 | 33.7981 | 25.6748 | 24.6242 | 10.643 | 0 | 0.0746 | 14.4 | 0 | 98.5815 | 0 | 0 | 0 | 3.8905 | 0
6169 | 258 | 15 | 9 | Monday | 0 | 0.248 | 0 | 33.8089 | 17.5343 | 18.3373 | 5.321 | 0 | 0.0409 | 14.4 | 0 | 84.1213 | 0 | 0 | 0 | 2.1536 | 0
6170 | 258 | 15 | 9 | Monday | 1 | 0.29 | 0 | 33.8089 | 14.6472 | 16.4006 | 5.321 | 0 | 0.0426 | 11.88 | 0 | 76.7793 | 0 | 0 | 0 | 2.2452 | 0
6171 | 258 | 15 | 9 | Monday | 2 | 0.32 | 0 | 33.8089 | 11.7686 | 14.464 | 5.321 | 0 | 0.044 | 11.88 | 0 | 71.9655 | 0 | 0 | 0 | 2.3242 | 0
6172 | 258 | 15 | 9 | Monday | 3 | 0.344 | 0 | 33.8095 | 11.7686 | 14.464 | 5.321 | 0 | 0.0453 | 11.88 | 0 | 71.9675 | 0 | 0 | 0 | 2.3967 | 0
6173 | 258 | 15 | 9 | Monday | 4 | 0.4 | 0 | 33.8312 | 13.0128 | 14.464 | 5.321 | 0 | 0.0472 | 11.88 | 0 | 73.2353 | 0 | 0 | 0 | 2.5001 | 0
6174 | 258 | 15 | 9 | Monday | 5 | 0.443 | 0 | 33.8238 | 22.6634 | 20.5805 | 5.321 | 0 | 0.0489 | 11.88 | 0 | 88.9966 | 0 | 0 | 0 | 2.5904 | 0
6175 | 258 | 15 | 9 | Monday | 6 | 0.395 | 0 | 33.7758 | 44.2813 | 35.484 | 26.607 | 0 | 0.2248 | 15.12 | 0 | 128.886 | 0 | 0 | 0 | 11.7818 | 0
6176 | 258 | 15 | 9 | Monday | 7 | 0.159 | 0 | 33.7476 | 60.8779 | 46.6998 | 37.25 | 0 | 0.3427 | 15.12 | 0.5476 | 156.7881 | 0 | 0 | 0 | 17.8073 | 0
6177 | 258 | 15 | 9 | Monday | 8 | 0.009 | 0 | 33.7183 | 60.6643 | 52.1343 | 42.572 | 0 | 0.4326 | 18.72 | 6.3747 | 165.6696 | 0 | 0 | 0 | 22.4239 | 0
6178 | 258 | 15 | 9 | Monday | 9 | 0 | 0 | 33.7207 | 57.3122 | 52.8606 | 26.607 | 0 | 0.3114 | 18.72 | 17.3418 | 162.9249 | 0 | 0 | 0 | 14.7083 | 0
6179 | 258 | 15 | 9 | Monday | 10 | 0 | 0.994 | 33.8001 | 54.8929 | 51.878 | 10.643 | 0 | 0.2398 | 14.4 | 28.16 | 156.2859 | 0 | 0 | 0 | 5.0463 | 0
6180 | 258 | 15 | 9 | Monday | 11 | 0 | 8.138 | 33.9202 | 53.9238 | 51.878 | 10.643 | 0 | 0.5991 | 18.36 | 32.5737 | 167.4823 | 0 | 0 | 0 | 3.5004 | 0
6181 | 258 | 15 | 9 | Monday | 12 | 0 | 13.184 | 33.9177 | 51.9772 | 51.1854 | 15.964 | 0 | 0.8346 | 18.36 | 30.0971 | 170.5336 | 0 | 0 | 0 | 3.2369 | 0
6182 | 258 | 15 | 9 | Monday | 13 | 0 | 13.307 | 33.9272 | 54.7609 | 51.878 | 15.964 | 0 | 0.7696 | 18.36 | 21.5475 | 174.0873 | 0 | 0 | 0 | 2.4471 | 0
6183 | 258 | 15 | 9 | Monday | 14 | 0 | 10.811 | 33.8822 | 56.8809 | 51.878 | 5.321 | 0 | 0.579 | 18.36 | 11.8567 | 173.2724 | 0 | 0 | 0 | 0.8797 | 0
6184 | 258 | 15 | 9 | Monday | 15 | 0 | 9.91 | 33.8521 | 60.3394 | 51.878 | 5.321 | 0 | 0.532 | 18.36 | 7.3979 | 175.6793 | 0 | 0 | 0 | 0.9429 | 0
6185 | 258 | 15 | 9 | Monday | 16 | 0 | 9.5 | 33.8596 | 64.2503 | 50.7246 | 21.286 | 0 | 0.578 | 22.68 | 4.218 | 182.3668 | 0 | 0 | 0 | 4.3567 | 0
6186 | 258 | 15 | 9 | Monday | 17 | 0 | 10.49 | 33.8787 | 58.7375 | 43.0931 | 26.607 | 0 | 0.6761 | 28.8 | 2.1938 | 176.5309 | 0 | 0 | 0 | 6.6923 | 0
6187 | 258 | 15 | 9 | Monday | 18 | 0 | 13.149 | 33.9327 | 65.3676 | 51.7393 | 37.25 | 0 | 0.9156 | 30.96 | 1.1385 | 197.1364 | 0 | 0 | 0 | 11.5389 | 0
6188 | 258 | 15 | 9 | Monday | 19 | 0 | 12.552 | 33.9367 | 70.7201 | 57.1787 | 37.25 | 0 | 0.926 | 25.2 | 0.2859 | 201.5365 | 0 | 0 | 0 | 13.8823 | 0
6189 | 258 | 15 | 9 | Monday | 20 | 0 | 12.312 | 33.9354 | 75.2516 | 60.483 | 26.607 | 0 | 0.857 | 25.2 | 0 | 209.0427 | 0 | 0 | 0 | 11.2487 | 0
6190 | 258 | 15 | 9 | Monday | 21 | 0.004 | 8.428 | 33.88 | 69.495 | 55.4564 | 15.964 | 0 | 0.5721 | 25.2 | 0 | 193.7188 | 0 | 0 | 0 | 7.2571 | 0
6191 | 258 | 15 | 9 | Monday | 22 | 0.034 | 2.472 | 33.729 | 49.7368 | 40.0199 | 10.643 | 0 | 0.2213 | 16.2 | 0 | 142.5804 | 0 | 0 | 0 | 5.0736 | 0
6192 | 258 | 15 | 9 | Monday | 23 | 0.121 | 0.083 | 33.7498 | 26.9226 | 24.6242 | 10.643 | 0 | 0.1554 | 16.2 | 0 | 101.7413 | 0 | 0 | 0 | 5.3201 | 0
6193 | 259 | 16 | 9 | Tuesday | 0 | 0.188 | 0 | 33.7949 | 17.5343 | 18.3373 | 5.321 | 0 | 0.0535 | 14.4 | 0 | 84.12 | 0 | 0 | 0 | 2.8469 | 0
6194 | 259 | 16 | 9 | Tuesday | 1 | 0.292 | 0 | 33.8089 | 14.6472 | 16.4006 | 5.321 | 0 | 0.0561 | 11.88 | 0 | 76.7929 | 0 | 0 | 0 | 2.9901 | 0
6195 | 259 | 16 | 9 | Tuesday | 2 | 0.383 | 0 | 33.8205 | 11.7686 | 14.464 | 5.321 | 0 | 0.0585 | 11.88 | 0 | 71.9917 | 0 | 0 | 0 | 3.1203 | 0
6196 | 259 | 16 | 9 | Tuesday | 3 | 0.403 | 0 | 33.8724 | 11.7686 | 14.464 | 5.321 | 0 | 0.0596 | 11.88 | 0 | 72.0447 | 0 | 0 | 0 | 3.1788 | 0
6197 | 259 | 16 | 9 | Tuesday | 4 | 0.4 | 0 | 33.8872 | 13.0128 | 14.464 | 5.321 | 0 | 0.0602 | 11.88 | 0 | 73.3043 | 0 | 0 | 0 | 3.2145 | 0
6198 | 259 | 16 | 9 | Tuesday | 5 | 0.421 | 0 | 33.8702 | 22.6634 | 20.5805 | 5.321 | 0 | 0.0613 | 11.88 | 0 | 89.0555 | 0 | 0 | 0 | 3.2734 | 0
6199 | 259 | 16 | 9 | Tuesday | 6 | 0.345 | 0 | 33.775 | 44.2813 | 35.484 | 26.607 | 0 | 0.2859 | 15.12 | 0 | 128.9462 | 0 | 0 | 0 | 15.1305 | 0
6200 | 259 | 16 | 9 | Tuesday | 7 | 0.139 | 0 | 33.7575 | 60.9626 | 46.6998 | 37.25 | 0 | 0.423 | 15.12 | 0.4166 | 156.963 | 0 | 0 | 0 | 22.2094 | 0
6201 | 259 | 16 | 9 | Tuesday | 8 | 0.02 | 0 | 33.7358 | 61.495 | 52.1343 | 42.572 | 0 | 0.5169 | 18.72 | 4.6569 | 166.602 | 0 | 0 | 0 | 27.0487 | 0
6202 | 259 | 16 | 9 | Tuesday | 9 | 0 | 0 | 33.7233 | 57.8332 | 52.8606 | 26.607 | 0 | 0.3425 | 18.72 | 11.5116 | 163.4796 | 0 | 0 | 0 | 17.7349 | 0
6203 | 259 | 16 | 9 | Tuesday | 10 | 0 | 1.379 | 33.7995 | 55.0109 | 51.878 | 10.643 | 0 | 0.2618 | 14.4 | 21.4283 | 156.8412 | 0 | 0 | 0 | 6.6894 | 0
6204 | 259 | 16 | 9 | Tuesday | 11 | 0 | 7.979 | 33.9128 | 54.2065 | 51.878 | 10.643 | 0 | 0.6093 | 18.36 | 27.0685 | 167.5965 | 0 | 0 | 0 | 5.4552 | 0
6205 | 259 | 16 | 9 | Tuesday | 12 | 0 | 12.981 | 33.9133 | 51.9001 | 51.1854 | 15.964 | 0 | 0.8664 | 18.36 | 25.146 | 170.2643 | 0 | 0 | 0 | 6.5175 | 0
6206 | 259 | 16 | 9 | Tuesday | 13 | 0 | 12.883 | 33.9204 | 53.0912 | 51.878 | 15.964 | 0 | 0.8219 | 18.36 | 23.0647 | 172.0051 | 0 | 0 | 0 | 5.6669 | 0
6207 | 259 | 16 | 9 | Tuesday | 14 | 0 | 10.507 | 33.8752 | 53.2681 | 51.878 | 5.321 | 0 | 0.6061 | 18.36 | 21.5013 | 169.3509 | 0 | 0 | 0 | 1.7088 | 0
6208 | 259 | 16 | 9 | Tuesday | 15 | 0 | 9.993 | 33.7654 | 53.8028 | 51.878 | 5.321 | 0 | 0.5657 | 18.36 | 19.5697 | 169.18 | 0 | 0 | 0 | 1.5685 | 0
6209 | 259 | 16 | 9 | Tuesday | 16 | 0 | 9.306 | 33.7279 | 54.4205 | 50.7246 | 21.286 | 0 | 0.6082 | 22.68 | 15.7772 | 172.2257 | 0 | 0 | 0 | 6.5121 | 0
6210 | 259 | 16 | 9 | Tuesday | 17 | 0 | 9.599 | 33.8239 | 47.2333 | 43.0931 | 26.607 | 0 | 0.675 | 28.8 | 11.661 | 164.0069 | 0 | 0 | 0 | 9.2369 | 0
6211 | 259 | 16 | 9 | Tuesday | 18 | 0 | 12.868 | 33.9257 | 48.6895 | 51.7393 | 37.25 | 0 | 0.9608 | 30.96 | 5.4848 | 180.1928 | 0 | 0 | 0 | 14.8509 | 0
6212 | 259 | 16 | 9 | Tuesday | 19 | 0 | 12.615 | 33.9369 | 68.2457 | 57.1787 | 37.25 | 0 | 0.9849 | 25.2 | 1.1106 | 199.1904 | 0 | 0 | 0 | 16.9238 | 0
6213 | 259 | 16 | 9 | Tuesday | 20 | 0.02 | 12.263 | 33.9337 | 75.2516 | 60.483 | 26.607 | 0 | 0.8915 | 25.2 | 0 | 209.0228 | 0 | 0 | 0 | 13.2875 | 0
6214 | 259 | 16 | 9 | Tuesday | 21 | 0.066 | 8.41 | 33.8786 | 69.495 | 55.4564 | 15.964 | 0 | 0.5933 | 25.2 | 0 | 193.7191 | 0 | 0 | 0 | 8.4722 | 0
6215 | 259 | 16 | 9 | Tuesday | 22 | 0.122 | 2.471 | 33.7283 | 49.7368 | 40.0199 | 10.643 | 0 | 0.2365 | 16.2 | 0 | 142.5938 | 0 | 0 | 0 | 5.9069 | 0
6216 | 259 | 16 | 9 | Tuesday | 23 | 0.219 | 0.083 | 33.7474 | 26.9226 | 24.6242 | 10.643 | 0 | 0.1705 | 16.2 | 0 | 101.7547 | 0 | 0 | 0 | 6.1455 | 0
6217 | 260 | 17 | 9 | Wednesday | 0 | 0.261 | 0 | 33.7714 | 17.5343 | 18.3373 | 5.321 | 0 | 0.0613 | 14.4 | 0 | 84.1043 | 0 | 0 | 0 | 3.2758 | 0
6218 | 260 | 17 | 9 | Wednesday | 1 | 0.282 | 0 | 33.7714 | 14.6472 | 16.4006 | 5.321 | 0 | 0.0624 | 11.88 | 0 | 76.7616 | 0 | 0 | 0 | 3.3324 | 0
6219 | 260 | 17 | 9 | Wednesday | 2 | 0.337 | 0 | 33.7714 | 11.7686 | 14.464 | 5.321 | 0 | 0.064 | 11.88 | 0 | 71.9481 | 0 | 0 | 0 | 3.4216 | 0
6220 | 260 | 17 | 9 | Wednesday | 3 | 0.347 | 0 | 33.7886 | 11.7686 | 14.464 | 5.321 | 0 | 0.0648 | 11.88 | 0 | 71.9661 | 0 | 0 | 0 | 3.4667 | 0
6221 | 260 | 17 | 9 | Wednesday | 4 | 0.409 | 0 | 33.84 | 13.0128 | 14.464 | 5.321 | 0 | 0.0666 | 11.88 | 0 | 73.2634 | 0 | 0 | 0 | 3.5615 | 0
6222 | 260 | 17 | 9 | Wednesday | 5 | 0.404 | 0 | 33.8101 | 22.6634 | 20.5805 | 5.321 | 0 | 0.0671 | 11.88 | 0 | 89.0012 | 0 | 0 | 0 | 3.5898 | 0
6223 | 260 | 17 | 9 | Wednesday | 6 | 0.363 | 0 | 33.7597 | 44.2813 | 35.484 | 26.607 | 0 | 0.3156 | 15.12 | 0 | 128.9606 | 0 | 0 | 0 | 16.7582 | 0
6224 | 260 | 17 | 9 | Wednesday | 7 | 0.125 | 0 | 33.7202 | 61.1226 | 46.6998 | 37.25 | 0 | 0.461 | 15.12 | 0.3336 | 157.1237 | 0 | 0 | 0 | 24.2907 | 0
6225 | 260 | 17 | 9 | Wednesday | 8 | 0.009 | 0 | 33.7182 | 66.3189 | 52.1343 | 42.572 | 0 | 0.5566 | 18.72 | 3.3907 | 171.4481 | 0 | 0 | 0 | 29.225 | 0
6226 | 260 | 17 | 9 | Wednesday | 9 | 0 | 0 | 33.723 | 63.6665 | 52.8606 | 26.607 | 0 | 0.3575 | 18.72 | 6.3983 | 169.3276 | 0 | 0 | 0 | 19.063 | 0
6227 | 260 | 17 | 9 | Wednesday | 10 | 0 | 6.984 | 33.8062 | 56.8483 | 51.878 | 10.643 | 0 | 0.509 | 14.4 | 11.7009 | 164.9386 | 0 | 0 | 0 | 7.7553 | 0
6228 | 260 | 17 | 9 | Wednesday | 11 | 0 | 8.86 | 33.9195 | 54.9906 | 51.878 | 10.643 | 0 | 0.6776 | 18.36 | 24.9205 | 169.4084 | 0 | 0 | 0 | 7.1055 | 0
6229 | 260 | 17 | 9 | Wednesday | 12 | 0 | 13.221 | 33.9173 | 53.1279 | 51.1854 | 15.964 | 0 | 0.9798 | 18.36 | 35.6256 | 171.8693 | 0 | 0 | 0 | 8.0489 | 0
6230 | 260 | 17 | 9 | Wednesday | 13 | 0 | 12.678 | 33.9114 | 53.5319 | 51.878 | 15.964 | 0 | 0.8734 | 18.36 | 34.9461 | 172.2662 | 0 | 0 | 0 | 5.3005 | 0
6231 | 260 | 17 | 9 | Wednesday | 14 | 0 | 9.901 | 33.789 | 53.279 | 51.878 | 5.321 | 0 | 0.6156 | 18.36 | 32.8525 | 168.6292 | 0 | 0 | 0 | 1.0982 | 0
6232 | 260 | 17 | 9 | Wednesday | 15 | 0 | 9.305 | 33.7627 | 53.7403 | 51.878 | 5.321 | 0 | 0.5485 | 18.36 | 28.9302 | 168.3529 | 0 | 0 | 0 | 0.5905 | 0
6233 | 260 | 17 | 9 | Wednesday | 16 | 0 | 8.791 | 33.7656 | 55.0369 | 50.7246 | 21.286 | 0 | 0.5057 | 22.68 | 20.3745 | 172.2204 | 0 | 0 | 0 | 2.0078 | 0
6234 | 260 | 17 | 9 | Wednesday | 17 | 0 | 9.465 | 33.8182 | 48.7865 | 43.0931 | 26.607 | 0 | 0.5697 | 28.8 | 12.9022 | 165.3042 | 0 | 0 | 0 | 3.8549 | 0
6235 | 260 | 17 | 9 | Wednesday | 18 | 0.042 | 12.645 | 33.9213 | 51.5133 | 51.7393 | 37.25 | 0 | 0.8217 | 30.96 | 5.0725 | 182.6313 | 0 | 0 | 0 | 7.8879 | 0
6236 | 260 | 17 | 9 | Wednesday | 19 | 0.213 | 12.189 | 33.9293 | 69.0503 | 57.1787 | 37.25 | 0 | 0.8485 | 25.2 | 0.9543 | 199.3902 | 0 | 0 | 0 | 10.7039 | 0
6237 | 260 | 17 | 9 | Wednesday | 20 | 0.24 | 11.753 | 33.9245 | 75.2516 | 60.483 | 26.607 | 0 | 0.7902 | 25.2 | 0 | 208.3611 | 0 | 0 | 0 | 9.2375 | 0
6238 | 260 | 17 | 9 | Wednesday | 21 | 0.297 | 7.901 | 33.8642 | 69.495 | 55.4564 | 15.964 | 0 | 0.5262 | 25.2 | 0 | 193.0863 | 0 | 0 | 0 | 6.2648 | 0
6239 | 260 | 17 | 9 | Wednesday | 22 | 0.381 | 2.119 | 33.7239 | 49.7368 | 40.0199 | 10.643 | 0 | 0.1945 | 16.2 | 0 | 142.1671 | 0 | 0 | 0 | 4.5889 | 0
6240 | 260 | 17 | 9 | Wednesday | 23 | 0.402 | 0.054 | 33.7607 | 26.9226 | 24.6242 | 10.643 | 0 | 0.1443 | 16.2 | 0 | 101.7107 | 0 | 0 | 0 | 4.7905 | 0
6241 | 261 | 18 | 9 | Thursday | 0 | 0.456 | 0 | 33.835 | 17.5343 | 18.3373 | 5.321 | 0 | 0.0512 | 14.4 | 0 | 84.1578 | 0 | 0 | 0 | 2.717 | 0
6242 | 261 | 18 | 9 | Thursday | 1 | 0.494 | 0 | 33.8653 | 14.6472 | 16.4006 | 5.321 | 0 | 0.0527 | 11.88 | 0 | 76.8459 | 0 | 0 | 0 | 2.8004 | 0
6243 | 261 | 18 | 9 | Thursday | 2 | 0.5 | 0 | 33.8706 | 11.7686 | 14.464 | 5.321 | 0 | 0.0536 | 11.88 | 0 | 72.0368 | 0 | 0 | 0 | 2.8503 | 0
6244 | 261 | 18 | 9 | Thursday | 3 | 0.462 | 0 | 33.8775 | 11.7686 | 14.464 | 5.321 | 0 | 0.0537 | 11.88 | 0 | 72.0439 | 0 | 0 | 0 | 2.8559 | 0
6245 | 261 | 18 | 9 | Thursday | 4 | 0.454 | 0 | 33.885 | 13.0128 | 14.464 | 5.321 | 0 | 0.0543 | 11.88 | 0 | 73.2961 | 0 | 0 | 0 | 2.8909 | 0
6246 | 261 | 18 | 9 | Thursday | 5 | 0.522 | 0 | 33.8921 | 22.6634 | 20.5805 | 5.321 | 0 | 0.0564 | 11.88 | 0 | 89.0724 | 0 | 0 | 0 | 3.001 | 0
6247 | 261 | 18 | 9 | Thursday | 6 | 0.559 | 0 | 33.8724 | 44.2813 | 35.484 | 26.607 | 0 | 0.2571 | 15.12 | 0 | 129.0148 | 0 | 0 | 0 | 13.5483 | 0
6248 | 261 | 18 | 9 | Thursday | 7 | 0.248 | 0 | 33.8584 | 60.8974 | 46.6998 | 37.25 | 0 | 0.3824 | 15.12 | 0.4513 | 156.9581 | 0 | 0 | 0 | 19.9814 | 0
6249 | 261 | 18 | 9 | Thursday | 8 | 0.034 | 0 | 33.8033 | 61.9548 | 52.1343 | 42.572 | 0 | 0.4728 | 18.72 | 6.4248 | 167.0852 | 0 | 0 | 0 | 24.625 | 0
6250 | 261 | 18 | 9 | Thursday | 9 | 0 | 0 | 33.7758 | 58.1127 | 52.8606 | 26.607 | 0 | 0.3392 | 18.72 | 17.8476 | 163.8083 | 0 | 0 | 0 | 15.8176 | 0
6251 | 261 | 18 | 9 | Thursday | 10 | 0 | 1.547 | 33.7959 | 54.861 | 51.878 | 10.643 | 0 | 0.2816 | 14.4 | 28.946 | 156.8894 | 0 | 0 | 0 | 5.3462 | 0
6252 | 261 | 18 | 9 | Thursday | 11 | 0 | 7.358 | 33.9143 | 53.9049 | 51.878 | 10.643 | 0 | 0.5766 | 18.36 | 35.049 | 166.5916 | 0 | 0 | 0 | 3.6223 | 0
6253 | 261 | 18 | 9 | Thursday | 12 | 0 | 12.881 | 33.9111 | 51.6113 | 51.1854 | 15.964 | 0 | 0.8597 | 18.36 | 39.1223 | 169.8584 | 0 | 0 | 0 | 2.6321 | 0
6254 | 261 | 18 | 9 | Thursday | 13 | 0 | 12.608 | 33.9125 | 52.8048 | 51.878 | 15.964 | 0 | 0.8606 | 18.36 | 40.128 | 171.4522 | 0 | 0 | 0 | 0.2742 | 0
6255 | 261 | 18 | 9 | Thursday | 14 | 0 | 10.239 | 33.8691 | 53.115 | 51.878 | 5.321 | 0 | 0.6028 | 18.36 | 34.6436 | 168.8983 | 0 | 0 | 0 | 0 | 0
6256 | 261 | 18 | 9 | Thursday | 15 | 0 | 9.508 | 33.7883 | 53.6038 | 51.878 | 5.321 | 0 | 0.5053 | 18.36 | 26.3353 | 168.4188 | 0 | 0 | 0 | 0 | 0
6257 | 261 | 18 | 9 | Thursday | 16 | 0 | 8.854 | 33.7668 | 54.4047 | 50.7246 | 21.286 | 0 | 0.4644 | 22.68 | 20.378 | 171.6167 | 0 | 0 | 0 | 0 | 0
6258 | 261 | 18 | 9 | Thursday | 17 | 0 | 9.16 | 33.772 | 47.8632 | 43.0931 | 26.607 | 0 | 0.4834 | 28.8 | 12.4894 | 163.9182 | 0 | 0 | 0 | 0 | 0
6259 | 261 | 18 | 9 | Thursday | 18 | 0.003 | 12.633 | 33.9194 | 50.7755 | 51.7393 | 37.25 | 0 | 0.8008 | 30.96 | 4.9659 | 181.8576 | 0 | 0 | 0 | 0.5303 | 0
6260 | 261 | 18 | 9 | Thursday | 19 | 0.109 | 12.306 | 33.9307 | 68.7486 | 57.1787 | 37.25 | 0 | 0.728 | 25.2 | 0.9842 | 199.0954 | 0 | 0 | 0 | 3.7535 | 0
6261 | 261 | 18 | 9 | Thursday | 20 | 0.198 | 11.846 | 33.9256 | 75.2516 | 60.483 | 26.607 | 0 | 0.7116 | 25.2 | 0 | 208.3839 | 0 | 0 | 0 | 4.6532 | 0
6262 | 261 | 18 | 9 | Thursday | 21 | 0.268 | 7.935 | 33.8688 | 69.495 | 55.4564 | 15.964 | 0 | 0.4801 | 25.2 | 0 | 193.0818 | 0 | 0 | 0 | 3.6413 | 0
6263 | 261 | 18 | 9 | Thursday | 22 | 0.306 | 2.179 | 33.725 | 49.7368 | 40.0199 | 10.643 | 0 | 0.1656 | 16.2 | 0 | 142.2039 | 0 | 0 | 0 | 2.838 | 0
6264 | 261 | 18 | 9 | Thursday | 23 | 0.327 | 0.059 | 33.757 | 26.9226 | 24.6242 | 10.643 | 0 | 0.1133 | 16.2 | 0 | 101.6804 | 0 | 0 | 0 | 3.0798 | 0
6265 | 262 | 19 | 9 | Friday | 0 | 0.379 | 0 | 33.8205 | 17.5343 | 18.3373 | 5.321 | 0 | 0.0351 | 14.4 | 0 | 84.1272 | 0 | 0 | 0 | 1.8374 | 0
6266 | 262 | 19 | 9 | Friday | 1 | 0.419 | 0 | 33.8617 | 14.6472 | 16.4006 | 5.321 | 0 | 0.0369 | 11.88 | 0 | 76.8264 | 0 | 0 | 0 | 1.933 | 0
6267 | 262 | 19 | 9 | Friday | 2 | 0.478 | 0 | 33.8671 | 11.7686 | 14.464 | 5.321 | 0 | 0.0389 | 11.88 | 0 | 72.0187 | 0 | 0 | 0 | 2.047 | 0
6268 | 262 | 19 | 9 | Friday | 3 | 0.539 | 0 | 33.8894 | 11.7686 | 14.464 | 5.321 | 0 | 0.041 | 11.88 | 0 | 72.043 | 0 | 0 | 0 | 2.1612 | 0
6269 | 262 | 19 | 9 | Friday | 4 | 0.545 | 0 | 33.9029 | 13.0128 | 14.464 | 5.321 | 0 | 0.0421 | 11.88 | 0 | 73.3019 | 0 | 0 | 0 | 2.2207 | 0
6270 | 262 | 19 | 9 | Friday | 5 | 1.287 | 0 | 33.8864 | 22.6634 | 20.5805 | 5.321 | 0 | 0.0568 | 11.88 | 0 | 89.0671 | 0 | 0 | 0 | 3.015 | 0
6271 | 262 | 19 | 9 | Friday | 6 | 1.383 | 0 | 33.8424 | 44.2813 | 35.484 | 26.607 | 0 | 0.2063 | 15.12 | 0 | 128.934 | 0 | 0 | 0 | 10.7496 | 0
6272 | 262 | 19 | 9 | Friday | 7 | 1.064 | 0 | 33.8322 | 61.0538 | 46.6998 | 37.25 | 0 | 0.3117 | 15.12 | 0.3915 | 157.0176 | 0 | 0 | 0 | 16.0828 | 0
6273 | 262 | 19 | 9 | Friday | 8 | 0.612 | 0 | 33.8192 | 64.9617 | 52.1343 | 42.572 | 0 | 0.3939 | 18.72 | 5.4986 | 170.0291 | 0 | 0 | 0 | 20.284 | 0
6274 | 262 | 19 | 9 | Friday | 9 | 0.036 | 0 | 33.8187 | 59.4375 | 52.8606 | 26.607 | 0 | 0.2713 | 18.72 | 15.8935 | 165.108 | 0 | 0 | 0 | 13.4525 | 0
6275 | 262 | 19 | 9 | Friday | 10 | 0 | 1.423 | 33.8875 | 55.0414 | 51.878 | 10.643 | 0 | 0.2534 | 14.4 | 28.5197 | 156.9987 | 0 | 0 | 0 | 4.7863 | 0
6276 | 262 | 19 | 9 | Friday | 11 | 0 | 7.166 | 33.9269 | 54.2937 | 51.878 | 10.643 | 0 | 0.5693 | 18.36 | 38.1678 | 166.778 | 0 | 0 | 0 | 3.0273 | 0
6277 | 262 | 19 | 9 | Friday | 12 | 0 | 12.912 | 33.9118 | 51.9497 | 51.1854 | 15.964 | 0 | 0.8847 | 18.36 | 40.88 | 170.2562 | 0 | 0 | 0 | 1.5149 | 0
6278 | 262 | 19 | 9 | Friday | 13 | 0 | 12.553 | 33.9091 | 52.9104 | 51.878 | 15.964 | 0 | 0.7906 | 18.36 | 37.9409 | 171.4251 | 0 | 0 | 0 | 0 | 0
6279 | 262 | 19 | 9 | Friday | 14 | 0 | 10.305 | 33.8708 | 53.0254 | 51.878 | 5.321 | 0 | 0.5974 | 18.36 | 34.5173 | 168.8768 | 0 | 0 | 0 | 0 | 0
6280 | 262 | 19 | 9 | Friday | 15 | 0 | 9.61 | 33.7941 | 53.4174 | 51.878 | 5.321 | 0 | 0.5398 | 18.36 | 31.7012 | 168.3829 | 0 | 0 | 0 | 0 | 0
6281 | 262 | 19 | 9 | Friday | 16 | 0 | 8.992 | 33.767 | 54.2468 | 50.7246 | 21.286 | 0 | 0.4781 | 22.68 | 24.0263 | 171.6217 | 0 | 0 | 0 | 0 | 0
6282 | 262 | 19 | 9 | Friday | 17 | 0 | 9.27 | 33.8177 | 47.3719 | 43.0931 | 26.607 | 0 | 0.4892 | 28.8 | 13.1716 | 163.5981 | 0 | 0 | 0 | 0 | 0
6283 | 262 | 19 | 9 | Friday | 18 | 0 | 12.668 | 33.9206 | 49.6459 | 51.7393 | 37.25 | 0 | 0.6793 | 30.96 | 5.0282 | 180.6465 | 0 | 0 | 0 | 0 | 0
6284 | 262 | 19 | 9 | Friday | 19 | 0.026 | 12.434 | 33.9326 | 68.6086 | 57.1787 | 37.25 | 0 | 0.8071 | 25.2 | 1.0384 | 199.175 | 0 | 0 | 0 | 1.4496 | 0
6285 | 262 | 19 | 9 | Friday | 20 | 0.171 | 11.911 | 33.9266 | 75.2516 | 60.483 | 26.607 | 0 | 0.6891 | 25.2 | 0 | 208.4322 | 0 | 0 | 0 | 3.228 | 0
6286 | 262 | 19 | 9 | Friday | 21 | 0.283 | 7.935 | 33.8684 | 69.495 | 55.4564 | 15.964 | 0 | 0.4658 | 25.2 | 0 | 193.0677 | 0 | 0 | 0 | 2.8573 | 0
6287 | 262 | 19 | 9 | Friday | 22 | 0.331 | 2.146 | 33.7249 | 49.7368 | 40.0199 | 10.643 | 0 | 0.155 | 16.2 | 0 | 142.1574 | 0 | 0 | 0 | 2.3463 | 0
6288 | 262 | 19 | 9 | Friday | 23 | 0.382 | 0.053 | 33.7747 | 26.9226 | 24.6242 | 10.643 | 0 | 0.1048 | 16.2 | 0 | 101.6833 | 0 | 0 | 0 | 2.6316 | 0
6289 | 263 | 20 | 9 | Saturday | 0 | 0.48 | 0 | 33.8611 | 18.3332 | 19.1419 | 5.321 | 0 | 0.0325 | 15.84 | 0 | 87.2088 | 0 | 0 | 0 | 1.6914 | 0
6290 | 263 | 20 | 9 | Saturday | 1 | 0.588 | 0 | 33.8692 | 17.5283 | 18.3373 | 5.321 | 0 | 0.0355 | 12.6 | 0 | 82.3703 | 0 | 0 | 0 | 1.8584 | 0
6291 | 263 | 20 | 9 | Saturday | 2 | 1.013 | 0 | 33.8852 | 11.771 | 14.464 | 5.321 | 0 | 0.0444 | 12.6 | 0 | 72.7646 | 0 | 0 | 0 | 2.3411 | 0
6292 | 263 | 20 | 9 | Saturday | 3 | 3.963 | 0 | 33.8357 | 11.771 | 14.464 | 5.321 | 0 | 0.0999 | 12.6 | 0 | 72.7707 | 0 | 0 | 0 | 5.3476 | 0
6293 | 263 | 20 | 9 | Saturday | 4 | 4.498 | 0 | 33.8142 | 11.771 | 14.464 | 5.321 | 0 | 0.1108 | 12.6 | 0 | 72.7601 | 0 | 0 | 0 | 5.9385 | 0
6294 | 263 | 20 | 9 | Saturday | 5 | 4.509 | 0 | 33.8191 | 13.0152 | 14.464 | 5.321 | 0 | 0.112 | 12.6 | 0 | 74.0103 | 0 | 0 | 0 | 6.005 | 0
6295 | 263 | 20 | 9 | Saturday | 6 | 4.167 | 0 | 33.7944 | 30.2702 | 24.9086 | 26.607 | 0 | 0.2381 | 14.4 | 0 | 103.6113 | 0 | 0 | 0 | 12.4174 | 0
6296 | 263 | 20 | 9 | Saturday | 7 | 3.744 | 0 | 33.7676 | 33.0615 | 26.405 | 37.25 | 0 | 0.3358 | 11.52 | 0.3252 | 105.0899 | 0 | 0 | 0 | 17.31 | 0
6297 | 263 | 20 | 9 | Saturday | 8 | 3.088 | 0 | 33.7401 | 43.4637 | 37.4339 | 42.572 | 0 | 0.4133 | 16.2 | 3.259 | 131.2509 | 0 | 0 | 0 | 21.2441 | 0
6298 | 263 | 20 | 9 | Saturday | 9 | 2.184 | 0 | 33.7281 | 36.9737 | 37.9057 | 26.607 | 0 | 0.282 | 16.2 | 7.2611 | 125.0895 | 0 | 0 | 0 | 14.863 | 0
6299 | 263 | 20 | 9 | Saturday | 10 | 1.323 | 0.692 | 33.7845 | 32.3902 | 37.2508 | 10.643 | 0 | 0.1608 | 15.12 | 12.3135 | 119.4545 | 0 | 0 | 0 | 6.666 | 0
6300 | 263 | 20 | 9 | Saturday | 11 | 0.847 | 3.54 | 33.8611 | 29.5678 | 35.3135 | 10.643 | 0 | 0.3118 | 21.6 | 17.1787 | 124.4828 | 0 | 0 | 0 | 6.264 | 0
6301 | 263 | 20 | 9 | Saturday | 12 | 0.445 | 7.17 | 33.9441 | 26.3466 | 34.2247 | 15.964 | 0 | 0.5632 | 23.4 | 21.0636 | 126.2336 | 0 | 0 | 0 | 8.2077 | 0
6302 | 263 | 20 | 9 | Saturday | 13 | 0.196 | 8.848 | 33.8261 | 26.4304 | 33.0722 | 15.964 | 0 | 0.6321 | 23.4 | 20.7549 | 126.93 | 0 | 0 | 0 | 7.3728 | 0
6303 | 263 | 20 | 9 | Saturday | 14 | 0.119 | 8.088 | 33.7329 | 26.083 | 33.0722 | 5.321 | 0 | 0.4692 | 23.4 | 15.2895 | 125.505 | 0 | 0 | 0 | 2.4152 | 0
6304 | 263 | 20 | 9 | Saturday | 15 | 0.133 | 7.574 | 33.7204 | 26.9887 | 33.0722 | 5.321 | 0 | 0.4361 | 23.4 | 10.561 | 125.8085 | 0 | 0 | 0 | 2.4632 | 0
6305 | 263 | 20 | 9 | Saturday | 16 | 0.158 | 7.507 | 33.7204 | 28.1075 | 33.0722 | 21.286 | 0 | 0.5737 | 23.4 | 7.7351 | 126.9922 | 0 | 0 | 0 | 9.8962 | 0
6306 | 263 | 20 | 9 | Saturday | 17 | 0.253 | 7.973 | 33.7493 | 28.8665 | 32.9581 | 26.607 | 0 | 0.6633 | 27 | 5.2669 | 131.86 | 0 | 0 | 0 | 13.3118 | 0
6307 | 263 | 20 | 9 | Saturday | 18 | 0.171 | 10.139 | 33.894 | 51.3745 | 46.5147 | 37.25 | 0 | 0.9081 | 28.8 | 3.0026 | 172.4565 | 0 | 0 | 0 | 19.9968 | 0
6308 | 263 | 20 | 9 | Saturday | 19 | 0.203 | 12.143 | 33.9412 | 61.1583 | 50.3878 | 37.25 | 0 | 1.0465 | 28.8 | 0.7833 | 188.4667 | 0 | 0 | 0 | 21.6951 | 0
6309 | 263 | 20 | 9 | Saturday | 20 | 0.226 | 10.356 | 33.9072 | 61.3343 | 50.3878 | 26.607 | 0 | 0.8483 | 27 | 0 | 184.6781 | 0 | 0 | 0 | 16.526 | 0
6310 | 263 | 20 | 9 | Saturday | 21 | 0.262 | 9.387 | 33.8949 | 61.3343 | 50.3878 | 15.964 | 0 | 0.6801 | 27 | 0 | 183.4493 | 0 | 0 | 0 | 10.4012 | 0
6311 | 263 | 20 | 9 | Saturday | 22 | 0.269 | 3.343 | 33.7336 | 49.2003 | 40.077 | 10.643 | 0 | 0.3042 | 19.8 | 0 | 146.7304 | 0 | 0 | 0 | 7.1734 | 0
6312 | 263 | 20 | 9 | Saturday | 23 | 0.337 | 0.254 | 33.7365 | 28.1779 | 24.6242 | 10.643 | 0 | 0.1502 | 19.8 | 0 | 106.7631 | 0 | 0 | 0 | 7.355 | 0
6313 | 264 | 21 | 9 | Sunday | 0 | 0.4 | 0 | 33.778 | 24.1043 | 23.0149 | 5.321 | 0 | 0.0737 | 19.8 | 0 | 100.7708 | 0 | 0 | 0 | 3.9504 | 0
6314 | 264 | 21 | 9 | Sunday | 1 | 0.429 | 0 | 33.7978 | 23.3102 | 22.2101 | 5.321 | 0 | 0.0747 | 19.8 | 0 | 99.1929 | 0 | 0 | 0 | 4.0081 | 0
6315 | 264 | 21 | 9 | Sunday | 2 | 0.466 | 0 | 33.8189 | 17.5379 | 18.3373 | 5.321 | 0 | 0.0759 | 15.48 | 0 | 85.25 | 0 | 0 | 0 | 4.0734 | 0
6316 | 264 | 21 | 9 | Sunday | 3 | 0.531 | 0 | 33.8654 | 17.5379 | 18.3373 | 5.321 | 0 | 0.0776 | 15.48 | 0 | 85.2982 | 0 | 0 | 0 | 4.1649 | 0
6317 | 264 | 21 | 9 | Sunday | 4 | 0.634 | 0 | 33.8969 | 17.5379 | 18.3373 | 5.321 | 0 | 0.08 | 15.48 | 0 | 85.3321 | 0 | 0 | 0 | 4.2955 | 0
6318 | 264 | 21 | 9 | Sunday | 5 | 0.682 | 0 | 33.9235 | 18.7817 | 18.3373 | 5.321 | 0 | 0.0814 | 15.48 | 0 | 86.6038 | 0 | 0 | 0 | 4.3702 | 0
6319 | 264 | 21 | 9 | Sunday | 6 | 0.812 | 0 | 33.9132 | 26.931 | 24.6242 | 26.607 | 0 | 0.3681 | 18.72 | 0 | 104.5565 | 0 | 0 | 0 | 19.6254 | 0
6320 | 264 | 21 | 9 | Sunday | 7 | 2.114 | 0 | 33.8888 | 34.1693 | 29.9942 | 37.25 | 0 | 0.5565 | 18.72 | 0.3973 | 117.3287 | 0 | 0 | 0 | 29.4262 | 0
6321 | 264 | 21 | 9 | Sunday | 8 | 1.596 | 0 | 33.835 | 32.6908 | 33.2132 | 42.572 | 0 | 0.6477 | 23.4 | 5.6976 | 123.7866 | 0 | 0 | 0 | 34.0915 | 0
6322 | 264 | 21 | 9 | Sunday | 9 | 1.188 | 0 | 33.7881 | 22.4235 | 29.3396 | 26.607 | 0 | 0.4542 | 23.4 | 17.317 | 109.4054 | 0 | 0 | 0 | 21.2793 | 0
6323 | 264 | 21 | 9 | Sunday | 10 | 0.677 | 0 | 33.7183 | 22.2456 | 32.5586 | 10.643 | 0 | 0.2631 | 19.08 | 29.2954 | 107.8657 | 0 | 0 | 0 | 7.3495 | 0
6324 | 264 | 21 | 9 | Sunday | 11 | 0.392 | 0 | 33.7182 | 21.1412 | 32.5586 | 10.643 | 0 | 0.2558 | 21.6 | 38.1695 | 109.2738 | 0 | 0 | 0 | 4.7913 | 0
6325 | 264 | 21 | 9 | Sunday | 12 | 0.108 | 0 | 33.7352 | 20.277 | 33.0367 | 15.964 | 0 | 0.2385 | 19.08 | 43.8858 | 106.3674 | 0 | 0 | 0 | 2.7822 | 0
6326 | 264 | 21 | 9 | Sunday | 13 | 0.002 | 6.559 | 34.008 | 17.6915 | 29.1634 | 15.964 | 0 | 0.5485 | 18.36 | 45.9126 | 106.5287 | 0 | 0 | 0 | 0.0391 | 0
6327 | 264 | 21 | 9 | Sunday | 14 | 0 | 9.506 | 33.8889 | 18.1727 | 29.1634 | 5.321 | 0 | 0.6378 | 18 | 43.3617 | 110.3237 | 0 | 0 | 0 | 0 | 0
6328 | 264 | 21 | 9 | Sunday | 15 | 0 | 9.337 | 33.8629 | 18.3089 | 29.1634 | 5.321 | 0 | 0.5709 | 15.84 | 36.8041 | 108.1145 | 0 | 0 | 0 | 0 | 0
6329 | 264 | 21 | 9 | Sunday | 16 | 0 | 9.295 | 33.8574 | 17.8185 | 27.5539 | 21.286 | 0 | 0.5118 | 23.04 | 26.6583 | 113.1893 | 0 | 0 | 0 | 0 | 0
6330 | 264 | 21 | 9 | Sunday | 17 | 0 | 9.149 | 33.8693 | 17.4912 | 26.399 | 26.607 | 0 | 0.4892 | 22.32 | 14.6121 | 110.8128 | 0 | 0 | 0 | 0 | 0
6331 | 264 | 21 | 9 | Sunday | 18 | 0 | 9.728 | 33.895 | 31.6088 | 38.0184 | 37.25 | 0 | 0.5268 | 23.4 | 4.699 | 138.2496 | 0 | 0 | 0 | 0 | 0
6332 | 264 | 21 | 9 | Sunday | 19 | 0 | 6.253 | 33.8485 | 53.9416 | 45.7644 | 37.25 | 0 | 0.3393 | 22.68 | 0.8015 | 163.3629 | 0 | 0 | 0 | 0 | 0
6333 | 264 | 21 | 9 | Sunday | 20 | 0 | 4.506 | 33.7394 | 60.0165 | 49.6381 | 26.607 | 0 | 0.2396 | 22.68 | 0 | 171.1871 | 0 | 0 | 0 | 0 | 0
6334 | 264 | 21 | 9 | Sunday | 21 | 0 | 2.588 | 33.7182 | 48.5011 | 41.8913 | 15.964 | 0 | 0.1986 | 22.68 | 0 | 149.7884 | 0 | 0 | 0 | 0 | 0
6335 | 264 | 21 | 9 | Sunday | 22 | 0 | 0.444 | 33.7371 | 40.3665 | 35.5897 | 10.643 | 0 | 0.1968 | 14.4 | 0 | 124.7705 | 0 | 0 | 0 | 0 | 0
6336 | 264 | 21 | 9 | Sunday | 23 | 0 | 0.006 | 33.7832 | 25.6748 | 24.6242 | 10.643 | 0 | 0.2214 | 14.4 | 0 | 98.7096 | 0 | 0 | 0 | 0 | 0
6337 | 265 | 22 | 9 | Monday | 0 | 0 | 0 | 33.8089 | 17.5343 | 18.3373 | 5.321 | 0 | 0.2972 | 14.4 | 0 | 84.3776 | 0 | 0 | 0 | 0 | 0
6338 | 265 | 22 | 9 | Monday | 1 | 0 | 0 | 33.8115 | 14.6472 | 16.4006 | 5.321 | 0 | 0.3906 | 11.88 | 0 | 77.1299 | 0 | 0 | 0 | 0 | 0
6339 | 265 | 22 | 9 | Monday | 2 | 0 | 0 | 33.8889 | 11.7686 | 14.464 | 5.321 | 0 | 0.613 | 11.88 | 0 | 72.6145 | 0 | 0 | 0 | 0 | 0
6340 | 265 | 22 | 9 | Monday | 3 | 0.474 | 0 | 33.9106 | 11.7686 | 14.464 | 5.321 | 0 | 0.0121 | 11.88 | 0 | 72.0353 | 0 | 0 | 0 | 0.5737 | 0
6341 | 265 | 22 | 9 | Monday | 4 | 0.544 | 0 | 33.9427 | 13.0128 | 14.464 | 5.321 | 0 | 0.0147 | 11.88 | 0 | 73.3143 | 0 | 0 | 0 | 0.7208 | 0
6342 | 265 | 22 | 9 | Monday | 5 | 0.574 | 0 | 33.9481 | 22.6634 | 20.5805 | 5.321 | 0 | 0.0166 | 11.88 | 0 | 89.0887 | 0 | 0 | 0 | 0.822 | 0
6343 | 265 | 22 | 9 | Monday | 6 | 0.596 | 0 | 33.8904 | 44.2813 | 35.484 | 26.607 | 0 | 0.0615 | 15.12 | 0 | 128.8372 | 0 | 0 | 0 | 2.8315 | 0
6344 | 265 | 22 | 9 | Monday | 7 | 0.27 | 0 | 33.857 | 60.8813 | 46.6998 | 37.25 | 0 | 0.1275 | 15.12 | 0.4082 | 156.6857 | 0 | 0 | 0 | 6.0081 | 0
6345 | 265 | 22 | 9 | Monday | 8 | 0.044 | 0 | 33.8043 | 61.021 | 52.1343 | 42.572 | 0 | 0.2066 | 18.72 | 6.2794 | 165.8863 | 0 | 0 | 0 | 10.0328 | 0
6346 | 265 | 22 | 9 | Monday | 9 | 0 | 0 | 33.7547 | 57.4033 | 52.8606 | 26.607 | 0 | 0.1732 | 18.72 | 17.958 | 162.9117 | 0 | 0 | 0 | 7.7537 | 0
6347 | 265 | 22 | 9 | Monday | 10 | 0 | 0.919 | 33.7976 | 54.8815 | 51.878 | 10.643 | 0 | 0.1933 | 14.4 | 30.2065 | 156.1439 | 0 | 0 | 0 | 2.4814 | 0
6348 | 265 | 22 | 9 | Monday | 11 | 0 | 8.96 | 33.9298 | 54.1286 | 51.878 | 10.643 | 0 | 0.7082 | 18.36 | 39.6101 | 168.6953 | 0 | 0 | 0 | 0.6736 | 0
6349 | 265 | 22 | 9 | Monday | 12 | 0 | 18.626 | 34.0107 | 51.7719 | 51.1854 | 15.964 | 0 | 1.1697 | 18.36 | 45.0504 | 177.0161 | 0 | 0 | 0 | 0 | 0
6350 | 265 | 22 | 9 | Monday | 13 | 0 | 28.609 | 34.0418 | 53.0112 | 51.878 | 15.964 | 0 | 1.6481 | 18.36 | 46.2003 | 189.1736 | 0 | 0 | 0 | 0 | 0
6351 | 265 | 22 | 9 | Monday | 14 | 0 | 42.441 | 34.0428 | 53.6034 | 51.878 | 5.321 | 0 | 1.8721 | 18.36 | 43.2522 | 193.9452 | 0 | 0 | 0 | 0 | 0
6352 | 265 | 22 | 9 | Monday | 15 | 0 | 52.69 | 34.0034 | 53.7483 | 51.878 | 5.321 | 0 | 1.9106 | 18.36 | 36.4817 | 194.2976 | 0 | 0 | 0 | 0 | 0
6353 | 265 | 22 | 9 | Monday | 16 | 0 | 70.207 | 34.1021 | 54.3044 | 50.7246 | 21.286 | 0 | 2.0573 | 22.68 | 26.176 | 199.7188 | 0 | 0 | 0 | 0 | 0
6354 | 265 | 22 | 9 | Monday | 17 | 0 | 71.185 | 34.2169 | 47.4333 | 43.0931 | 26.607 | 0 | 2.0593 | 28.8 | 14.1467 | 191.5536 | 0 | 0 | 0 | 0 | 0
6355 | 265 | 22 | 9 | Monday | 18 | 0 | 57.235 | 34.0742 | 50.2529 | 51.7393 | 37.25 | 0 | 1.8837 | 30.96 | 4.451 | 203.4016 | 0 | 0 | 0 | 0 | 0
6356 | 265 | 22 | 9 | Monday | 19 | 0 | 30.725 | 33.9648 | 69.1293 | 57.1787 | 37.25 | 0 | 1.5897 | 25.2 | 0.7529 | 218.9471 | 0 | 0 | 0 | 0 | 0
6357 | 265 | 22 | 9 | Monday | 20 | 0 | 19.625 | 33.8277 | 75.2516 | 60.483 | 26.607 | 0 | 1.0609 | 25.2 | 0 | 217.3298 | 0 | 0 | 0 | 0 | 0
6358 | 265 | 22 | 9 | Monday | 21 | 0 | 10.624 | 33.7198 | 69.495 | 55.4564 | 15.964 | 0 | 0.5565 | 25.2 | 0 | 195.9181 | 0 | 0 | 0 | 0 | 0
6359 | 265 | 22 | 9 | Monday | 22 | 0 | 3.254 | 33.7182 | 49.7368 | 40.0199 | 10.643 | 0 | 0.1691 | 16.2 | 0 | 143.3629 | 0 | 0 | 0 | 0 | 0
6360 | 265 | 22 | 9 | Monday | 23 | 0 | 0.139 | 33.7182 | 26.9226 | 24.6242 | 10.643 | 0 | 0.0613 | 16.2 | 0 | 101.6765 | 0 | 0 | 0 | 0 | 0
6361 | 266 | 23 | 9 | Tuesday | 0 | 0 | 0 | 33.7182 | 17.5343 | 18.3373 | 5.321 | 0 | 0.0018 | 14.4 | 0 | 83.9916 | 0 | 0 | 0 | 0 | 0
6362 | 266 | 23 | 9 | Tuesday | 1 | 0 | 0 | 33.7182 | 14.6472 | 16.4006 | 5.321 | 0 | 0.0017 | 11.88 | 0 | 76.6478 | 0 | 0 | 0 | 0 | 0
6363 | 266 | 23 | 9 | Tuesday | 2 | 0 | 0 | 33.7252 | 11.7686 | 14.464 | 5.321 | 0 | 0.0017 | 11.88 | 0 | 71.8396 | 0 | 0 | 0 | 0 | 0
6364 | 266 | 23 | 9 | Tuesday | 3 | 0 | 0 | 33.7537 | 11.7686 | 14.464 | 5.321 | 0 | 0.0017 | 11.88 | 0 | 71.868 | 0 | 0 | 0 | 0 | 0
6365 | 266 | 23 | 9 | Tuesday | 4 | 0 | 0 | 33.7698 | 13.0128 | 14.464 | 5.321 | 0 | 0.0017 | 11.88 | 0 | 73.1284 | 0 | 0 | 0 | 0 | 0
6366 | 266 | 23 | 9 | Tuesday | 5 | 0 | 0 | 33.7714 | 22.6634 | 20.5805 | 5.321 | 0 | 0.0018 | 11.88 | 0 | 88.8971 | 0 | 0 | 0 | 0 | 0
6367 | 266 | 23 | 9 | Tuesday | 6 | 0 | 0 | 33.7229 | 44.2813 | 35.484 | 26.607 | 0 | 0.0877 | 15.12 | 0 | 128.6959 | 0 | 0 | 0 | 0 | 0
6368 | 266 | 23 | 9 | Tuesday | 7 | 0 | 0 | 33.7182 | 61.105 | 46.6998 | 37.25 | 0 | 0.1349 | 15.12 | 0.3656 | 156.778 | 0 | 0 | 0 | 0.1521 | 0
6369 | 266 | 23 | 9 | Tuesday | 8 | 0 | 0 | 33.7182 | 64.923 | 52.1343 | 42.572 | 0 | 0.0891 | 18.72 | 4.863 | 169.5846 | 0 | 0 | 0 | 3.5883 | 0
6370 | 266 | 23 | 9 | Tuesday | 9 | 0 | 0 | 33.724 | 59.0364 | 52.8606 | 26.607 | 0 | 0.0936 | 18.72 | 15.8662 | 164.4346 | 0 | 0 | 0 | 4.2397 | 0
6371 | 266 | 23 | 9 | Tuesday | 10 | 0 | 1.958 | 33.8168 | 54.8367 | 51.878 | 10.643 | 0 | 0.1915 | 14.4 | 26.1962 | 157.2409 | 0 | 0 | 0 | 1.6093 | 0
6372 | 266 | 23 | 9 | Tuesday | 11 | 0 | 9.707 | 33.928 | 53.6305 | 51.878 | 10.643 | 0 | 0.7434 | 18.36 | 33.8455 | 169.0385 | 0 | 0 | 0 | 0.492 | 0
6373 | 266 | 23 | 9 | Tuesday | 12 | 0 | 15.665 | 33.9791 | 51.4252 | 51.1854 | 15.964 | 0 | 0.9598 | 18.36 | 40.2046 | 172.8526 | 0 | 0 | 0 | 0 | 0
6374 | 266 | 23 | 9 | Tuesday | 13 | 0 | 18.774 | 34.0184 | 52.761 | 51.878 | 15.964 | 0 | 1.1373 | 18.36 | 42.4442 | 178.6414 | 0 | 0 | 0 | 0 | 0
6375 | 266 | 23 | 9 | Tuesday | 14 | 0 | 18.453 | 34.0105 | 53.384 | 51.878 | 5.321 | 0 | 1.0886 | 18.36 | 39.8758 | 179.0294 | 0 | 0 | 0 | 0 | 0
6376 | 266 | 23 | 9 | Tuesday | 15 | 0 | 18.108 | 34.0069 | 53.8219 | 51.878 | 5.321 | 0 | 1.0174 | 18.36 | 32.751 | 179.189 | 0 | 0 | 0 | 0 | 0
6377 | 266 | 23 | 9 | Tuesday | 16 | 0 | 19.425 | 34.0489 | 54.4044 | 50.7246 | 21.286 | 0 | 1.0562 | 22.68 | 21.994 | 184.6654 | 0 | 0 | 0 | 0 | 0
6378 | 266 | 23 | 9 | Tuesday | 17 | 0 | 18.835 | 34.0195 | 47.6973 | 43.0931 | 26.607 | 0 | 1.0206 | 28.8 | 10.6913 | 175.5423 | 0 | 0 | 0 | 0 | 0
6379 | 266 | 23 | 9 | Tuesday | 18 | 0 | 17.662 | 33.9871 | 54.3551 | 51.7393 | 37.25 | 0 | 0.9547 | 30.96 | 3.9006 | 191.1871 | 0 | 0 | 0 | 0 | 0
6380 | 266 | 23 | 9 | Tuesday | 19 | 0 | 14.388 | 33.9639 | 70.3627 | 57.1787 | 37.25 | 0 | 0.7727 | 25.2 | 0.7672 | 203.0397 | 0 | 0 | 0 | 0 | 0
6381 | 266 | 23 | 9 | Tuesday | 20 | 0 | 13.755 | 33.9571 | 75.2516 | 60.483 | 26.607 | 0 | 0.7301 | 25.2 | 0 | 210.4983 | 0 | 0 | 0 | 0 | 0
6382 | 266 | 23 | 9 | Tuesday | 21 | 0 | 9.765 | 33.9014 | 69.495 | 55.4564 | 15.964 | 0 | 0.5106 | 25.2 | 0 | 195.1243 | 0 | 0 | 0 | 0 | 0
6383 | 266 | 23 | 9 | Tuesday | 22 | 0 | 3.053 | 33.7348 | 49.7368 | 40.0199 | 10.643 | 0 | 0.1586 | 16.2 | 0 | 143.1523 | 0 | 0 | 0 | 0 | 0
6384 | 266 | 23 | 9 | Tuesday | 23 | 0 | 0.19 | 33.7182 | 26.9226 | 24.6242 | 10.643 | 0 | 0.013 | 16.2 | 0 | 101.6834 | 0 | 0 | 0 | 0 | 0
6385 | 267 | 24 | 9 | Wednesday | 0 | 0 | 0 | 33.7182 | 17.5343 | 18.3373 | 5.321 | 0 | 0.0017 | 14.4 | 0 | 83.9915 | 0 | 0 | 0 | 0 | 0
6386 | 267 | 24 | 9 | Wednesday | 1 | 0 | 0 | 33.7182 | 14.6472 | 16.4006 | 5.321 | 0 | 0.0016 | 11.88 | 0 | 76.6477 | 0 | 0 | 0 | 0 | 0
6387 | 267 | 24 | 9 | Wednesday | 2 | 0 | 0 | 33.7182 | 11.7686 | 14.464 | 5.321 | 0 | 0.0039 | 11.88 | 0 | 71.8348 | 0 | 0 | 0 | 0 | 0
6388 | 267 | 24 | 9 | Wednesday | 3 | 0 | 0 | 33.7186 | 11.7686 | 14.464 | 5.321 | 0 | 0.2273 | 11.88 | 0 | 72.0586 | 0 | 0 | 0 | 0 | 0
6389 | 267 | 24 | 9 | Wednesday | 4 | 0 | 0 | 33.724 | 13.0128 | 14.464 | 5.321 | 0 | 0.3206 | 11.88 | 0 | 73.4014 | 0 | 0 | 0 | 0 | 0
6390 | 267 | 24 | 9 | Wednesday | 5 | 0 | 0 | 33.7393 | 22.6634 | 20.5805 | 5.321 | 0 | 0.2584 | 11.88 | 0 | 89.1216 | 0 | 0 | 0 | 0 | 0
6391 | 267 | 24 | 9 | Wednesday | 6 | 0 | 0 | 33.7192 | 44.2813 | 35.484 | 26.607 | 0 | 0.0451 | 15.12 | 0 | 128.6496 | 0 | 0 | 0 | 1.9318 | 0
6392 | 267 | 24 | 9 | Wednesday | 7 | 0 | 0 | 33.7182 | 61.1547 | 46.6998 | 37.25 | 0 | 0.1161 | 15.12 | 0.2648 | 156.8088 | 0 | 0 | 0 | 5.3824 | 0
6393 | 267 | 24 | 9 | Wednesday | 8 | 0 | 0 | 33.7182 | 67.6359 | 52.1343 | 42.572 | 0 | 0.199 | 18.72 | 2.8584 | 172.4075 | 0 | 0 | 0 | 9.6171 | 0
6394 | 267 | 24 | 9 | Wednesday | 9 | 0 | 0 | 33.7256 | 63.4034 | 52.8606 | 26.607 | 0 | 0.1512 | 18.72 | 7.4216 | 168.8608 | 0 | 0 | 0 | 7.7496 | 0
6395 | 267 | 24 | 9 | Wednesday | 10 | 0 | 2.458 | 33.8995 | 57.197 | 51.878 | 10.643 | 0 | 0.1936 | 14.4 | 13.6528 | 160.2269 | 0 | 0 | 0 | 3.452 | 0
6396 | 267 | 24 | 9 | Wednesday | 11 | 0 | 11.704 | 33.9233 | 54.8626 | 51.878 | 10.643 | 0 | 0.71 | 18.36 | 20.3958 | 172.3927 | 0 | 0 | 0 | 3.4099 | 0
6397 | 267 | 24 | 9 | Wednesday | 12 | 0 | 14.234 | 33.9504 | 51.8125 | 51.1854 | 15.964 | 0 | 0.8972 | 18.36 | 26.5726 | 171.6 | 0 | 0 | 0 | 4.2795 | 0
6398 | 267 | 24 | 9 | Wednesday | 13 | 0 | 15.477 | 33.9624 | 52.9446 | 51.878 | 15.964 | 0 | 0.9793 | 18.36 | 34.2503 | 174.8638 | 0 | 0 | 0 | 2.5117 | 0
6399 | 267 | 24 | 9 | Wednesday | 14 | 0 | 17.076 | 33.9871 | 53.3672 | 51.878 | 5.321 | 0 | 1.1955 | 18.36 | 34.9784 | 177.4225 | 0 | 0 | 0 | 0.0142 | 0
6400 | 267 | 24 | 9 | Wednesday | 15 | 0 | 16.978 | 33.9795 | 53.9017 | 51.878 | 5.321 | 0 | 0.9742 | 18.36 | 29.9954 | 177.7777 | 0 | 0 | 0 | 0 | 0
6401 | 267 | 24 | 9 | Wednesday | 16 | 0 | 16.595 | 33.9752 | 54.6738 | 50.7246 | 21.286 | 0 | 0.9014 | 22.68 | 20.5656 | 181.2184 | 0 | 0 | 0 | 0 | 0
6402 | 267 | 24 | 9 | Wednesday | 17 | 0 | 17.518 | 34.0008 | 48.0429 | 43.0931 | 26.607 | 0 | 0.9431 | 28.8 | 10.1827 | 174.1589 | 0 | 0 | 0 | 0 | 0
6403 | 267 | 24 | 9 | Wednesday | 18 | 0 | 18.83 | 34.005 | 53.7645 | 51.7393 | 37.25 | 0 | 1.1386 | 30.96 | 3.4852 | 192.1525 | 0 | 0 | 0 | 0.188 | 0
6404 | 267 | 24 | 9 | Wednesday | 19 | 0 | 16.137 | 34.0045 | 69.9242 | 57.1787 | 37.25 | 0 | 0.9235 | 25.2 | 0.7001 | 204.6839 | 0 | 0 | 0 | 3.014 | 0
6405 | 267 | 24 | 9 | Wednesday | 20 | 0 | 14.129 | 33.9743 | 75.2516 | 60.483 | 26.607 | 0 | 0.8241 | 25.2 | 0 | 211.0139 | 0 | 0 | 0 | 4.0427 | 0
6406 | 267 | 24 | 9 | Wednesday | 21 | 0 | 9.998 | 33.9055 | 69.495 | 55.4564 | 15.964 | 0 | 0.5802 | 25.2 | 0 | 195.4504 | 0 | 0 | 0 | 3.1373 | 0
6407 | 267 | 24 | 9 | Wednesday | 22 | 0 | 3.185 | 33.7361 | 49.7368 | 40.0199 | 10.643 | 0 | 0.2087 | 16.2 | 0 | 143.3465 | 0 | 0 | 0 | 2.3793 | 0
6408 | 267 | 24 | 9 | Wednesday | 23 | 0 | 0.223 | 33.7182 | 26.9226 | 24.6242 | 10.643 | 0 | 0.062 | 16.2 | 0 | 101.7683 | 0 | 0 | 0 | 2.6046 | 0
6409 | 268 | 25 | 9 | Thursday | 0 | 0 | 0 | 33.7182 | 17.5343 | 18.3373 | 5.321 | 0 | 0.0269 | 14.4 | 0 | 84.0167 | 0 | 0 | 0 | 1.3857 | 0
6410 | 268 | 25 | 9 | Thursday | 1 | 0 | 0 | 33.7182 | 14.6472 | 16.4006 | 5.321 | 0 | 0.0279 | 11.88 | 0 | 76.674 | 0 | 0 | 0 | 1.4421 | 0
6411 | 268 | 25 | 9 | Thursday | 2 | 0 | 0 | 33.7186 | 11.7686 | 14.464 | 5.321 | 0 | 0.0289 | 11.88 | 0 | 71.8602 | 0 | 0 | 0 | 1.4975 | 0
6412 | 268 | 25 | 9 | Thursday | 3 | 0 | 0 | 33.7268 | 11.7686 | 14.464 | 5.321 | 0 | 0.0299 | 11.88 | 0 | 71.8694 | 0 | 0 | 0 | 1.5524 | 0
6413 | 268 | 25 | 9 | Thursday | 4 | 0 | 0 | 33.7519 | 13.0128 | 14.464 | 5.321 | 0 | 0.0309 | 11.88 | 0 | 73.1396 | 0 | 0 | 0 | 1.6062 | 0
6414 | 268 | 25 | 9 | Thursday | 5 | 0 | 0 | 33.7714 | 22.6634 | 20.5805 | 5.321 | 0 | 0.0319 | 11.88 | 0 | 88.9272 | 0 | 0 | 0 | 1.6597 | 0
6415 | 268 | 25 | 9 | Thursday | 6 | 0 | 0 | 33.7211 | 44.2813 | 35.484 | 26.607 | 0 | 0.1747 | 15.12 | 0 | 128.7811 | 0 | 0 | 0 | 9.038 | 0
6416 | 268 | 25 | 9 | Thursday | 7 | 0 | 0 | 33.7182 | 61.1573 | 46.6998 | 37.25 | 0 | 0.284 | 15.12 | 0.2019 | 156.9793 | 0 | 0 | 0 | 14.5911 | 0
6417 | 268 | 25 | 9 | Thursday | 8 | 0 | 0 | 33.7182 | 68.0442 | 52.1343 | 42.572 | 0 | 0.3742 | 18.72 | 1.8425 | 172.991 | 0 | 0 | 0 | 19.2251 | 0
6418 | 268 | 25 | 9 | Thursday | 9 | 0 | 0 | 33.7257 | 65.8774 | 52.8606 | 26.607 | 0 | 0.2523 | 18.72 | 4.5553 | 171.4359 | 0 | 0 | 0 | 13.296 | 0
6419 | 268 | 25 | 9 | Thursday | 10 | 0 | 8.551 | 33.8426 | 58.0848 | 51.878 | 10.643 | 0 | 0.5359 | 14.4 | 5.9944 | 167.9445 | 0 | 0 | 0 | 5.5793 | 0
6420 | 268 | 25 | 9 | Thursday | 11 | 0 | 10.091 | 33.9102 | 56.3475 | 51.878 | 10.643 | 0 | 0.6341 | 18.36 | 6.2995 | 172.0437 | 0 | 0 | 0 | 5.7266 | 0
6421 | 268 | 25 | 9 | Thursday | 12 | 0 | 13.624 | 33.9243 | 55.7413 | 51.1854 | 15.964 | 0 | 0.8795 | 18.36 | 5.8183 | 174.8251 | 0 | 0 | 0 | 8.8541 | 0
6422 | 268 | 25 | 9 | Thursday | 13 | 0 | 13.813 | 33.9378 | 61.2712 | 51.878 | 15.964 | 0 | 0.8953 | 18.36 | 4.8483 | 181.2821 | 0 | 0 | 0 | 9.1587 | 0
6423 | 268 | 25 | 9 | Thursday | 14 | 0 | 11.449 | 33.8944 | 61.9167 | 51.878 | 5.321 | 0 | 0.654 | 18.36 | 5.1155 | 179.0853 | 0 | 0 | 0 | 3.1187 | 0
6424 | 268 | 25 | 9 | Thursday | 15 | 0 | 10.479 | 33.8733 | 63.9814 | 51.878 | 5.321 | 0 | 0.6027 | 18.36 | 4.5793 | 180.0282 | 0 | 0 | 0 | 3.1532 | 0
6425 | 268 | 25 | 9 | Thursday | 16 | 0 | 10.05 | 33.8615 | 62.6624 | 50.7246 | 21.286 | 0 | 0.7636 | 22.68 | 4.7669 | 181.5609 | 0 | 0 | 0 | 12.93 | 0
6426 | 268 | 25 | 9 | Thursday | 17 | 0 | 11.168 | 33.8892 | 52.4656 | 43.0931 | 26.607 | 0 | 0.8973 | 28.8 | 5.5058 | 171.2234 | 0 | 0 | 0 | 16.8344 | 0
6427 | 268 | 25 | 9 | Thursday | 18 | 0 | 14.13 | 33.9469 | 59.4492 | 51.7393 | 37.25 | 0 | 1.2096 | 30.96 | 3.5636 | 192.5871 | 0 | 0 | 0 | 24.739 | 0
6428 | 268 | 25 | 9 | Thursday | 19 | 0 | 13.608 | 33.9522 | 70.4528 | 57.1787 | 37.25 | 0 | 1.2043 | 25.2 | 0.767 | 202.7053 | 0 | 0 | 0 | 26.0047 | 0
6429 | 268 | 25 | 9 | Thursday | 20 | 0 | 13.232 | 33.949 | 75.2516 | 60.483 | 26.607 | 0 | 1.0535 | 25.2 | 0 | 210.2479 | 0 | 0 | 0 | 19.2954 | 0
6430 | 268 | 25 | 9 | Thursday | 21 | 0 | 9.319 | 33.8937 | 69.495 | 55.4564 | 15.964 | 0 | 0.703 | 25.2 | 0 | 194.827 | 0 | 0 | 0 | 11.8497 | 0
6431 | 268 | 25 | 9 | Thursday | 22 | 0 | 2.897 | 33.7315 | 49.7368 | 40.0199 | 10.643 | 0 | 0.2966 | 16.2 | 0 | 143.1179 | 0 | 0 | 0 | 8.0098 | 0
6432 | 268 | 25 | 9 | Thursday | 23 | 0 | 0.163 | 33.7182 | 26.9226 | 24.6242 | 10.643 | 0 | 0.21 | 16.2 | 0 | 101.8508 | 0 | 0 | 0 | 8.0963 | 0
6433 | 269 | 26 | 9 | Friday | 0 | 0 | 0 | 33.7182 | 17.5343 | 18.3373 | 5.321 | 0 | 0.076 | 14.4 | 0 | 84.0658 | 0 | 0 | 0 | 4.0793 | 0
6434 | 269 | 26 | 9 | Friday | 1 | 0 | 0 | 33.7226 | 14.6472 | 16.4006 | 5.321 | 0 | 0.0764 | 11.88 | 0 | 76.7269 | 0 | 0 | 0 | 4.1012 | 0
6435 | 269 | 26 | 9 | Friday | 2 | 0 | 0 | 33.7556 | 11.7686 | 14.464 | 5.321 | 0 | 0.0768 | 11.88 | 0 | 71.9451 | 0 | 0 | 0 | 4.1224 | 0
6436 | 269 | 26 | 9 | Friday | 3 | 0 | 0 | 33.7713 | 11.7686 | 14.464 | 5.321 | 0 | 0.0772 | 11.88 | 0 | 71.9611 | 0 | 0 | 0 | 4.1432 | 0
6437 | 269 | 26 | 9 | Friday | 4 | 0.014 | 0 | 33.7714 | 13.0128 | 14.464 | 5.321 | 0 | 0.0778 | 11.88 | 0 | 73.206 | 0 | 0 | 0 | 4.1776 | 0
6438 | 269 | 26 | 9 | Friday | 5 | 0.063 | 0 | 33.7714 | 22.6634 | 20.5805 | 5.321 | 0 | 0.079 | 11.88 | 0 | 88.9744 | 0 | 0 | 0 | 4.2467 | 0
6439 | 269 | 26 | 9 | Friday | 6 | 0.099 | 0 | 33.7254 | 44.2813 | 35.484 | 26.607 | 0 | 0.3984 | 15.12 | 0 | 129.009 | 0 | 0 | 0 | 21.3021 | 0
6440 | 269 | 26 | 9 | Friday | 7 | 0.011 | 0 | 33.7182 | 61.1578 | 46.6998 | 37.25 | 0 | 0.5729 | 15.12 | 0.2423 | 157.2688 | 0 | 0 | 0 | 30.4336 | 0
6441 | 269 | 26 | 9 | Friday | 8 | 0 | 0 | 33.7182 | 68.1418 | 52.1343 | 42.572 | 0 | 0.6689 | 18.72 | 2.1994 | 173.3833 | 0 | 0 | 0 | 35.7494 | 0
6442 | 269 | 26 | 9 | Friday | 9 | 0 | 0 | 33.7249 | 63.1827 | 52.8606 | 26.607 | 0 | 0.4262 | 18.72 | 5.834 | 168.9144 | 0 | 0 | 0 | 22.8316 | 0
6443 | 269 | 26 | 9 | Friday | 10 | 0 | 2.126 | 33.8184 | 57.4061 | 51.878 | 10.643 | 0 | 0.2871 | 14.4 | 9.1865 | 160.0891 | 0 | 0 | 0 | 9.1905 | 0
6444 | 269 | 26 | 9 | Friday | 11 | 0 | 9.576 | 33.9189 | 56.4309 | 51.878 | 10.643 | 0 | 0.6836 | 18.36 | 10.8225 | 171.628 | 0 | 0 | 0 | 9.0402 | 0
6445 | 269 | 26 | 9 | Friday | 12 | 0 | 13.665 | 33.9261 | 54.4058 | 51.1854 | 15.964 | 0 | 0.9792 | 18.36 | 11.3006 | 173.6361 | 0 | 0 | 0 | 13.2682 | 0
6446 | 269 | 26 | 9 | Friday | 13 | 0 | 13.61 | 33.9353 | 55.8511 | 51.878 | 15.964 | 0 | 0.9741 | 18.36 | 11.8203 | 175.7188 | 0 | 0 | 0 | 12.9713 | 0
6447 | 269 | 26 | 9 | Friday | 14 | 0 | 11.438 | 33.8945 | 55.6137 | 51.878 | 5.321 | 0 | 0.6991 | 18.36 | 13.0671 | 172.8155 | 0 | 0 | 0 | 4.1656 | 0
6448 | 269 | 26 | 9 | Friday | 15 | 0 | 10.972 | 33.8705 | 55.6747 | 51.878 | 5.321 | 0 | 0.6694 | 18.36 | 12.8839 | 172.319 | 0 | 0 | 0 | 3.9672 | 0
6449 | 269 | 26 | 9 | Friday | 16 | 0 | 11.784 | 33.8842 | 56.7295 | 50.7246 | 21.286 | 0 | 0.9148 | 22.68 | 9.8699 | 177.6782 | 0 | 0 | 0 | 15.4615 | 0
6450 | 269 | 26 | 9 | Friday | 17 | 0 | 13.223 | 33.9189 | 52.6492 | 43.0931 | 26.607 | 0 | 1.0596 | 28.8 | 5.7283 | 173.8218 | 0 | 0 | 0 | 19.6474 | 0
6451 | 269 | 26 | 9 | Friday | 18 | 0 | 14.646 | 33.9555 | 62.3738 | 51.7393 | 37.25 | 0 | 1.3046 | 30.96 | 2.5438 | 196.1737 | 0 | 0 | 0 | 28.4001 | 0
6452 | 269 | 26 | 9 | Friday | 19 | 0 | 13.904 | 33.9571 | 70.7025 | 57.1787 | 37.25 | 0 | 1.2817 | 25.2 | 0.5174 | 203.3578 | 0 | 0 | 0 | 29.3669 | 0
6453 | 269 | 26 | 9 | Friday | 20 | 0 | 13.496 | 33.9534 | 75.2516 | 60.483 | 26.607 | 0 | 1.1085 | 25.2 | 0 | 210.5927 | 0 | 0 | 0 | 21.5273 | 0
6454 | 269 | 26 | 9 | Friday | 21 | 0 | 9.579 | 33.8984 | 69.495 | 55.4564 | 15.964 | 0 | 0.74 | 25.2 | 0 | 195.1495 | 0 | 0 | 0 | 13.1245 | 0
6455 | 269 | 26 | 9 | Friday | 22 | 0 | 3.018 | 33.734 | 49.7368 | 40.0199 | 10.643 | 0 | 0.3178 | 16.2 | 0 | 143.2726 | 0 | 0 | 0 | 8.8336 | 0
6456 | 269 | 26 | 9 | Friday | 23 | 0 | 0.18 | 33.7182 | 26.9226 | 24.6242 | 10.643 | 0 | 0.2256 | 16.2 | 0 | 101.8855 | 0 | 0 | 0 | 8.8999 | 0
6457 | 270 | 27 | 9 | Saturday | 0 | 0 | 0 | 33.7182 | 18.3332 | 19.1419 | 5.321 | 0 | 0.0832 | 15.84 | 0 | 87.1166 | 0 | 0 | 0 | 4.4735 | 0
6458 | 270 | 27 | 9 | Saturday | 1 | 0 | 0 | 33.7182 | 17.5283 | 18.3373 | 5.321 | 0 | 0.0835 | 12.6 | 0 | 82.2673 | 0 | 0 | 0 | 4.4902 | 0
6459 | 270 | 27 | 9 | Saturday | 2 | 0 | 0 | 33.7229 | 11.771 | 14.464 | 5.321 | 0 | 0.0838 | 12.6 | 0 | 72.6417 | 0 | 0 | 0 | 4.5063 | 0
6460 | 270 | 27 | 9 | Saturday | 3 | 0 | 0 | 33.7411 | 11.771 | 14.464 | 5.321 | 0 | 0.0841 | 12.6 | 0 | 72.6602 | 0 | 0 | 0 | 4.5222 | 0
6461 | 270 | 27 | 9 | Saturday | 4 | 0 | 0 | 33.7584 | 11.771 | 14.464 | 5.321 | 0 | 0.0843 | 12.6 | 0 | 72.6778 | 0 | 0 | 0 | 4.5378 | 0
6462 | 270 | 27 | 9 | Saturday | 5 | 0 | 0 | 33.7702 | 13.0152 | 14.464 | 5.321 | 0 | 0.0846 | 12.6 | 0 | 73.9341 | 0 | 0 | 0 | 4.5533 | 0
6463 | 270 | 27 | 9 | Saturday | 6 | 0 | 0 | 33.7714 | 30.2702 | 24.9086 | 26.607 | 0 | 0.429 | 14.4 | 0 | 103.7792 | 0 | 0 | 0 | 22.9831 | 0
6464 | 270 | 27 | 9 | Saturday | 7 | 0.008 | 0 | 33.7237 | 33.0664 | 26.405 | 37.25 | 0 | 0.6151 | 11.52 | 0.2765 | 105.3302 | 0 | 0 | 0 | 32.7475 | 0
6465 | 270 | 27 | 9 | Saturday | 8 | 0.041 | 0 | 33.7182 | 44.1124 | 37.4339 | 42.572 | 0 | 0.6691 | 16.2 | 2.5963 | 132.1337 | 0 | 0 | 0 | 38.2466 | 0
6466 | 270 | 27 | 9 | Saturday | 9 | 0.002 | 0 | 33.7182 | 37.289 | 37.9057 | 26.607 | 0 | 0.4583 | 16.2 | 7.1292 | 125.5712 | 0 | 0 | 0 | 24.1471 | 0
6467 | 270 | 27 | 9 | Saturday | 10 | 0 | 1.65 | 33.7858 | 32.5773 | 37.2508 | 10.643 | 0 | 0.2968 | 15.12 | 12.7889 | 120.8153 | 0 | 0 | 0 | 9.3827 | 0
6468 | 270 | 27 | 9 | Saturday | 11 | 0 | 6.202 | 33.9614 | 29.7941 | 35.3135 | 10.643 | 0 | 0.5712 | 21.6 | 22.1106 | 127.9482 | 0 | 0 | 0 | 8.4041 | 0
6469 | 270 | 27 | 9 | Saturday | 12 | 0 | 9.833 | 33.8566 | 26.5419 | 34.2247 | 15.964 | 0 | 0.829 | 23.4 | 30.4871 | 129.487 | 0 | 0 | 0 | 9.9478 | 0
6470 | 270 | 27 | 9 | Saturday | 13 | 0 | 9.788 | 33.8562 | 25.974 | 33.0722 | 15.964 | 0 | 0.769 | 23.4 | 32.6156 | 127.6572 | 0 | 0 | 0 | 6.9571 | 0
6471 | 270 | 27 | 9 | Saturday | 14 | 0 | 8.964 | 33.8289 | 24.8671 | 33.0722 | 5.321 | 0 | 0.6009 | 23.4 | 31.3516 | 125.4639 | 0 | 0 | 0 | 1.414 | 0
6472 | 270 | 27 | 9 | Saturday | 15 | 0 | 9.514 | 33.8464 | 25.262 | 33.0722 | 5.321 | 0 | 0.5783 | 23.4 | 26.4233 | 126.4485 | 0 | 0 | 0 | 0.7147 | 0
6473 | 270 | 27 | 9 | Saturday | 16 | 0 | 9.795 | 33.8468 | 25.8725 | 33.0722 | 21.286 | 0 | 0.5697 | 23.4 | 18.4703 | 127.3546 | 0 | 0 | 0 | 2.0302 | 0
6474 | 270 | 27 | 9 | Saturday | 17 | 0 | 8.746 | 33.7795 | 24.2297 | 32.9581 | 26.607 | 0 | 0.5296 | 27 | 10.1385 | 127.9561 | 0 | 0 | 0 | 3.7431 | 0
6475 | 270 | 27 | 9 | Saturday | 18 | 0 | 11.357 | 33.9162 | 44.8647 | 46.5147 | 37.25 | 0 | 0.7489 | 28.8 | 3.3814 | 167.1272 | 0 | 0 | 0 | 7.7005 | 0
6476 | 270 | 27 | 9 | Saturday | 19 | 0 | 13.366 | 33.9617 | 60.9322 | 50.3878 | 37.25 | 0 | 0.9058 | 28.8 | 0.553 | 189.4433 | 0 | 0 | 0 | 10.3572 | 0
6477 | 270 | 27 | 9 | Saturday | 20 | 0 | 11.426 | 33.9259 | 61.3343 | 50.3878 | 26.607 | 0 | 0.7666 | 27 | 0 | 185.7717 | 0 | 0 | 0 | 8.9088 | 0
6478 | 270 | 27 | 9 | Saturday | 21 | 0 | 10.47 | 33.9142 | 61.3343 | 50.3878 | 15.964 | 0 | 0.656 | 27 | 0 | 184.6162 | 0 | 0 | 0 | 5.9168 | 0
6479 | 270 | 27 | 9 | Saturday | 22 | 0 | 3.886 | 33.741 | 49.2003 | 40.077 | 10.643 | 0 | 0.2775 | 19.8 | 0 | 147.2989 | 0 | 0 | 0 | 4.1756 | 0
6480 | 270 | 27 | 9 | Saturday | 23 | 0 | 0.468 | 33.7182 | 28.1779 | 24.6242 | 10.643 | 0 | 0.1063 | 19.8 | 0 | 106.9325 | 0 | 0 | 0 | 4.3566 | 0
6481 | 271 | 28 | 9 | Sunday | 0 | 0.005 | 0.002 | 33.7236 | 24.1043 | 23.0149 | 5.321 | 0 | 0.0427 | 19.8 | 0 | 100.6879 | 0 | 0 | 0 | 2.2505 | 0
6482 | 271 | 28 | 9 | Sunday | 1 | 0.021 | 0 | 33.7578 | 23.3102 | 22.2101 | 5.321 | 0 | 0.0437 | 19.8 | 0 | 99.1219 | 0 | 0 | 0 | 2.3112 | 0
6483 | 271 | 28 | 9 | Sunday | 2 | 0.022 | 0 | 33.7681 | 17.5379 | 18.3373 | 5.321 | 0 | 0.0446 | 15.48 | 0 | 85.1679 | 0 | 0 | 0 | 2.3567 | 0
6484 | 271 | 28 | 9 | Sunday | 3 | 0.065 | 0 | 33.7714 | 17.5379 | 18.3373 | 5.321 | 0 | 0.0462 | 15.48 | 0 | 85.1727 | 0 | 0 | 0 | 2.4441 | 0
6485 | 271 | 28 | 9 | Sunday | 4 | 0.093 | 0 | 33.7714 | 17.5379 | 18.3373 | 5.321 | 0 | 0.0475 | 15.48 | 0 | 85.174 | 0 | 0 | 0 | 2.5148 | 0
6486 | 271 | 28 | 9 | Sunday | 5 | 0.107 | 0 | 33.7714 | 18.7817 | 18.3373 | 5.321 | 0 | 0.0485 | 15.48 | 0 | 86.4189 | 0 | 0 | 0 | 2.5723 | 0
6487 | 271 | 28 | 9 | Sunday | 6 | 0.154 | 0 | 33.7714 | 26.931 | 24.6242 | 26.607 | 0 | 0.2483 | 18.72 | 0 | 104.2949 | 0 | 0 | 0 | 13.0728 | 0
6488 | 271 | 28 | 9 | Sunday | 7 | 0.187 | 0 | 33.7313 | 34.2342 | 29.9942 | 37.25 | 0 | 0.3796 | 18.72 | 0.2673 | 117.0594 | 0 | 0 | 0 | 19.829 | 0
6489 | 271 | 28 | 9 | Sunday | 8 | 0.181 | 0 | 33.7182 | 33.2805 | 33.2132 | 42.572 | 0 | 0.4737 | 23.4 | 3.0264 | 124.0856 | 0 | 0 | 0 | 24.6755 | 0
6490 | 271 | 28 | 9 | Sunday | 9 | 0.148 | 0 | 33.7182 | 22.1961 | 29.3396 | 26.607 | 0 | 0.3183 | 23.4 | 9.9533 | 108.9722 | 0 | 0 | 0 | 16.417 | 0
6491 | 271 | 28 | 9 | Sunday | 10 | 0.104 | 0 | 33.7182 | 22.7315 | 32.5586 | 10.643 | 0 | 0.1747 | 19.08 | 18.6607 | 108.263 | 0 | 0 | 0 | 6.3104 | 0
6492 | 271 | 28 | 9 | Sunday | 11 | 0.071 | 0 | 33.7182 | 21.7308 | 32.5586 | 10.643 | 0 | 0.1934 | 21.6 | 26.6444 | 109.8011 | 0 | 0 | 0 | 5.1438 | 0
6493 | 271 | 28 | 9 | Sunday | 12 | 0.005 | 0 | 33.7772 | 20.8144 | 33.0367 | 15.964 | 0 | 0.212 | 19.08 | 30.5836 | 106.9204 | 0 | 0 | 0 | 5.3514 | 0
6494 | 271 | 28 | 9 | Sunday | 13 | 0 | 0 | 33.9816 | 18.0229 | 29.1634 | 15.964 | 0 | 0.1525 | 18.36 | 29.2439 | 99.6804 | 0 | 0 | 0 | 3.3579 | 0
6495 | 271 | 28 | 9 | Sunday | 14 | 0 | 0.214 | 33.9742 | 18.336 | 29.1634 | 5.321 | 0 | 0.0804 | 18 | 26.0664 | 99.7851 | 0 | 0 | 0 | 0.6635 | 0
6496 | 271 | 28 | 9 | Sunday | 15 | 0 | 0.374 | 33.9643 | 18.5607 | 29.1634 | 5.321 | 0 | 0.3808 | 15.84 | 23.2828 | 98.3132 | 0 | 0 | 0 | 0.1042 | 0
6497 | 271 | 28 | 9 | Sunday | 16 | 0 | 0.291 | 33.8991 | 18.1063 | 27.5539 | 21.286 | 0 | 0.0532 | 23.04 | 17.2361 | 102.9675 | 0 | 0 | 0 | 1.432 | 0
6498 | 271 | 28 | 9 | Sunday | 17 | 0 | 0.149 | 33.8703 | 18.1 | 26.399 | 26.607 | 0 | 0.0763 | 22.32 | 8.554 | 100.9269 | 0 | 0 | 0 | 3.2336 | 0
6499 | 271 | 28 | 9 | Sunday | 18 | 0 | 0.047 | 33.9719 | 37.2316 | 38.0184 | 37.25 | 0 | 0.1486 | 23.4 | 2.843 | 132.8216 | 0 | 0 | 0 | 7.0374 | 0
6500 | 271 | 28 | 9 | Sunday | 19 | 0.001 | 4.12 | 33.9157 | 55.3659 | 45.7644 | 37.25 | 0 | 0.4094 | 22.68 | 0.5032 | 162.5914 | 0 | 0 | 0 | 9.7488 | 0
6501 | 271 | 28 | 9 | Sunday | 20 | 0.019 | 4.74 | 33.7445 | 60.0165 | 49.6381 | 26.607 | 0 | 0.4072 | 22.68 | 0 | 171.6124 | 0 | 0 | 0 | 8.5231 | 0
6502 | 271 | 28 | 9 | Sunday | 21 | 0.038 | 2.877 | 33.7187 | 48.5011 | 41.8913 | 15.964 | 0 | 0.2554 | 22.68 | 0 | 150.158 | 0 | 0 | 0 | 5.7237 | 0
6503 | 271 | 28 | 9 | Sunday | 22 | 0.08 | 0.677 | 33.7182 | 40.3665 | 35.5897 | 10.643 | 0 | 0.1123 | 14.4 | 0 | 124.9187 | 0 | 0 | 0 | 4.1063 | 0
6504 | 271 | 28 | 9 | Sunday | 23 | 0.089 | 0.011 | 33.7263 | 25.6748 | 24.6242 | 10.643 | 0 | 0.0822 | 14.4 | 0 | 98.5197 | 0 | 0 | 0 | 4.2996 | 0
6505 | 272 | 29 | 9 | Monday | 0 | 0.138 | 0 | 33.7844 | 17.5343 | 18.3373 | 5.321 | 0 | 0.0437 | 14.4 | 0 | 84.0997 | 0 | 0 | 0 | 2.3109 | 0
6506 | 272 | 29 | 9 | Monday | 1 | 0.147 | 0 | 33.7947 | 14.6472 | 16.4006 | 5.321 | 0 | 0.0448 | 11.88 | 0 | 76.7673 | 0 | 0 | 0 | 2.3673 | 0
6507 | 272 | 29 | 9 | Monday | 2 | 0.222 | 0 | 33.8085 | 11.7686 | 14.464 | 5.321 | 0 | 0.047 | 11.88 | 0 | 71.9681 | 0 | 0 | 0 | 2.4871 | 0
6508 | 272 | 29 | 9 | Monday | 3 | 0.24 | 0 | 33.8089 | 11.7686 | 14.464 | 5.321 | 0 | 0.0481 | 11.88 | 0 | 71.9696 | 0 | 0 | 0 | 2.5505 | 0
6509 | 272 | 29 | 9 | Monday | 4 | 0.252 | 0 | 33.7993 | 13.0128 | 14.464 | 5.321 | 0 | 0.0491 | 11.88 | 0 | 73.2052 | 0 | 0 | 0 | 2.6058 | 0
6510 | 272 | 29 | 9 | Monday | 5 | 0.249 | 0 | 33.7727 | 22.6634 | 20.5805 | 5.321 | 0 | 0.0499 | 11.88 | 0 | 88.9465 | 0 | 0 | 0 | 2.6469 | 0
6511 | 272 | 29 | 9 | Monday | 6 | 0.208 | 0 | 33.7303 | 44.2813 | 35.484 | 26.607 | 0 | 0.2434 | 15.12 | 0 | 128.859 | 0 | 0 | 0 | 12.8044 | 0
6512 | 272 | 29 | 9 | Monday | 7 | 0.034 | 0 | 33.7182 | 61.1578 | 46.6998 | 37.25 | 0 | 0.3691 | 15.12 | 0.0822 | 157.0649 | 0 | 0 | 0 | 19.2563 | 0
6513 | 272 | 29 | 9 | Monday | 8 | 0.002 | 0 | 33.7182 | 69.4274 | 52.1343 | 42.572 | 0 | 0.4624 | 18.72 | 0.8193 | 174.4623 | 0 | 0 | 0 | 24.0591 | 0
6514 | 272 | 29 | 9 | Monday | 9 | 0 | 0 | 33.722 | 69.1998 | 52.8606 | 26.607 | 0 | 0.3032 | 18.72 | 2.6551 | 174.8055 | 0 | 0 | 0 | 16.0852 | 0
6515 | 272 | 29 | 9 | Monday | 10 | 0 | 1.19 | 33.8196 | 62.1603 | 51.878 | 10.643 | 0 | 0.1854 | 14.4 | 4.4653 | 163.7302 | 0 | 0 | 0 | 6.6479 | 0
6516 | 272 | 29 | 9 | Monday | 11 | 0 | 8.946 | 33.9236 | 63.2999 | 51.878 | 10.643 | 0 | 0.5927 | 18.36 | 4.2188 | 177.73 | 0 | 0 | 0 | 6.7688 | 0
6517 | 272 | 29 | 9 | Monday | 12 | 0 | 13.079 | 33.9172 | 63.7627 | 51.1854 | 15.964 | 0 | 0.8775 | 18.36 | 3.5291 | 182.2483 | 0 | 0 | 0 | 10.3698 | 0
6518 | 272 | 29 | 9 | Monday | 13 | 0 | 12.801 | 33.91 | 65.8305 | 51.878 | 15.964 | 0 | 0.867 | 18.36 | 3.1972 | 184.6902 | 0 | 0 | 0 | 10.6193 | 0
6519 | 272 | 29 | 9 | Monday | 14 | 0 | 10.454 | 33.8714 | 66.2017 | 51.878 | 5.321 | 0 | 0.6094 | 18.36 | 2.9608 | 182.2263 | 0 | 0 | 0 | 3.5933 | 0
6520 | 272 | 29 | 9 | Monday | 15 | 0 | 9.652 | 33.8034 | 66.4242 | 51.878 | 5.321 | 0 | 0.5672 | 18.36 | 2.8729 | 181.4717 | 0 | 0 | 0 | 3.6221 | 0
6521 | 272 | 29 | 9 | Monday | 16 | 0 | 9.183 | 33.7862 | 66.8942 | 50.7246 | 21.286 | 0 | 0.7506 | 22.68 | 2.5113 | 184.7666 | 0 | 0 | 0 | 14.7476 | 0
6522 | 272 | 29 | 9 | Monday | 17 | 0 | 10.215 | 33.8692 | 59.5466 | 43.0931 | 26.607 | 0 | 0.8855 | 28.8 | 1.7429 | 177.2419 | 0 | 0 | 0 | 18.9845 | 0
6523 | 272 | 29 | 9 | Monday | 18 | 0.004 | 12.998 | 33.9303 | 65.4398 | 51.7393 | 37.25 | 0 | 1.1993 | 30.96 | 0.8358 | 197.3269 | 0 | 0 | 0 | 27.5409 | 0
6524 | 272 | 29 | 9 | Monday | 19 | 0.121 | 12.439 | 33.9348 | 70.7204 | 57.1787 | 37.25 | 0 | 1.1901 | 25.2 | 0.1722 | 201.6768 | 0 | 0 | 0 | 28.6961 | 0
6525 | 272 | 29 | 9 | Monday | 20 | 0.11 | 12.379 | 33.9365 | 75.2516 | 60.483 | 26.607 | 0 | 1.0405 | 25.2 | 0 | 209.2998 | 0 | 0 | 0 | 21.1116 | 0
6526 | 272 | 29 | 9 | Monday | 21 | 0.09 | 8.736 | 33.8856 | 69.495 | 55.4564 | 15.964 | 0 | 0.6915 | 25.2 | 0 | 194.1762 | 0 | 0 | 0 | 12.9141 | 0
6527 | 272 | 29 | 9 | Monday | 22 | 0.117 | 2.669 | 33.7305 | 49.7368 | 40.0199 | 10.643 | 0 | 0.2986 | 16.2 | 0 | 142.8726 | 0 | 0 | 0 | 8.7562 | 0
6528 | 272 | 29 | 9 | Monday | 23 | 0.15 | 0.12 | 33.7192 | 26.9226 | 24.6242 | 10.643 | 0 | 0.2218 | 16.2 | 0 | 101.8177 | 0 | 0 | 0 | 8.8606 | 0
6529 | 273 | 30 | 9 | Tuesday | 0 | 0.192 | 0 | 33.7595 | 17.5343 | 18.3373 | 5.321 | 0 | 0.085 | 14.4 | 0 | 84.1161 | 0 | 0 | 0 | 4.5725 | 0
6530 | 273 | 30 | 9 | Tuesday | 1 | 0.229 | 0 | 33.7714 | 14.6472 | 16.4006 | 5.321 | 0 | 0.086 | 11.88 | 0 | 76.7853 | 0 | 0 | 0 | 4.6281 | 0
6531 | 273 | 30 | 9 | Tuesday | 2 | 0.228 | 0 | 33.7714 | 11.7686 | 14.464 | 5.321 | 0 | 0.0863 | 11.88 | 0 | 71.9704 | 0 | 0 | 0 | 4.6438 | 0
6532 | 273 | 30 | 9 | Tuesday | 3 | 0.239 | 0 | 33.7714 | 11.7686 | 14.464 | 5.321 | 0 | 0.0868 | 11.88 | 0 | 71.9709 | 0 | 0 | 0 | 4.6714 | 0
6533 | 273 | 30 | 9 | Tuesday | 4 | 0.3 | 0 | 33.7714 | 13.0128 | 14.464 | 5.321 | 0 | 0.0882 | 11.88 | 0 | 73.2165 | 0 | 0 | 0 | 4.7499 | 0
6534 | 273 | 30 | 9 | Tuesday | 5 | 0.285 | 0 | 33.7714 | 22.6634 | 20.5805 | 5.321 | 0 | 0.0883 | 11.88 | 0 | 88.9836 | 0 | 0 | 0 | 4.751 | 0
6535 | 273 | 30 | 9 | Tuesday | 6 | 0.23 | 0 | 33.7273 | 44.2813 | 35.484 | 26.607 | 0 | 0.4256 | 15.12 | 0 | 129.0383 | 0 | 0 | 0 | 22.7933 | 0
6536 | 273 | 30 | 9 | Tuesday | 7 | 0.048 | 0 | 33.7182 | 61.1578 | 46.6998 | 37.25 | 0 | 0.6059 | 15.12 | 0 | 157.3017 | 0 | 0 | 0 | 32.2411 | 0
6537 | 273 | 30 | 9 | Tuesday | 8 | 0.006 | 0 | 33.7182 | 69.4046 | 52.1343 | 42.572 | 0 | 0.6691 | 18.72 | 0.4813 | 174.6463 | 0 | 0 | 0 | 37.6323 | 0
6538 | 273 | 30 | 9 | Tuesday | 9 | 0 | 0 | 33.7234 | 64.4807 | 52.8606 | 26.607 | 0 | 0.4458 | 18.72 | 4.3099 | 170.2305 | 0 | 0 | 0 | 23.8982 | 0
6539 | 273 | 30 | 9 | Tuesday | 10 | 0 | 1.609 | 33.8058 | 56.1183 | 51.878 | 10.643 | 0 | 0.2802 | 14.4 | 9.8742 | 158.2228 | 0 | 0 | 0 | 9.527 | 0
6540 | 273 | 30 | 9 | Tuesday | 11 | 0 | 8.145 | 33.9223 | 54.861 | 51.878 | 10.643 | 0 | 0.6548 | 18.36 | 18.1412 | 168.4848 | 0 | 0 | 0 | 8.8694 | 0
6541 | 273 | 30 | 9 | Tuesday | 12 | 0 | 12.81 | 33.9092 | 52.4505 | 51.1854 | 15.964 | 0 | 0.9776 | 18.36 | 24.2698 | 170.7369 | 0 | 0 | 0 | 11.402 | 0
6542 | 273 | 30 | 9 | Tuesday | 13 | 0 | 12.747 | 33.9129 | 53.8037 | 51.878 | 15.964 | 0 | 0.927 | 18.36 | 24.0866 | 172.6676 | 0 | 0 | 0 | 9.3699 | 0
6543 | 273 | 30 | 9 | Tuesday | 14 | 0 | 10.414 | 33.8727 | 53.9726 | 51.878 | 5.321 | 0 | 0.658 | 18.36 | 23.0693 | 170.0047 | 0 | 0 | 0 | 2.5548 | 0
6544 | 273 | 30 | 9 | Tuesday | 15 | 0 | 9.612 | 33.7741 | 54.2129 | 51.878 | 5.321 | 0 | 0.5908 | 18.36 | 21.427 | 169.2108 | 0 | 0 | 0 | 2.092 | 0
6545 | 273 | 30 | 9 | Tuesday | 16 | 0 | 9.038 | 33.7663 | 55.1335 | 50.7246 | 21.286 | 0 | 0.6327 | 22.68 | 16.3293 | 172.7115 | 0 | 0 | 0 | 7.5509 | 0
6546 | 273 | 30 | 9 | Tuesday | 17 | 0 | 9.797 | 33.8258 | 51.4012 | 43.0931 | 26.607 | 0 | 0.7033 | 28.8 | 8.0827 | 168.4188 | 0 | 0 | 0 | 10.2095 | 0
6547 | 273 | 30 | 9 | Tuesday | 18 | 0.003 | 13.244 | 33.9335 | 63.4349 | 51.7393 | 37.25 | 0 | 1.0043 | 30.96 | 2.2033 | 195.3963 | 0 | 0 | 0 | 16.1198 | 0
6548 | 273 | 30 | 9 | Tuesday | 19 | 0.167 | 12.467 | 33.9343 | 70.7203 | 57.1787 | 37.25 | 0 | 1.0012 | 25.2 | 0.395 | 201.5179 | 0 | 0 | 0 | 18.253 | 0
6549 | 273 | 30 | 9 | Tuesday | 20 | 0.213 | 12.161 | 33.9319 | 75.2516 | 60.483 | 26.607 | 0 | 0.9036 | 25.2 | 0 | 208.9223 | 0 | 0 | 0 | 14.2518 | 0
6550 | 273 | 30 | 9 | Tuesday | 21 | 0.215 | 8.39 | 33.8779 | 69.495 | 55.4564 | 15.964 | 0 | 0.603 | 25.2 | 0 | 193.7057 | 0 | 0 | 0 | 9.0625 | 0
6551 | 273 | 30 | 9 | Tuesday | 22 | 0.229 | 2.489 | 33.7274 | 49.7368 | 40.0199 | 10.643 | 0 | 0.2446 | 16.2 | 0 | 142.6208 | 0 | 0 | 0 | 6.2983 | 0
6552 | 273 | 30 | 9 | Tuesday | 23 | 0.262 | 0.098 | 33.7363 | 26.9226 | 24.6242 | 10.643 | 0 | 0.177 | 16.2 | 0 | 101.7662 | 0 | 0 | 0 | 6.4656 | 0
6553 | 274 | 1 | 10 | Wednesday | 0 | 0.315 | 0 | 33.7714 | 17.5343 | 18.3373 | 5.569 | 0 | 0.0649 | 14.4 | 0 | 84.1078 | 0 | 0 | 0 | 3.468 | 0
6554 | 274 | 1 | 10 | Wednesday | 1 | 0.356 | 0 | 33.7715 | 14.6472 | 16.4006 | 5.569 | 0 | 0.0663 | 11.88 | 0 | 76.7657 | 0 | 0 | 0 | 3.5451 | 0
6555 | 274 | 1 | 10 | Wednesday | 2 | 0.386 | 0 | 33.8078 | 11.7686 | 14.464 | 5.569 | 0 | 0.0675 | 11.88 | 0 | 71.9879 | 0 | 0 | 0 | 3.6119 | 0
6556 | 274 | 1 | 10 | Wednesday | 3 | 0.417 | 0 | 33.8484 | 11.7686 | 14.464 | 5.569 | 0 | 0.0687 | 11.88 | 0 | 72.0298 | 0 | 0 | 0 | 3.6783 | 0
6557 | 274 | 1 | 10 | Wednesday | 4 | 0.449 | 0 | 33.8602 | 13.0128 | 14.464 | 5.569 | 0 | 0.0699 | 11.88 | 0 | 73.2869 | 0 | 0 | 0 | 3.745 | 0
6558 | 274 | 1 | 10 | Wednesday | 5 | 0.464 | 0 | 33.8572 | 22.6634 | 20.5805 | 5.569 | 0 | 0.0708 | 11.88 | 0 | 89.052 | 0 | 0 | 0 | 3.7952 | 0
6559 | 274 | 1 | 10 | Wednesday | 6 | 0.428 | 0 | 33.7818 | 44.2813 | 35.484 | 27.845 | 0 | 0.3304 | 15.12 | 0 | 128.9975 | 0 | 0 | 0 | 17.5684 | 0
6560 | 274 | 1 | 10 | Wednesday | 7 | 0.166 | 0 | 33.7489 | 61.1565 | 46.6998 | 38.983 | 0 | 0.4818 | 15.12 | 0.2235 | 157.2071 | 0 | 0 | 0 | 25.4311 | 0
6561 | 274 | 1 | 10 | Wednesday | 8 | 0.02 | 0 | 33.7738 | 67.6258 | 52.1343 | 44.552 | 0 | 0.5811 | 18.72 | 2.2953 | 172.8351 | 0 | 0 | 0 | 30.5669 | 0
6562 | 274 | 1 | 10 | Wednesday | 9 | 0 | 0 | 33.7794 | 62.0116 | 52.8606 | 27.845 | 0 | 0.3734 | 18.72 | 6.6761 | 167.7449 | 0 | 0 | 0 | 19.9328 | 0
6563 | 274 | 1 | 10 | Wednesday | 10 | 0 | 1.559 | 33.8167 | 56.0222 | 51.878 | 11.138 | 0 | 0.2483 | 14.4 | 12.1458 | 158.0512 | 0 | 0 | 0 | 8.0405 | 0
6564 | 274 | 1 | 10 | Wednesday | 11 | 0 | 8.144 | 33.9225 | 54.8641 | 51.878 | 11.138 | 0 | 0.6217 | 18.36 | 19.0271 | 168.4544 | 0 | 0 | 0 | 7.5236 | 0
6565 | 274 | 1 | 10 | Wednesday | 12 | 0 | 12.981 | 33.9132 | 52.2699 | 51.1854 | 16.707 | 0 | 0.9578 | 18.36 | 26.4274 | 170.7261 | 0 | 0 | 0 | 9.5954 | 0
6566 | 274 | 1 | 10 | Wednesday | 13 | 0.542 | 13.038 | 33.9334 | 53.4032 | 51.878 | 16.707 | 0 | 0.9645 | 18.36 | 33.8289 | 172.6402 | 0 | 0 | 0 | 7.4896 | 0
6567 | 274 | 1 | 10 | Wednesday | 14 | 0 | 10.98 | 33.8852 | 53.9132 | 51.878 | 5.569 | 0 | 0.737 | 18.36 | 36.0803 | 170.6481 | 0 | 0 | 0 | 1.2075 | 0
6568 | 274 | 1 | 10 | Wednesday | 15 | 0 | 10.347 | 33.8448 | 54.6391 | 51.878 | 5.569 | 0 | 0.866 | 18.36 | 29.2216 | 170.7782 | 0 | 0 | 0 | 0.1797 | 0
6569 | 274 | 1 | 10 | Wednesday | 16 | 0 | 9.912 | 33.7967 | 55.3001 | 50.7246 | 22.276 | 0 | 0.9135 | 22.68 | 18.3238 | 174.1353 | 0 | 0 | 0 | 0.3216 | 0
6570 | 274 | 1 | 10 | Wednesday | 17 | 0 | 10.387 | 33.8646 | 48.8568 | 43.0931 | 27.845 | 0 | 0.5911 | 28.8 | 9.2396 | 166.4389 | 0 | 0 | 0 | 2.3389 | 0
6571 | 274 | 1 | 10 | Wednesday | 18 | 0 | 13.714 | 33.9408 | 60.8485 | 51.7393 | 38.983 | 0 | 0.8455 | 30.96 | 3.3892 | 193.1666 | 0 | 0 | 0 | 6.0107 | 0
6572 | 274 | 1 | 10 | Wednesday | 19 | 0 | 13.156 | 33.9457 | 70.7204 | 57.1787 | 38.983 | 0 | 0.8688 | 25.2 | 0.6669 | 202.142 | 0 | 0 | 0 | 8.9564 | 0
6573 | 274 | 1 | 10 | Wednesday | 20 | 0 | 12.889 | 33.9442 | 75.2516 | 60.483 | 27.845 | 0 | 0.8302 | 25.2 | 0 | 209.649 | 0 | 0 | 0 | 8.0723 | 0
6574 | 274 | 1 | 10 | Wednesday | 21 | 0.017 | 9.101 | 33.8909 | 69.495 | 55.4564 | 16.707 | 0 | 0.5755 | 25.2 | 0 | 194.4606 | 0 | 0 | 0 | 5.494 | 0
6575 | 274 | 1 | 10 | Wednesday | 22 | 0.032 | 2.811 | 33.7325 | 49.7368 | 40.0199 | 11.138 | 0 | 0.218 | 16.2 | 0 | 142.9475 | 0 | 0 | 0 | 3.9387 | 0
6576 | 274 | 1 | 10 | Wednesday | 23 | 0.052 | 0.133 | 33.7188 | 26.9226 | 24.6242 | 11.138 | 0 | 0.1367 | 16.2 | 0 | 101.746 | 0 | 0 | 0 | 4.1596 | 0
6577 | 275 | 2 | 10 | Thursday | 0 | 0.096 | 0 | 33.7602 | 17.5343 | 18.3373 | 5.569 | 0 | 0.0422 | 14.4 | 0 | 84.0739 | 0 | 0 | 0 | 2.2243 | 0
6578 | 275 | 2 | 10 | Thursday | 1 | 0.188 | 0 | 33.7714 | 14.6472 | 16.4006 | 5.569 | 0 | 0.0448 | 11.88 | 0 | 76.744 | 0 | 0 | 0 | 2.3661 | 0
6579 | 275 | 2 | 10 | Thursday | 2 | 0.239 | 0 | 33.7714 | 11.7686 | 14.464 | 5.569 | 0 | 0.0466 | 11.88 | 0 | 71.9306 | 0 | 0 | 0 | 2.466 | 0
6580 | 275 | 2 | 10 | Thursday | 3 | 0.298 | 0 | 33.7714 | 11.7686 | 14.464 | 5.569 | 0 | 0.0485 | 11.88 | 0 | 71.9326 | 0 | 0 | 0 | 2.5737 | 0
6581 | 275 | 2 | 10 | Thursday | 4 | 0.304 | 0 | 33.772 | 13.0128 | 14.464 | 5.569 | 0 | 0.0495 | 11.88 | 0 | 73.1783 | 0 | 0 | 0 | 2.627 | 0
6582 | 275 | 2 | 10 | Thursday | 5 | 0.298 | 0 | 33.7715 | 22.6634 | 20.5805 | 5.569 | 0 | 0.0503 | 11.88 | 0 | 88.9457 | 0 | 0 | 0 | 2.6681 | 0
6583 | 275 | 2 | 10 | Thursday | 6 | 0.25 | 0 | 33.7329 | 44.2813 | 35.484 | 27.845 | 0 | 0.2426 | 15.12 | 0 | 128.8609 | 0 | 0 | 0 | 12.7611 | 0
6584 | 275 | 2 | 10 | Thursday | 7 | 0.034 | 0 | 33.7182 | 61.1578 | 46.6998 | 38.983 | 0 | 0.3694 | 15.12 | 0.1563 | 157.0653 | 0 | 0 | 0 | 19.2747 | 0
6585 | 275 | 2 | 10 | Thursday | 8 | 0 | 0 | 33.7182 | 68.7723 | 52.1343 | 44.552 | 0 | 0.4661 | 18.72 | 1.7232 | 173.811 | 0 | 0 | 0 | 24.2615 | 0
6586 | 275 | 2 | 10 | Thursday | 9 | 0 | 0 | 33.7244 | 65.103 | 52.8606 | 27.845 | 0 | 0.3072 | 18.72 | 5.6991 | 170.7151 | 0 | 0 | 0 | 16.3038 | 0
6587 | 275 | 2 | 10 | Thursday | 10 | 0 | 1.975 | 33.834 | 58.2008 | 51.878 | 11.138 | 0 | 0.2273 | 14.4 | 9.1499 | 160.6759 | 0 | 0 | 0 | 6.7536 | 0
6588 | 275 | 2 | 10 | Thursday | 11 | 0 | 9.788 | 33.9168 | 56.1489 | 51.878 | 11.138 | 0 | 0.6458 | 18.36 | 12.4138 | 171.5361 | 0 | 0 | 0 | 6.8587 | 0
6589 | 275 | 2 | 10 | Thursday | 12 | 0 | 13.654 | 33.9263 | 53.41 | 51.1854 | 16.707 | 0 | 0.9414 | 18.36 | 18.1963 | 172.5909 | 0 | 0 | 0 | 9.9583 | 0
6590 | 275 | 2 | 10 | Thursday | 13 | 0 | 13.63 | 33.9369 | 54.6312 | 51.878 | 16.707 | 0 | 0.9397 | 18.36 | 20.9497 | 174.4876 | 0 | 0 | 0 | 9.0356 | 0
6591 | 275 | 2 | 10 | Thursday | 14 | 0 | 11.169 | 33.889 | 54.6933 | 51.878 | 5.569 | 0 | 0.6804 | 18.36 | 20.2175 | 171.5808 | 0 | 0 | 0 | 2.6327 | 0
6592 | 275 | 2 | 10 | Thursday | 15 | 0 | 10.038 | 33.8101 | 55.0353 | 51.878 | 5.569 | 0 | 0.5843 | 18.36 | 15.85 | 170.5241 | 0 | 0 | 0 | 2.381 | 0
6593 | 275 | 2 | 10 | Thursday | 16 | 0 | 9.588 | 33.7881 | 56.8429 | 50.7246 | 22.276 | 0 | 0.6813 | 22.68 | 9.3969 | 175.0865 | 0 | 0 | 0 | 9.7672 | 0
6594 | 275 | 2 | 10 | Thursday | 17 | 0 | 10.85 | 33.8834 | 52.7141 | 43.0931 | 27.845 | 0 | 0.8133 | 28.8 | 4.932 | 171.0383 | 0 | 0 | 0 | 13.1633 | 0
6595 | 275 | 2 | 10 | Thursday | 18 | 0 | 13.784 | 33.9419 | 63.6405 | 51.7393 | 38.983 | 0 | 1.106 | 30.96 | 1.9049 | 196.2959 | 0 | 0 | 0 | 20.0911 | 0
6596 | 275 | 2 | 10 | Thursday | 19 | 0.004 | 13.144 | 33.9451 | 70.7204 | 57.1787 | 38.983 | 0 | 1.1041 | 25.2 | 0.3104 | 202.3644 | 0 | 0 | 0 | 21.891 | 0
6597 | 275 | 2 | 10 | Thursday | 20 | 0.019 | 12.954 | 33.945 | 75.2516 | 60.483 | 27.845 | 0 | 0.9906 | 25.2 | 0 | 209.8804 | 0 | 0 | 0 | 16.6744 | 0
6598 | 275 | 2 | 10 | Thursday | 21 | 0.037 | 9.165 | 33.8917 | 69.495 | 55.4564 | 16.707 | 0 | 0.6687 | 25.2 | 0 | 194.6235 | 0 | 0 | 0 | 10.4167 | 0
6599 | 275 | 2 | 10 | Thursday | 22 | 0.03 | 2.875 | 33.732 | 49.7368 | 40.0199 | 11.138 | 0 | 0.279 | 16.2 | 0 | 143.077 | 0 | 0 | 0 | 7.1061 | 0
6600 | 275 | 2 | 10 | Thursday | 23 | 0.039 | 0.159 | 33.7182 | 26.9226 | 24.6242 | 11.138 | 0 | 0.1941 | 16.2 | 0 | 101.8308 | 0 | 0 | 0 | 7.2368 | 0
6601 | 276 | 3 | 10 | Friday | 0 | 0.058 | 0 | 33.7182 | 17.5343 | 18.3373 | 5.569 | 0 | 0.0691 | 14.4 | 0 | 84.0589 | 0 | 0 | 0 | 3.7011 | 0
6602 | 276 | 3 | 10 | Friday | 1 | 0.048 | 0 | 33.7191 | 14.6472 | 16.4006 | 5.569 | 0 | 0.0695 | 11.88 | 0 | 76.7164 | 0 | 0 | 0 | 3.7222 | 0
6603 | 276 | 3 | 10 | Friday | 2 | 0.068 | 0 | 33.734 | 11.7686 | 14.464 | 5.569 | 0 | 0.0704 | 11.88 | 0 | 71.9171 | 0 | 0 | 0 | 3.772 | 0
6604 | 276 | 3 | 10 | Friday | 3 | 0.055 | 0 | 33.736 | 11.7686 | 14.464 | 5.569 | 0 | 0.0707 | 11.88 | 0 | 71.9193 | 0 | 0 | 0 | 3.7879 | 0
6605 | 276 | 3 | 10 | Friday | 4 | 0.003 | 0 | 33.7186 | 13.0128 | 14.464 | 5.569 | 0 | 0.0703 | 11.88 | 0 | 73.1456 | 0 | 0 | 0 | 3.765 | 0
6606 | 276 | 3 | 10 | Friday | 5 | 0 | 0 | 33.7182 | 22.6634 | 20.5805 | 5.569 | 0 | 0.0707 | 11.88 | 0 | 88.9129 | 0 | 0 | 0 | 3.7908 | 0
6607 | 276 | 3 | 10 | Friday | 6 | 0 | 0 | 33.7182 | 44.2813 | 35.484 | 27.845 | 0 | 0.3629 | 15.12 | 0 | 128.9664 | 0 | 0 | 0 | 19.3567 | 0
6608 | 276 | 3 | 10 | Friday | 7 | 0 | 0 | 33.7182 | 61.1578 | 46.6998 | 38.983 | 0 | 0.5313 | 15.12 | 0 | 157.2271 | 0 | 0 | 0 | 28.1498 | 0
6609 | 276 | 3 | 10 | Friday | 8 | 0 | 0 | 33.7198 | 69.2053 | 52.1343 | 44.552 | 0 | 0.6356 | 18.72 | 0.4575 | 174.4151 | 0 | 0 | 0 | 33.5567 | 0
6610 | 276 | 3 | 10 | Friday | 9 | 0 | 0.266 | 33.7696 | 62.5259 | 52.8606 | 27.845 | 0 | 0.4186 | 18.72 | 3.8544 | 168.5822 | 0 | 0 | 0 | 21.6698 | 0
6611 | 276 | 3 | 10 | Friday | 10 | 0 | 7.355 | 33.934 | 55.5832 | 51.878 | 11.138 | 0 | 0.5592 | 14.4 | 8.6146 | 164.3087 | 0 | 0 | 0 | 8.7194 | 0
6612 | 276 | 3 | 10 | Friday | 11 | 0 | 14.327 | 33.9436 | 54.808 | 51.878 | 11.138 | 0 | 0.9336 | 18.36 | 11.2191 | 175.4182 | 0 | 0 | 0 | 8.4637 | 0
6613 | 276 | 3 | 10 | Friday | 12 | 0 | 17.597 | 34 | 53.6756 | 51.1854 | 16.707 | 0 | 1.1772 | 18.36 | 9.9308 | 177.4309 | 0 | 0 | 0 | 12.3577 | 0
6614 | 276 | 3 | 10 | Friday | 13 | 0 | 18.631 | 34.0151 | 55.5175 | 51.878 | 16.707 | 0 | 1.2307 | 18.36 | 8.6493 | 181.3329 | 0 | 0 | 0 | 12.288 | 0
6615 | 276 | 3 | 10 | Friday | 14 | 0 | 17.916 | 34.0023 | 55.6179 | 51.878 | 5.569 | 0 | 1.0408 | 18.36 | 8.5156 | 180.6162 | 0 | 0 | 0 | 4.0643 | 0
6616 | 276 | 3 | 10 | Friday | 15 | 0 | 17.805 | 33.9947 | 55.7858 | 51.878 | 5.569 | 0 | 1.0319 | 18.36 | 7.1506 | 180.8199 | 0 | 0 | 0 | 4.0319 | 0
6617 | 276 | 3 | 10 | Friday | 16 | 0 | 19.452 | 34.0245 | 57.6404 | 50.7246 | 22.276 | 0 | 1.3538 | 22.68 | 4.7497 | 188.2042 | 0 | 0 | 0 | 16.3225 | 0
6618 | 276 | 3 | 10 | Friday | 17 | 0 | 20.648 | 34.036 | 55.9557 | 43.0931 | 27.845 | 0 | 1.5085 | 28.8 | 2.6042 | 186.5136 | 0 | 0 | 0 | 20.9179 | 0
6619 | 276 | 3 | 10 | Friday | 18 | 0 | 24.158 | 34.0283 | 65.1818 | 51.7393 | 38.983 | 0 | 1.8776 | 30.96 | 0.8998 | 210.4754 | 0 | 0 | 0 | 30.1839 | 0
6620 | 276 | 3 | 10 | Friday | 19 | 0 | 19.57 | 33.9649 | 70.7204 | 57.1787 | 38.983 | 0 | 1.6313 | 25.2 | 0.1205 | 210.0522 | 0 | 0 | 0 | 31.1564 | 0
6621 | 276 | 3 | 10 | Friday | 20 | 0 | 17.827 | 33.942 | 75.2516 | 60.483 | 27.845 | 0 | 1.3699 | 25.2 | 0 | 215.5281 | 0 | 0 | 0 | 22.8085 | 0
6622 | 276 | 3 | 10 | Friday | 21 | 0 | 11.474 | 33.8337 | 69.495 | 55.4564 | 16.707 | 0 | 0.8556 | 25.2 | 0 | 197.2498 | 0 | 0 | 0 | 13.8941 | 0
6623 | 276 | 3 | 10 | Friday | 22 | 0.001 | 3.323 | 33.7248 | 49.7368 | 40.0199 | 11.138 | 0 | 0.343 | 16.2 | 0 | 143.6179 | 0 | 0 | 0 | 9.3477 | 0
6624 | 276 | 3 | 10 | Friday | 23 | 0.038 | 0.204 | 33.7182 | 26.9226 | 24.6242 | 11.138 | 0 | 0.1858 | 16.2 | 0 | 101.8714 | 0 | 0 | 0 | 9.4507 | 0
6625 | 277 | 4 | 10 | Saturday | 0 | 0.062 | 0 | 33.7535 | 18.3332 | 19.1419 | 5.569 | 0 | 0.089 | 15.84 | 0 | 87.158 | 0 | 0 | 0 | 4.7921 | 0
6626 | 277 | 4 | 10 | Saturday | 1 | 0.076 | 0 | 33.7714 | 17.5283 | 18.3373 | 5.569 | 0 | 0.0895 | 12.6 | 0 | 82.3265 | 0 | 0 | 0 | 4.8227 | 0
6627 | 277 | 4 | 10 | Saturday | 2 | 0.077 | 0 | 33.7714 | 11.771 | 14.464 | 5.569 | 0 | 0.0899 | 12.6 | 0 | 72.6963 | 0 | 0 | 0 | 4.84 | 0
6628 | 277 | 4 | 10 | Saturday | 3 | 0.138 | 0 | 33.7714 | 11.771 | 14.464 | 5.569 | 0 | 0.0913 | 12.6 | 0 | 72.6977 | 0 | 0 | 0 | 4.9159 | 0
6629 | 277 | 4 | 10 | Saturday | 4 | 0.235 | 0 | 33.7714 | 11.771 | 14.464 | 5.569 | 0 | 0.0933 | 12.6 | 0 | 72.6998 | 0 | 0 | 0 | 5.0283 | 0
6630 | 277 | 4 | 10 | Saturday | 5 | 0.251 | 0 | 33.7714 | 13.0152 | 14.464 | 5.569 | 0 | 0.0939 | 12.6 | 0 | 73.9445 | 0 | 0 | 0 | 5.0597 | 0
6631 | 277 | 4 | 10 | Saturday | 6 | 0.271 | 0 | 33.7714 | 30.2702 | 24.9086 | 27.845 | 0 | 0.4574 | 14.4 | 0 | 103.8077 | 0 | 0 | 0 | 24.5349 | 0
6632 | 277 | 4 | 10 | Saturday | 7 | 0.239 | 0 | 33.7661 | 33.0661 | 26.405 | 38.983 | 0 | 0.6523 | 11.52 | 0.2065 | 105.4094 | 0 | 0 | 0 | 34.7753 | 0
6633 | 277 | 4 | 10 | Saturday | 8 | 0.177 | 0 | 33.719 | 44.6664 | 37.4339 | 44.552 | 0 | 0.6692 | 16.2 | 1.9499 | 132.6886 | 0 | 0 | 0 | 40.4774 | 0
6634 | 277 | 4 | 10 | Saturday | 9 | 0.079 | 0 | 33.7182 | 38.8867 | 37.9057 | 27.845 | 0 | 0.4784 | 16.2 | 5.5943 | 127.189 | 0 | 0 | 0 | 25.5827 | 0
6635 | 277 | 4 | 10 | Saturday | 10 | 0.056 | 1.372 | 33.7858 | 32.4094 | 37.2508 | 11.138 | 0 | 0.2729 | 15.12 | 8.5919 | 120.3223 | 0 | 0 | 0 | 10.2124 | 0
6636 | 277 | 4 | 10 | Saturday | 11 | 0.052 | 3.959 | 33.8995 | 29.3878 | 35.3135 | 11.138 | 0 | 0.4086 | 21.6 | 10.7452 | 124.8904 | 0 | 0 | 0 | 9.9776 | 0
6637 | 277 | 4 | 10 | Saturday | 12 | 0.04 | 8.353 | 33.9036 | 26.3721 | 34.2247 | 16.707 | 0 | 0.7349 | 23.4 | 13.8807 | 127.6689 | 0 | 0 | 0 | 14.3432 | 0
6638 | 277 | 4 | 10 | Saturday | 13 | 0.048 | 9.168 | 33.8048 | 25.9386 | 33.0722 | 16.707 | 0 | 0.7734 | 23.4 | 17.1094 | 126.9046 | 0 | 0 | 0 | 13.5015 | 0
6639 | 277 | 4 | 10 | Saturday | 14 | 0.031 | 8.656 | 33.7509 | 24.5036 | 33.0722 | 5.569 | 0 | 0.5949 | 23.4 | 21.0837 | 124.6831 | 0 | 0 | 0 | 4.0587 | 0
6640 | 277 | 4 | 10 | Saturday | 15 | 0.014 | 8.344 | 33.7244 | 25.0168 | 33.0722 | 5.569 | 0 | 0.5779 | 23.4 | 22.6479 | 124.8153 | 0 | 0 | 0 | 3.4134 | 0
6641 | 277 | 4 | 10 | Saturday | 16 | 0.007 | 8.332 | 33.7243 | 26.0467 | 33.0722 | 22.276 | 0 | 0.708 | 23.4 | 18.6558 | 125.9623 | 0 | 0 | 0 | 11.4816 | 0
6642 | 277 | 4 | 10 | Saturday | 17 | 0.029 | 8.712 | 33.8111 | 26.1201 | 32.9581 | 27.845 | 0 | 0.7224 | 27 | 9.4723 | 130.0338 | 0 | 0 | 0 | 13.7366 | 0
6643 | 277 | 4 | 10 | Saturday | 18 | 0.033 | 11.373 | 33.9183 | 53.2459 | 46.5147 | 38.983 | 0 | 0.9867 | 28.8 | 2.2547 | 175.7664 | 0 | 0 | 0 | 20.6906 | 0
6644 | 277 | 4 | 10 | Saturday | 19 | 0.058 | 13.066 | 33.9569 | 61.3403 | 50.3878 | 38.983 | 0 | 1.1104 | 28.8 | 0.3912 | 189.7268 | 0 | 0 | 0 | 22.4655 | 0
6645 | 277 | 4 | 10 | Saturday | 20 | 0.071 | 11.168 | 33.9217 | 61.3343 | 50.3878 | 27.845 | 0 | 0.9017 | 27 | 0 | 185.624 | 0 | 0 | 0 | 17.0722 | 0
6646 | 277 | 4 | 10 | Saturday | 21 | 0.078 | 10.191 | 33.9095 | 61.3343 | 50.3878 | 16.707 | 0 | 0.7275 | 27 | 0 | 184.3814 | 0 | 0 | 0 | 10.6547 | 0
6647 | 277 | 4 | 10 | Saturday | 22 | 0.167 | 3.68 | 33.7365 | 49.2003 | 40.077 | 11.138 | 0 | 0.3251 | 19.8 | 0 | 147.1187 | 0 | 0 | 0 | 7.3695 | 0
6648 | 277 | 4 | 10 | Saturday | 23 | 0.288 | 0.389 | 33.7409 | 28.1779 | 24.6242 | 11.138 | 0 | 0.1617 | 19.8 | 0 | 106.925 | 0 | 0 | 0 | 7.6101 | 0
6649 | 278 | 5 | 10 | Sunday | 0 | 0.442 | 0.002 | 33.8002 | 24.1043 | 23.0149 | 5.569 | 0 | 0.0773 | 19.8 | 0 | 100.799 | 0 | 0 | 0 | 4.1462 | 0
6650 | 278 | 5 | 10 | Sunday | 1 | 0.491 | 0 | 33.8104 | 23.3102 | 22.2101 | 5.569 | 0 | 0.0787 | 19.8 | 0 | 99.2095 | 0 | 0 | 0 | 4.2257 | 0
6651 | 278 | 5 | 10 | Sunday | 2 | 0.508 | 0 | 33.8843 | 17.5379 | 18.3373 | 5.569 | 0 | 0.0795 | 15.48 | 0 | 85.319 | 0 | 0 | 0 | 4.2717 | 0
6652 | 278 | 5 | 10 | Sunday | 3 | 0.529 | 0 | 33.9015 | 17.5379 | 18.3373 | 5.569 | 0 | 0.0804 | 15.48 | 0 | 85.3371 | 0 | 0 | 0 | 4.3212 | 0
6653 | 278 | 5 | 10 | Sunday | 4 | 0.556 | 0 | 33.9044 | 17.5379 | 18.3373 | 5.569 | 0 | 0.0815 | 15.48 | 0 | 85.341 | 0 | 0 | 0 | 4.3764 | 0
6654 | 278 | 5 | 10 | Sunday | 5 | 0.563 | 0 | 33.911 | 18.7817 | 18.3373 | 5.569 | 0 | 0.0821 | 15.48 | 0 | 86.5921 | 0 | 0 | 0 | 4.4112 | 0
6655 | 278 | 5 | 10 | Sunday | 6 | 1.412 | 0 | 33.8903 | 26.931 | 24.6242 | 27.845 | 0 | 0.3946 | 18.72 | 0 | 104.56 | 0 | 0 | 0 | 21.0432 | 0
6656 | 278 | 5 | 10 | Sunday | 7 | 1.493 | 0 | 33.8485 | 34.2491 | 29.9942 | 38.983 | 0 | 0.5664 | 18.72 | 0.1829 | 117.3782 | 0 | 0 | 0 | 29.9995 | 0
6657 | 278 | 5 | 10 | Sunday | 8 | 1.178 | 0 | 33.8294 | 36.9729 | 33.2132 | 44.552 | 0 | 0.6642 | 23.4 | 1.7368 | 128.0797 | 0 | 0 | 0 | 35.1086 | 0
6658 | 278 | 5 | 10 | Sunday | 9 | 1.123 | 0 | 33.8168 | 27.8772 | 29.3396 | 27.845 | 0 | 0.4302 | 23.4 | 4.8985 | 114.8638 | 0 | 0 | 0 | 23.0085 | 0
6659 | 278 | 5 | 10 | Sunday | 10 | 1.054 | 0 | 33.745 | 27.8254 | 32.5586 | 11.138 | 0 | 0.1849 | 19.08 | 6.9824 | 113.3939 | 0 | 0 | 0 | 9.9457 | 0
6660 | 278 | 5 | 10 | Sunday | 11 | 0.943 | 0 | 33.7384 | 27.1867 | 32.5586 | 11.138 | 0 | 0.1842 | 21.6 | 6.6059 | 115.2679 | 0 | 0 | 0 | 9.913 | 0
6661 | 278 | 5 | 10 | Sunday | 12 | 0.551 | 0 | 33.7417 | 26.4375 | 33.0367 | 16.707 | 0 | 0.2631 | 19.08 | 6.2374 | 112.5591 | 0 | 0 | 0 | 14.1463 | 0
6662 | 278 | 5 | 10 | Sunday | 13 | 0.425 | 0 | 33.8645 | 21.3748 | 29.1634 | 16.707 | 0 | 0.2637 | 18.36 | 7.2911 | 103.0264 | 0 | 0 | 0 | 14.1805 | 0
6663 | 278 | 5 | 10 | Sunday | 14 | 0.402 | 0 | 33.8679 | 20.8065 | 29.1634 | 5.569 | 0 | 0.0942 | 18 | 8.6721 | 101.9319 | 0 | 0 | 0 | 5.0197 | 0
6664 | 278 | 5 | 10 | Sunday | 15 | 0.357 | 0 | 33.8588 | 21.2909 | 29.1634 | 5.569 | 0 | 0.1007 | 15.84 | 9.3843 | 100.2538 | 0 | 0 | 0 | 4.9593 | 0
6665 | 278 | 5 | 10 | Sunday | 16 | 0.297 | 0 | 33.845 | 20.4119 | 27.5539 | 22.276 | 0 | 0.3604 | 23.04 | 9.7183 | 105.2113 | 0 | 0 | 0 | 18.4289 | 0
6666 | 278 | 5 | 10 | Sunday | 17 | 0.349 | 0 | 33.8009 | 20.671 | 26.399 | 27.845 | 0 | 0.4332 | 22.32 | 6.592 | 103.624 | 0 | 0 | 0 | 22.9107 | 0
6667 | 278 | 5 | 10 | Sunday | 18 | 0.376 | 0 | 33.842 | 42.4229 | 38.0184 | 38.983 | 0 | 0.6133 | 23.4 | 2.169 | 138.2966 | 0 | 0 | 0 | 32.6319 | 0
6668 | 278 | 5 | 10 | Sunday | 19 | 0.425 | 0 | 34.013 | 55.5005 | 45.7644 | 38.983 | 0 | 0.6289 | 22.68 | 0.3703 | 158.5868 | 0 | 0 | 0 | 33.4848 | 0
6669 | 278 | 5 | 10 | Sunday | 20 | 0.504 | 0.969 | 34.0044 | 60.0165 | 49.6381 | 27.845 | 0 | 0.5073 | 22.68 | 0 | 167.8941 | 0 | 0 | 0 | 24.5755 | 0
6670 | 278 | 5 | 10 | Sunday | 21 | 0.563 | 0.514 | 33.9216 | 48.5011 | 41.8913 | 16.707 | 0 | 0.3079 | 22.68 | 0 | 147.8579 | 0 | 0 | 0 | 15.1783 | 0
6671 | 278 | 5 | 10 | Sunday | 22 | 0.643 | 0.214 | 33.76 | 40.3665 | 35.5897 | 11.138 | 0 | 0.2048 | 14.4 | 0 | 124.5522 | 0 | 0 | 0 | 10.4565 | 0
6672 | 278 | 5 | 10 | Sunday | 23 | 0.663 | 0.008 | 33.8443 | 25.6748 | 24.6242 | 11.138 | 0 | 0.1958 | 14.4 | 0 | 98.748 | 0 | 0 | 0 | 10.5306 | 0
6673 | 279 | 6 | 10 | Monday | 0 | 0.678 | 0 | 33.8939 | 17.5343 | 18.3373 | 5.569 | 0 | 0.1044 | 14.4 | 0 | 84.2699 | 0 | 0 | 0 | 5.6309 | 0
6674 | 279 | 6 | 10 | Monday | 1 | 0.755 | 0 | 33.9032 | 14.6472 | 16.4006 | 5.569 | 0 | 0.106 | 11.88 | 0 | 76.9371 | 0 | 0 | 0 | 5.722 | 0
6675 | 279 | 6 | 10 | Monday | 2 | 0.815 | 0 | 33.9122 | 11.7686 | 14.464 | 5.569 | 0 | 0.1074 | 11.88 | 0 | 72.1322 | 0 | 0 | 0 | 5.7955 | 0
6676 | 279 | 6 | 10 | Monday | 3 | 0.813 | 0 | 33.926 | 11.7686 | 14.464 | 5.569 | 0 | 0.1076 | 11.88 | 0 | 72.1462 | 0 | 0 | 0 | 5.8055 | 0
6677 | 279 | 6 | 10 | Monday | 4 | 0.808 | 0 | 33.9414 | 13.0128 | 14.464 | 5.569 | 0 | 0.1077 | 11.88 | 0 | 73.4059 | 0 | 0 | 0 | 5.8138 | 0
6678 | 279 | 6 | 10 | Monday | 5 | 1.464 | 0 | 33.9345 | 22.6634 | 20.5805 | 5.569 | 0 | 0.1201 | 11.88 | 0 | 89.1785 | 0 | 0 | 0 | 6.4823 | 0
6679 | 279 | 6 | 10 | Monday | 6 | 1.418 | 0 | 33.8358 | 44.2813 | 35.484 | 27.845 | 0 | 0.4977 | 15.12 | 0 | 129.2188 | 0 | 0 | 0 | 26.6877 | 0
6680 | 279 | 6 | 10 | Monday | 7 | 0.961 | 0 | 33.8127 | 61.1433 | 46.6998 | 38.983 | 0 | 0.6645 | 15.12 | 0.1737 | 157.4404 | 0 | 0 | 0 | 36.8298 | 0
6681 | 279 | 6 | 10 | Monday | 8 | 0.526 | 0 | 33.8144 | 66.7839 | 52.1343 | 44.552 | 0 | 0.672 | 18.72 | 2.8567 | 172.1246 | 0 | 0 | 0 | 42.2074 | 0
6682 | 279 | 6 | 10 | Monday | 9 | 0.073 | 0 | 33.8161 | 60.6783 | 52.8606 | 27.845 | 0 | 0.5272 | 18.72 | 12.1753 | 166.6021 | 0 | 0 | 0 | 25.4413 | 0
6683 | 279 | 6 | 10 | Monday | 10 | 0.002 | 0.708 | 33.8969 | 55.9234 | 51.878 | 11.138 | 0 | 0.3087 | 14.4 | 22.1456 | 157.1729 | 0 | 0 | 0 | 8.8845 | 0
6684 | 279 | 6 | 10 | Monday | 11 | 0 | 6.608 | 33.975 | 54.9994 | 51.878 | 11.138 | 0 | 0.596 | 18.36 | 27.4166 | 166.9552 | 0 | 0 | 0 | 7.0667 | 0
6685 | 279 | 6 | 10 | Monday | 12 | 0 | 12.258 | 33.9041 | 53.1607 | 51.1854 | 16.707 | 0 | 0.9097 | 18.36 | 30.0486 | 170.7771 | 0 | 0 | 0 | 7.8908 | 0
6686 | 279 | 6 | 10 | Monday | 13 | 0 | 12.341 | 33.9007 | 56.6235 | 51.878 | 16.707 | 0 | 0.8627 | 18.36 | 31.4019 | 174.9726 | 0 | 0 | 0 | 5.3088 | 0
6687 | 279 | 6 | 10 | Monday | 14 | 0 | 9.852 | 33.815 | 55.2002 | 51.878 | 5.569 | 0 | 0.6035 | 18.36 | 26.5139 | 170.5119 | 0 | 0 | 0 | 1.0938 | 0
6688 | 279 | 6 | 10 | Monday | 15 | 0 | 9.082 | 33.7421 | 55.1825 | 51.878 | 5.569 | 0 | 0.5137 | 18.36 | 20.8678 | 169.4985 | 0 | 0 | 0 | 0.7475 | 0
6689 | 279 | 6 | 10 | Monday | 16 | 0 | 8.494 | 33.722 | 56.8648 | 50.7246 | 22.276 | 0 | 0.5054 | 22.68 | 13.8001 | 173.6836 | 0 | 0 | 0 | 3.261 | 0
6690 | 279 | 6 | 10 | Monday | 17 | 0 | 9.347 | 33.8299 | 52.3408 | 43.0931 | 27.845 | 0 | 0.5928 | 28.8 | 6.1249 | 168.7655 | 0 | 0 | 0 | 5.4646 | 0
6691 | 279 | 6 | 10 | Monday | 18 | 0.136 | 12.436 | 33.9206 | 63.7819 | 51.7393 | 38.983 | 0 | 0.8528 | 30.96 | 1.9484 | 194.705 | 0 | 0 | 0 | 10.2071 | 0
6692 | 279 | 6 | 10 | Monday | 19 | 0.286 | 11.774 | 33.9233 | 70.7204 | 57.1787 | 38.983 | 0 | 0.8675 | 25.2 | 0.3536 | 200.6243 | 0 | 0 | 0 | 12.9711 | 0
6693 | 279 | 6 | 10 | Monday | 20 | 0.25 | 11.621 | 33.9233 | 75.2516 | 60.483 | 27.845 | 0 | 0.8116 | 25.2 | 0 | 208.2377 | 0 | 0 | 0 | 10.7977 | 0
6694 | 279 | 6 | 10 | Monday | 21 | 0.265 | 7.921 | 33.8709 | 69.495 | 55.4564 | 16.707 | 0 | 0.5435 | 25.2 | 0 | 193.1321 | 0 | 0 | 0 | 7.1554 | 0
6695 | 279 | 6 | 10 | Monday | 22 | 0.324 | 2.232 | 33.7296 | 49.7368 | 40.0199 | 11.138 | 0 | 0.2104 | 16.2 | 0 | 142.3105 | 0 | 0 | 0 | 5.1446 | 0
6696 | 279 | 6 | 10 | Monday | 23 | 0.489 | 0.057 | 33.8139 | 26.9226 | 24.6242 | 11.138 | 0 | 0.1571 | 16.2 | 0 | 101.779 | 0 | 0 | 0 | 5.4879 | 0
6697 | 280 | 7 | 10 | Tuesday | 0 | 0.671 | 0 | 33.9034 | 17.5343 | 18.3373 | 5.569 | 0 | 0.0606 | 14.4 | 0 | 84.2356 | 0 | 0 | 0 | 3.2357 | 0
6698 | 280 | 7 | 10 | Tuesday | 1 | 0.983 | 0 | 33.9086 | 14.6472 | 16.4006 | 5.569 | 0 | 0.0672 | 11.88 | 0 | 76.9037 | 0 | 0 | 0 | 3.5928 | 0
6699 | 280 | 7 | 10 | Tuesday | 2 | 3.667 | 0 | 33.8478 | 11.7686 | 14.464 | 5.569 | 0 | 0.1177 | 11.88 | 0 | 72.0781 | 0 | 0 | 0 | 6.3197 | 0
6700 | 280 | 7 | 10 | Tuesday | 3 | 4.873 | 0 | 33.8198 | 11.7686 | 14.464 | 5.569 | 0 | 0.1409 | 11.88 | 0 | 72.0734 | 0 | 0 | 0 | 7.5689 | 0
6701 | 280 | 7 | 10 | Tuesday | 4 | 5.007 | 0 | 33.8301 | 13.0128 | 14.464 | 5.569 | 0 | 0.1441 | 11.88 | 0 | 73.3311 | 0 | 0 | 0 | 7.7451 | 0
6702 | 280 | 7 | 10 | Tuesday | 5 | 5.024 | 0 | 33.8154 | 22.6634 | 20.5805 | 5.569 | 0 | 0.1452 | 11.88 | 0 | 89.0846 | 0 | 0 | 0 | 7.804 | 0
6703 | 280 | 7 | 10 | Tuesday | 6 | 4.566 | 0 | 33.7897 | 44.2813 | 35.484 | 27.845 | 0 | 0.3601 | 15.12 | 0 | 129.0351 | 0 | 0 | 0 | 19.0487 | 0
6704 | 280 | 7 | 10 | Tuesday | 7 | 4.362 | 0 | 33.7714 | 61.1351 | 46.6998 | 38.983 | 0 | 0.499 | 15.12 | 0.1692 | 157.2253 | 0 | 0 | 0 | 26.1688 | 0
6705 | 280 | 7 | 10 | Tuesday | 8 | 3.777 | 0 | 33.7738 | 67.287 | 52.1343 | 44.552 | 0 | 0.5878 | 18.72 | 2.928 | 172.5029 | 0 | 0 | 0 | 30.7153 | 0
6706 | 280 | 7 | 10 | Tuesday | 9 | 3.109 | 0 | 33.7735 | 61.7509 | 52.8606 | 27.845 | 0 | 0.4114 | 18.72 | 12.9264 | 167.5164 | 0 | 0 | 0 | 20.7621 | 0
6707 | 280 | 7 | 10 | Tuesday | 10 | 2.131 | 0.692 | 33.8344 | 55.5481 | 51.878 | 11.138 | 0 | 0.2909 | 14.4 | 24.853 | 156.6997 | 0 | 0 | 0 | 8.4539 | 0
6708 | 280 | 7 | 10 | Tuesday | 11 | 1.154 | 6.531 | 33.9042 | 54.8873 | 51.878 | 11.138 | 0 | 0.5932 | 18.36 | 34.1117 | 166.686 | 0 | 0 | 0 | 5.565 | 0
6709 | 280 | 7 | 10 | Tuesday | 12 | 0.671 | 12.717 | 33.9089 | 52.5874 | 51.1854 | 16.707 | 0 | 0.9037 | 18.36 | 39.4215 | 170.6999 | 0 | 0 | 0 | 3.7428 | 0
6710 | 280 | 7 | 10 | Tuesday | 13 | 0.178 | 12.201 | 33.8966 | 53.7421 | 51.878 | 16.707 | 0 | 1.0656 | 18.36 | 40.1629 | 172.1386 | 0 | 0 | 0 | 0.437 | 0
6711 | 280 | 7 | 10 | Tuesday | 14 | 0 | 10.195 | 33.8628 | 54.2381 | 51.878 | 5.569 | 0 | 0.7808 | 18.36 | 36.4285 | 170.1459 | 0 | 0 | 0 | 0 | 0
6712 | 280 | 7 | 10 | Tuesday | 15 | 0 | 9.569 | 33.785 | 54.7902 | 51.878 | 5.569 | 0 | 0.5309 | 18.36 | 26.8761 | 169.6929 | 0 | 0 | 0 | 0 | 0
6713 | 280 | 7 | 10 | Tuesday | 16 | 0 | 8.989 | 33.7405 | 55.5001 | 50.7246 | 22.276 | 0 | 0.4871 | 22.68 | 15.4225 | 172.8541 | 0 | 0 | 0 | 0 | 0
6714 | 280 | 7 | 10 | Tuesday | 17 | 0 | 9.658 | 33.8396 | 49.7681 | 43.0931 | 27.845 | 0 | 0.6343 | 28.8 | 6.9771 | 166.5799 | 0 | 0 | 0 | 0 | 0
6715 | 280 | 7 | 10 | Tuesday | 18 | 0 | 12.861 | 33.9267 | 62.6815 | 51.7393 | 38.983 | 0 | 0.7058 | 30.96 | 2.3706 | 193.9227 | 0 | 0 | 0 | 0 | 0
6716 | 280 | 7 | 10 | Tuesday | 19 | 7.175 | 11.888 | 33.9241 | 70.7204 | 57.1787 | 38.983 | 0 | 0.8921 | 25.2 | 0.3695 | 200.7726 | 0 | 0 | 0 | 13.3142 | 0
6717 | 280 | 7 | 10 | Tuesday | 20 | 0.437 | 11.386 | 33.9181 | 75.2516 | 60.483 | 27.845 | 0 | 0.6475 | 25.2 | 0 | 207.8149 | 0 | 0 | 0 | 2.4947 | 0
6718 | 280 | 7 | 10 | Tuesday | 21 | 0.356 | 7.59 | 33.853 | 69.495 | 55.4564 | 16.707 | 0 | 0.4361 | 25.2 | 0 | 192.6486 | 0 | 0 | 0 | 2.2222 | 0
6719 | 280 | 7 | 10 | Tuesday | 22 | 0.481 | 1.977 | 33.7517 | 49.7368 | 40.0199 | 11.138 | 0 | 0.141 | 16.2 | 0 | 141.9871 | 0 | 0 | 0 | 2.0532 | 0
6720 | 280 | 7 | 10 | Tuesday | 23 | 0.659 | 0.041 | 33.8701 | 26.9226 | 24.6242 | 11.138 | 0 | 0.1017 | 16.2 | 0 | 101.7629 | 0 | 0 | 0 | 2.4897 | 0
6721 | 281 | 8 | 10 | Wednesday | 0 | 0.804 | 0 | 33.9036 | 17.5343 | 18.3373 | 5.569 | 0 | 0.0347 | 14.4 | 0 | 84.2099 | 0 | 0 | 0 | 1.8149 | 0
6722 | 281 | 8 | 10 | Wednesday | 1 | 2.233 | 0 | 33.8652 | 14.6472 | 16.4006 | 5.569 | 0 | 0.0622 | 11.88 | 0 | 76.8553 | 0 | 0 | 0 | 3.3078 | 0
6723 | 281 | 8 | 10 | Wednesday | 2 | 4.731 | 0 | 33.8339 | 11.7686 | 14.464 | 5.569 | 0 | 0.1096 | 11.88 | 0 | 72.0561 | 0 | 0 | 0 | 5.8695 | 0
6724 | 281 | 8 | 10 | Wednesday | 3 | 5.418 | 0 | 33.8475 | 11.7686 | 14.464 | 5.569 | 0 | 0.1235 | 11.88 | 0 | 72.0837 | 0 | 0 | 0 | 6.6187 | 0
6725 | 281 | 8 | 10 | Wednesday | 4 | 6.769 | 0 | 33.8639 | 13.0128 | 14.464 | 5.569 | 0 | 0.15 | 11.88 | 0 | 73.3707 | 0 | 0 | 0 | 8.0312 | 0
6726 | 281 | 8 | 10 | Wednesday | 5 | 7.944 | 0 | 33.843 | 22.6634 | 20.5805 | 5.569 | 0 | 0.1731 | 11.88 | 0 | 89.14 | 0 | 0 | 0 | 9.2676 | 0
6727 | 281 | 8 | 10 | Wednesday | 6 | 6.625 | 0 | 33.7827 | 44.2813 | 35.484 | 27.845 | 0 | 0.27 | 15.12 | 0 | 128.938 | 0 | 0 | 0 | 14.0892 | 0
6728 | 281 | 8 | 10 | Wednesday | 7 | 5.59 | 0 | 33.777 | 61.144 | 46.6998 | 38.983 | 0 | 0.3545 | 15.12 | 0.1614 | 157.0953 | 0 | 0 | 0 | 18.264 | 0
6729 | 281 | 8 | 10 | Wednesday | 8 | 4.583 | 0 | 33.7681 | 66.5083 | 52.1343 | 44.552 | 0 | 0.4283 | 18.72 | 2.5898 | 171.559 | 0 | 0 | 0 | 21.992 | 0
6730 | 281 | 8 | 10 | Wednesday | 9 | 3.807 | 0 | 33.7704 | 61.4744 | 52.8606 | 27.845 | 0 | 0.3071 | 18.72 | 10.8584 | 167.1323 | 0 | 0 | 0 | 16.1547 | 0
6731 | 281 | 8 | 10 | Wednesday | 10 | 2.793 | 0.459 | 33.8553 | 58.1602 | 51.878 | 11.138 | 0 | 0.2047 | 14.4 | 19.6899 | 158.9941 | 0 | 0 | 0 | 7.8129 | 0
6732 | 281 | 8 | 10 | Wednesday | 11 | 1.655 | 4.721 | 33.9229 | 55.7854 | 51.878 | 11.138 | 0 | 0.4274 | 18.36 | 26.1946 | 165.4797 | 0 | 0 | 0 | 5.9419 | 0
6733 | 281 | 8 | 10 | Wednesday | 12 | 1.048 | 13.181 | 33.9088 | 52.616 | 51.1854 | 16.707 | 0 | 0.9003 | 18.36 | 31.162 | 171.2263 | 0 | 0 | 0 | 5.6712 | 0
6734 | 281 | 8 | 10 | Wednesday | 13 | 0.52 | 11.643 | 33.8851 | 53.6184 | 51.878 | 16.707 | 0 | 0.7792 | 18.36 | 33.2687 | 171.1133 | 0 | 0 | 0 | 2.9944 | 0
6735 | 281 | 8 | 10 | Wednesday | 14 | 0.017 | 9.955 | 33.8575 | 54.1303 | 51.878 | 5.569 | 0 | 0.8119 | 18.36 | 30.7337 | 169.8039 | 0 | 0 | 0 | 0.0814 | 0
6736 | 281 | 8 | 10 | Wednesday | 15 | 0 | 9.38 | 33.7685 | 54.7987 | 51.878 | 5.569 | 0 | 0.6402 | 18.36 | 23.056 | 169.5894 | 0 | 0 | 0 | 0 | 0
6737 | 281 | 8 | 10 | Wednesday | 16 | 0 | 8.701 | 33.7384 | 55.7236 | 50.7246 | 22.276 | 0 | 0.6119 | 22.68 | 12.7681 | 172.889 | 0 | 0 | 0 | 0 | 0
6738 | 281 | 8 | 10 | Wednesday | 17 | 0.382 | 9.282 | 33.8162 | 51.968 | 43.0931 | 27.845 | 0 | 0.7083 | 28.8 | 5.5963 | 168.4245 | 0 | 0 | 0 | 0.9363 | 0
6739 | 281 | 8 | 10 | Wednesday | 18 | 0.659 | 12.182 | 33.9146 | 64.2183 | 51.7393 | 38.983 | 0 | 0.7329 | 30.96 | 1.2725 | 194.7402 | 0 | 0 | 0 | 4.381 | 0
6740 | 281 | 8 | 10 | Wednesday | 19 | 0.604 | 11.339 | 33.9141 | 70.7204 | 57.1787 | 38.983 | 0 | 0.7437 | 25.2 | 0 | 200.02 | 0 | 0 | 0 | 7.4595 | 0
6741 | 281 | 8 | 10 | Wednesday | 20 | 0.537 | 11.073 | 33.9123 | 75.2516 | 60.483 | 27.845 | 0 | 0.7169 | 25.2 | 0 | 207.5395 | 0 | 0 | 0 | 7.2152 | 0
6742 | 281 | 8 | 10 | Wednesday | 21 | 0.575 | 7.397 | 33.8417 | 69.495 | 55.4564 | 16.707 | 0 | 0.4813 | 25.2 | 0 | 192.4745 | 0 | 0 | 0 | 5.2554 | 0
6743 | 281 | 8 | 10 | Wednesday | 22 | 0.724 | 2.021 | 33.7282 | 49.7368 | 40.0199 | 11.138 | 0 | 0.181 | 16.2 | 0 | 142.0517 | 0 | 0 | 0 | 4.1164 | 0
6744 | 281 | 8 | 10 | Wednesday | 23 | 1.535 | 0.041 | 33.8013 | 26.9226 | 24.6242 | 11.138 | 0 | 0.1502 | 16.2 | 0 | 101.7422 | 0 | 0 | 0 | 5.1406 | 0
6745 | 282 | 9 | 10 | Thursday | 0 | 1.928 | 0 | 33.8132 | 17.5343 | 18.3373 | 5.569 | 0 | 0.0713 | 14.4 | 0 | 84.1561 | 0 | 0 | 0 | 3.8098 | 0
6746 | 282 | 9 | 10 | Thursday | 1 | 2.268 | 0 | 33.8166 | 14.6472 | 16.4006 | 5.569 | 0 | 0.0785 | 11.88 | 0 | 76.823 | 0 | 0 | 0 | 4.2028 | 0
6747 | 282 | 9 | 10 | Thursday | 2 | 3.277 | 0 | 33.8241 | 11.7686 | 14.464 | 5.569 | 0 | 0.0982 | 11.88 | 0 | 72.035 | 0 | 0 | 0 | 5.2633 | 0
6748 | 282 | 9 | 10 | Thursday | 3 | 4.279 | 0 | 33.8187 | 11.7686 | 14.464 | 5.569 | 0 | 0.1177 | 11.88 | 0 | 72.049 | 0 | 0 | 0 | 6.3177 | 0
6749 | 282 | 9 | 10 | Thursday | 4 | 4.512 | 0 | 33.8493 | 13.0128 | 14.464 | 5.569 | 0 | 0.123 | 11.88 | 0 | 73.3291 | 0 | 0 | 0 | 6.6009 | 0
6750 | 282 | 9 | 10 | Thursday | 5 | 4.475 | 0 | 33.8469 | 22.6634 | 20.5805 | 5.569 | 0 | 0.1232 | 11.88 | 0 | 89.094 | 0 | 0 | 0 | 6.6143 | 0
6751 | 282 | 9 | 10 | Thursday | 6 | 3.954 | 0 | 33.7996 | 44.2813 | 35.484 | 27.845 | 0 | 0.2918 | 15.12 | 0 | 128.9768 | 0 | 0 | 0 | 15.3515 | 0
6752 | 282 | 9 | 10 | Thursday | 7 | 3.697 | 0 | 33.7891 | 61.1399 | 46.6998 | 38.983 | 0 | 0.4125 | 15.12 | 0.1516 | 157.1613 | 0 | 0 | 0 | 21.4887 | 0
6753 | 282 | 9 | 10 | Thursday | 8 | 3.403 | 0 | 33.7785 | 66.6252 | 52.1343 | 44.552 | 0 | 0.5037 | 18.72 | 2.765 | 171.7617 | 0 | 0 | 0 | 26.1515 | 0
6754 | 282 | 9 | 10 | Thursday | 9 | 2.963 | 0 | 33.7768 | 60.3741 | 52.8606 | 27.845 | 0 | 0.361 | 18.72 | 12.7268 | 166.0924 | 0 | 0 | 0 | 18.2513 | 0
6755 | 282 | 9 | 10 | Thursday | 10 | 2.384 | 0.837 | 33.8619 | 55.9677 | 51.878 | 11.138 | 0 | 0.2803 | 14.4 | 24.9017 | 157.2928 | 0 | 0 | 0 | 7.9112 | 0
6756 | 282 | 9 | 10 | Thursday | 11 | 1.458 | 4.64 | 33.9083 | 55.4214 | 51.878 | 11.138 | 0 | 0.4763 | 18.36 | 34.237 | 165.0624 | 0 | 0 | 0 | 5.2369 | 0
6757 | 282 | 9 | 10 | Thursday | 12 | 0.927 | 13.155 | 33.9154 | 52.6476 | 51.1854 | 16.707 | 0 | 0.9135 | 18.36 | 39.4882 | 171.2499 | 0 | 0 | 0 | 3.2886 | 0
6758 | 282 | 9 | 10 | Thursday | 13 | 0.557 | 11.704 | 33.8861 | 53.717 | 51.878 | 16.707 | 0 | 0.7752 | 18.36 | 40.7518 | 171.2751 | 0 | 0 | 0 | 0.6298 | 0
6759 | 282 | 9 | 10 | Thursday | 14 | 0.157 | 9.72 | 33.8035 | 54.2152 | 51.878 | 5.569 | 0 | 0.9166 | 18.36 | 37.7017 | 169.6855 | 0 | 0 | 0 | 0.1565 | 0
6760 | 282 | 9 | 10 | Thursday | 15 | 0 | 9.2 | 33.768 | 54.9179 | 51.878 | 5.569 | 0 | 0.9963 | 18.36 | 30.1546 | 169.8705 | 0 | 0 | 0 | 0 | 0
6761 | 282 | 9 | 10 | Thursday | 16 | 0 | 8.627 | 33.7641 | 55.982 | 50.7246 | 22.276 | 0 | 0.8749 | 22.68 | 19.4321 | 173.3562 | 0 | 0 | 0 | 0 | 0
6762 | 282 | 9 | 10 | Thursday | 17 | 0.344 | 9.213 | 33.8187 | 51.0245 | 43.0931 | 27.845 | 0 | 0.693 | 28.8 | 7.4957 | 167.3936 | 0 | 0 | 0 | 0.3442 | 0
6763 | 282 | 9 | 10 | Thursday | 18 | 0.09 | 12.458 | 33.9195 | 63.4788 | 51.7393 | 38.983 | 0 | 1.0119 | 30.96 | 1.1994 | 194.5837 | 0 | 0 | 0 | 0.0895 | 0
6764 | 282 | 9 | 10 | Thursday | 19 | 0.019 | 11.475 | 33.9163 | 70.7204 | 57.1787 | 38.983 | 0 | 1.0669 | 25.2 | 0 | 200.4927 | 0 | 0 | 0 | 0.0186 | 0
6765 | 282 | 9 | 10 | Thursday | 20 | 9.236 | 11.175 | 33.9139 | 75.2516 | 60.483 | 27.845 | 0 | 0.9324 | 25.2 | 0 | 207.8665 | 0 | 0 | 0 | 12.1628 | 0
6766 | 282 | 9 | 10 | Thursday | 21 | 0.509 | 7.432 | 33.8385 | 69.495 | 55.4564 | 16.707 | 0 | 0.4108 | 25.2 | 0 | 192.4385 | 0 | 0 | 0 | 1.2872 | 0
6767 | 282 | 9 | 10 | Thursday | 22 | 1.066 | 1.881 | 33.7243 | 49.7368 | 40.0199 | 11.138 | 0 | 0.1339 | 16.2 | 0 | 141.8487 | 0 | 0 | 0 | 1.9277 | 0
6768 | 282 | 9 | 10 | Thursday | 23 | 2.019 | 0.036 | 33.8027 | 26.9226 | 24.6242 | 11.138 | 0 | 0.0628 | 16.2 | 0 | 101.6512 | 0 | 0 | 0 | 3.1559 | 0
6769 | 283 | 10 | 10 | Friday | 0 | 2.584 | 0 | 33.8153 | 17.5343 | 18.3373 | 5.569 | 0 | 0.0612 | 14.4 | 0 | 84.1481 | 0 | 0 | 0 | 3.2549 | 0
6770 | 283 | 10 | 10 | Friday | 1 | 4.158 | 0 | 33.8107 | 14.6472 | 16.4006 | 5.569 | 0 | 0.0916 | 11.88 | 0 | 76.8302 | 0 | 0 | 0 | 4.8967 | 0
6771 | 283 | 10 | 10 | Friday | 2 | 4.852 | 0 | 33.8415 | 11.7686 | 14.464 | 5.569 | 0 | 0.1057 | 11.88 | 0 | 72.0598 | 0 | 0 | 0 | 5.6585 | 0
6772 | 283 | 10 | 10 | Friday | 3 | 5.164 | 0 | 33.8512 | 11.7686 | 14.464 | 5.569 | 0 | 0.1127 | 11.88 | 0 | 72.0766 | 0 | 0 | 0 | 6.0373 | 0
6773 | 283 | 10 | 10 | Friday | 4 | 6.138 | 0 | 33.8566 | 13.0128 | 14.464 | 5.569 | 0 | 0.1322 | 11.88 | 0 | 73.3456 | 0 | 0 | 0 | 7.0778 | 0
6774 | 283 | 10 | 10 | Friday | 5 | 6.987 | 0 | 33.8626 | 22.6634 | 20.5805 | 5.569 | 0 | 0.1492 | 11.88 | 0 | 89.1357 | 0 | 0 | 0 | 7.9917 | 0
6775 | 283 | 10 | 10 | Friday | 6 | 6.278 | 0 | 33.826 | 44.2813 | 35.484 | 27.845 | 0 | 0.235 | 15.12 | 0 | 128.9463 | 0 | 0 | 0 | 12.2062 | 0
6776 | 283 | 10 | 10 | Friday | 7 | 5.615 | 0 | 33.7841 | 61.1551 | 46.6998 | 38.983 | 0 | 0.3181 | 15.12 | 0.1616 | 157.0772 | 0 | 0 | 0 | 16.2892 | 0
6777 | 283 | 10 | 10 | Friday | 8 | 4.757 | 0 | 33.7787 | 67.959 | 52.1343 | 44.552 | 0 | 0.3932 | 18.72 | 2.6283 | 172.9852 | 0 | 0 | 0 | 20.0805 | 0
6778 | 283 | 10 | 10 | Friday | 9 | 3.978 | 0 | 33.783 | 63.1569 | 52.8606 | 27.845 | 0 | 0.2886 | 18.72 | 11.4942 | 168.809 | 0 | 0 | 0 | 15.1205 | 0
6779 | 283 | 10 | 10 | Friday | 10 | 3.114 | 0.087 | 33.8836 | 56.6844 | 51.878 | 11.138 | 0 | 0.1882 | 14.4 | 21.4293 | 157.1284 | 0 | 0 | 0 | 7.6204 | 0
6780 | 283 | 10 | 10 | Friday | 11 | 1.921 | 4.9 | 33.915 | 54.8333 | 51.878 | 11.138 | 0 | 0.4383 | 18.36 | 28.5908 | 164.7236 | 0 | 0 | 0 | 5.5822 | 0
6781 | 283 | 10 | 10 | Friday | 12 | 1.261 | 11.73 | 33.9364 | 52.263 | 51.1854 | 16.707 | 0 | 0.803 | 18.36 | 32.4025 | 169.2346 | 0 | 0 | 0 | 4.8995 | 0
6782 | 283 | 10 | 10 | Friday | 13 | 0.892 | 10.967 | 33.882 | 53.4401 | 51.878 | 16.707 | 0 | 0.6959 | 18.36 | 30.2098 | 170.1175 | 0 | 0 | 0 | 3.0585 | 0
6783 | 283 | 10 | 10 | Friday | 14 | 0.557 | 9.248 | 33.7409 | 53.651 | 51.878 | 5.569 | 0 | 0.5269 | 18.36 | 25.4013 | 168.1592 | 0 | 0 | 0 | 1.0425 | 0
6784 | 283 | 10 | 10 | Friday | 15 | 0.451 | 8.665 | 33.7452 | 54.4517 | 51.878 | 5.569 | 0 | 0.4831 | 18.36 | 22.5224 | 168.2894 | 0 | 0 | 0 | 0.8234 | 0
6785 | 283 | 10 | 10 | Friday | 16 | 0.536 | 8.207 | 33.7351 | 55.8702 | 50.7246 | 22.276 | 0 | 0.4777 | 22.68 | 17.3441 | 172.3634 | 0 | 0 | 0 | 2.2702 | 0
6786 | 283 | 10 | 10 | Friday | 17 | 0.909 | 8.751 | 33.773 | 51.3902 | 43.0931 | 27.845 | 0 | 0.544 | 28.8 | 7.1393 | 167.0643 | 0 | 0 | 0 | 4.5123 | 0
6787 | 283 | 10 | 10 | Friday | 18 | 0.958 | 11.952 | 33.9103 | 63.764 | 51.7393 | 38.983 | 0 | 0.7977 | 30.96 | 1 | 194.0981 | 0 | 0 | 0 | 8.6069 | 0
6788 | 283 | 10 | 10 | Friday | 19 | 1.089 | 10.83 | 33.9048 | 70.7204 | 57.1787 | 38.983 | 0 | 0.7913 | 25.2 | 0 | 199.5082 | 0 | 0 | 0 | 11.5502 | 0
6789 | 283 | 10 | 10 | Friday | 20 | 1.32 | 10.372 | 33.8993 | 75.2516 | 60.483 | 27.845 | 0 | 0.7376 | 25.2 | 0 | 206.7897 | 0 | 0 | 0 | 10.3913 | 0
6790 | 283 | 10 | 10 | Friday | 21 | 1.651 | 6.631 | 33.8001 | 69.495 | 55.4564 | 16.707 | 0 | 0.4861 | 25.2 | 0 | 191.6093 | 0 | 0 | 0 | 7.6981 | 0
6791 | 283 | 10 | 10 | Friday | 22 | 2.17 | 1.412 | 33.7729 | 49.7368 | 40.0199 | 11.138 | 0 | 0.1928 | 16.2 | 0 | 141.449 | 0 | 0 | 0 | 6.4454 | 0
6792 | 283 | 10 | 10 | Friday | 23 | 3.391 | 0.024 | 33.8089 | 26.9226 | 24.6242 | 11.138 | 0 | 0.1487 | 16.2 | 0 | 101.7307 | 0 | 0 | 0 | 7.8575 | 0
6793 | 284 | 11 | 10 | Saturday | 0 | 4.805 | 0 | 33.7891 | 18.3332 | 19.1419 | 5.569 | 0 | 0.1324 | 15.84 | 0 | 87.2366 | 0 | 0 | 0 | 7.1092 | 0
6794 | 284 | 11 | 10 | Saturday | 1 | 4.97 | 0 | 33.8254 | 17.5283 | 18.3373 | 5.569 | 0 | 0.1363 | 12.6 | 0 | 82.4273 | 0 | 0 | 0 | 7.3215 | 0
6795 | 284 | 11 | 10 | Saturday | 2 | 5.131 | 0 | 33.854 | 11.771 | 14.464 | 5.569 | 0 | 0.1402 | 12.6 | 0 | 72.8293 | 0 | 0 | 0 | 7.529 | 0
6796 | 284 | 11 | 10 | Saturday | 3 | 5.021 | 0 | 33.86 | 11.771 | 14.464 | 5.569 | 0 | 0.139 | 12.6 | 0 | 72.8341 | 0 | 0 | 0 | 7.4654 | 0
6797 | 284 | 11 | 10 | Saturday | 4 | 4.869 | 0 | 33.8605 | 11.771 | 14.464 | 5.569 | 0 | 0.137 | 12.6 | 0 | 72.8326 | 0 | 0 | 0 | 7.3595 | 0
6798 | 284 | 11 | 10 | Saturday | 5 | 4.757 | 0 | 33.8602 | 13.0152 | 14.464 | 5.569 | 0 | 0.1357 | 12.6 | 0 | 74.0751 | 0 | 0 | 0 | 7.2927 | 0
6799 | 284 | 11 | 10 | Saturday | 6 | 4.731 | 0 | 33.8488 | 30.2702 | 24.9086 | 27.845 | 0 | 0.3416 | 14.4 | 0 | 103.7693 | 0 | 0 | 0 | 18.0364 | 0
6800 | 284 | 11 | 10 | Saturday | 7 | 4.386 | 0 | 33.8545 | 33.0666 | 26.405 | 38.983 | 0 | 0.4712 | 11.52 | 0.1415 | 105.3173 | 0 | 0 | 0 | 24.6609 | 0
6801 | 284 | 11 | 10 | Saturday | 8 | 3.45 | 0 | 33.7986 | 45.7441 | 37.4339 | 44.552 | 0 | 0.552 | 16.2 | 1.5386 | 133.7286 | 0 | 0 | 0 | 28.7899 | 0
6802 | 284 | 11 | 10 | Saturday | 9 | 2.925 | 0 | 33.7643 | 39.2766 | 37.9057 | 27.845 | 0 | 0.3764 | 16.2 | 7.2636 | 127.523 | 0 | 0 | 0 | 19.8431 | 0
6803 | 284 | 11 | 10 | Saturday | 10 | 2.41 | 0.485 | 33.8397 | 32.183 | 37.2508 | 11.138 | 0 | 0.2587 | 15.12 | 18.999 | 119.1772 | 0 | 0 | 0 | 8.926 | 0
6804 | 284 | 11 | 10 | Saturday | 11 | 1.506 | 3.53 | 33.824 | 29.5666 | 35.3135 | 11.138 | 0 | 0.4258 | 21.6 | 28.9168 | 124.5474 | 0 | 0 | 0 | 6.547 | 0
6805 | 284 | 11 | 10 | Saturday | 12 | 1.207 | 3.929 | 33.9912 | 26.4518 | 34.2247 | 16.707 | 0 | 0.4394 | 23.4 | 31.6647 | 122.7568 | 0 | 0 | 0 | 6.0197 | 0
6806 | 284 | 11 | 10 | Saturday | 13 | 0.984 | 7.54 | 33.9176 | 26.2423 | 33.0722 | 16.707 | 0 | 0.5664 | 23.4 | 31.495 | 125.3532 | 0 | 0 | 0 | 3.4395 | 0
6807 | 284 | 11 | 10 | Saturday | 14 | 0.873 | 7.575 | 33.73 | 25.1754 | 33.0722 | 5.569 | 0 | 0.4778 | 23.4 | 27.6043 | 124.048 | 0 | 0 | 0 | 1.0978 | 0
6808 | 284 | 11 | 10 | Saturday | 15 | 0.977 | 6.894 | 33.7311 | 25.6735 | 33.0722 | 5.569 | 0 | 0.3824 | 23.4 | 20.6352 | 123.715 | 0 | 0 | 0 | 0.9785 | 0
6809 | 284 | 11 | 10 | Saturday | 16 | 1.313 | 6.702 | 33.7354 | 27.0717 | 33.0722 | 22.276 | 0 | 0.3847 | 23.4 | 13.3728 | 124.9119 | 0 | 0 | 0 | 1.8622 | 0
6810 | 284 | 11 | 10 | Saturday | 17 | 1.495 | 7.243 | 33.7299 | 28.7607 | 32.9581 | 27.845 | 0 | 0.4507 | 27 | 5.6005 | 130.7324 | 0 | 0 | 0 | 3.7524 | 0
6811 | 284 | 11 | 10 | Saturday | 18 | 1.088 | 9.045 | 33.8894 | 54.6146 | 46.5147 | 38.983 | 0 | 0.6128 | 28.8 | 0.9679 | 174.2136 | 0 | 0 | 0 | 6.9857 | 0
6812 | 284 | 11 | 10 | Saturday | 19 | 1.251 | 10.783 | 33.9549 | 61.3403 | 50.3878 | 38.983 | 0 | 0.7624 | 28.8 | 0 | 186.9074 | 0 | 0 | 0 | 10.1038 | 0
6813 | 284 | 11 | 10 | Saturday | 20 | 1.483 | 9.102 | 33.9218 | 61.3343 | 50.3878 | 27.845 | 0 | 0.6536 | 27 | 0 | 183.1411 | 0 | 0 | 0 | 9.486 | 0
6814 | 284 | 11 | 10 | Saturday | 21 | 1.55 | 8.146 | 33.909 | 61.3343 | 50.3878 | 16.707 | 0 | 0.5525 | 27 | 0 | 181.9934 | 0 | 0 | 0 | 6.988 | 0
6815 | 284 | 11 | 10 | Saturday | 22 | 1.865 | 2.707 | 33.7636 | 49.2003 | 40.077 | 11.138 | 0 | 0.2459 | 19.8 | 0 | 146.0139 | 0 | 0 | 0 | 5.7466 | 0
6816 | 284 | 11 | 10 | Saturday | 23 | 2.787 | 0.117 | 33.8049 | 28.1779 | 24.6242 | 11.138 | 0 | 0.1859 | 19.8 | 0 | 106.7192 | 0 | 0 | 0 | 6.8698 | 0
6817 | 285 | 12 | 10 | Sunday | 0 | 5.165 | 0 | 33.7798 | 24.1043 | 23.0149 | 5.569 | 0 | 0.1357 | 19.8 | 0 | 100.8347 | 0 | 0 | 0 | 7.28 | 0
6818 | 285 | 12 | 10 | Sunday | 1 | 5.571 | 0 | 33.7858 | 23.3102 | 22.2101 | 5.569 | 0 | 0.1441 | 19.8 | 0 | 99.2503 | 0 | 0 | 0 | 7.7367 | 0
6819 | 285 | 12 | 10 | Sunday | 2 | 5.654 | 0 | 33.8145 | 17.5379 | 18.3373 | 5.569 | 0 | 0.1466 | 15.48 | 0 | 85.3163 | 0 | 0 | 0 | 7.8691 | 0
6820 | 285 | 12 | 10 | Sunday | 3 | 5.554 | 0 | 33.8195 | 17.5379 | 18.3373 | 5.569 | 0 | 0.1456 | 15.48 | 0 | 85.3203 | 0 | 0 | 0 | 7.8171 | 0
6821 | 285 | 12 | 10 | Sunday | 4 | 5.792 | 0 | 33.8246 | 17.5379 | 18.3373 | 5.569 | 0 | 0.1509 | 15.48 | 0 | 85.3307 | 0 | 0 | 0 | 8.103 | 0
6822 | 285 | 12 | 10 | Sunday | 5 | 6.07 | 0 | 33.8305 | 18.7817 | 18.3373 | 5.569 | 0 | 0.157 | 15.48 | 0 | 86.5865 | 0 | 0 | 0 | 8.4287 | 0
6823 | 285 | 12 | 10 | Sunday | 6 | 6.032 | 0 | 33.8221 | 26.931 | 24.6242 | 27.845 | 0 | 0.3507 | 18.72 | 0 | 104.4479 | 0 | 0 | 0 | 18.485 | 0
6824 | 285 | 12 | 10 | Sunday | 7 | 5.418 | 0 | 33.8078 | 34.2491 | 29.9942 | 38.983 | 0 | 0.4706 | 18.72 | 0 | 117.2418 | 0 | 0 | 0 | 24.5845 | 0
6825 | 285 | 12 | 10 | Sunday | 8 | 5.349 | 0 | 33.8124 | 36.9133 | 33.2132 | 44.552 | 0 | 0.5673 | 23.4 | 0.9043 | 127.9062 | 0 | 0 | 0 | 29.5314 | 0
6826 | 285 | 12 | 10 | Sunday | 9 | 4.786 | 0 | 33.8238 | 24.5121 | 29.3396 | 27.845 | 0 | 0.409 | 23.4 | 10.3792 | 111.4844 | 0 | 0 | 0 | 20.9269 | 0
6827 | 285 | 12 | 10 | Sunday | 10 | 4.142 | 0 | 33.7901 | 23.2823 | 32.5586 | 11.138 | 0 | 0.2652 | 19.08 | 21.5796 | 108.9762 | 0 | 0 | 0 | 10.1099 | 0
6828 | 285 | 12 | 10 | Sunday | 11 | 3.625 | 0 | 33.789 | 22.1763 | 32.5586 | 11.138 | 0 | 0.2767 | 21.6 | 31.0549 | 110.4006 | 0 | 0 | 0 | 8.0799 | 0
6829 | 285 | 12 | 10 | Sunday | 12 | 2.851 | 0 | 33.7857 | 21.3955 | 33.0367 | 16.707 | 0 | 0.2697 | 19.08 | 36.9116 | 107.5676 | 0 | 0 | 0 | 6.5402 | 0
6830 | 285 | 12 | 10 | Sunday | 13 | 2.561 | 0 | 33.8517 | 18.6024 | 29.1634 | 16.707 | 0 | 0.1953 | 18.36 | 37.3393 | 100.1728 | 0 | 0 | 0 | 3.4284 | 0
6831 | 285 | 12 | 10 | Sunday | 14 | 2.316 | 0 | 33.8953 | 19.0351 | 29.1634 | 5.569 | 0 | 0.1152 | 18 | 32.483 | 100.2091 | 0 | 0 | 0 | 2.3161 | 0
6832 | 285 | 12 | 10 | Sunday | 15 | 2.377 | 0 | 33.9065 | 19.6102 | 29.1634 | 5.569 | 0 | 0.0472 | 15.84 | 22.8764 | 98.5673 | 0 | 0 | 0 | 2.3773 | 0
6833 | 285 | 12 | 10 | Sunday | 16 | 2.526 | 0 | 33.9052 | 20.8999 | 27.5539 | 22.276 | 0 | 0.0406 | 23.04 | 13.6446 | 105.4396 | 0 | 0 | 0 | 2.5262 | 0
6834 | 285 | 12 | 10 | Sunday | 17 | 2.859 | 0 | 33.8219 | 22.5594 | 26.399 | 27.845 | 0 | 0.0478 | 22.32 | 5.5609 | 105.1481 | 0 | 0 | 0 | 2.8593 | 0
6835 | 285 | 12 | 10 | Sunday | 18 | 3.209 | 0 | 33.7617 | 43.2105 | 38.0184 | 38.983 | 0 | 0.1012 | 23.4 | 0.9424 | 138.4918 | 0 | 0 | 0 | 4.6363 | 0
6836 | 285 | 12 | 10 | Sunday | 19 | 3.563 | 0 | 33.7662 | 55.5005 | 45.7644 | 38.983 | 0 | 0.1701 | 22.68 | 0 | 157.8813 | 0 | 0 | 0 | 8.2955 | 0
6837 | 285 | 12 | 10 | Sunday | 20 | 3.532 | 0 | 33.8738 | 60.0165 | 49.6381 | 27.845 | 0 | 0.1713 | 22.68 | 0 | 166.3798 | 0 | 0 | 0 | 8.8004 | 0
6838 | 285 | 12 | 10 | Sunday | 21 | 4.059 | 0 | 33.7798 | 48.5011 | 41.8913 | 16.707 | 0 | 0.1507 | 22.68 | 0 | 147.0029 | 0 | 0 | 0 | 7.9347 | 0
6839 | 285 | 12 | 10 | Sunday | 22 | 4.8 | 0 | 33.7937 | 40.3665 | 35.5897 | 11.138 | 0 | 0.1443 | 14.4 | 0 | 124.2941 | 0 | 0 | 0 | 7.6715 | 0
6840 | 285 | 12 | 10 | Sunday | 23 | 7.211 | 0 | 33.8294 | 25.6748 | 24.6242 | 11.138 | 0 | 0.1937 | 14.4 | 0 | 98.7221 | 0 | 0 | 0 | 10.308 | 0
6841 | 286 | 13 | 10 | Monday | 0 | 8.646 | 0 | 33.8731 | 17.5343 | 18.3373 | 5.569 | 0 | 0.192 | 14.4 | 0 | 84.3367 | 0 | 0 | 0 | 10.2782 | 0
6842 | 286 | 13 | 10 | Monday | 1 | 12.31 | 0 | 34.0216 | 14.6472 | 16.4006 | 5.569 | 0 | 0.2627 | 11.88 | 0 | 77.2122 | 0 | 0 | 0 | 13.9983 | 0
6843 | 286 | 13 | 10 | Monday | 2 | 14.779 | 0 | 34.186 | 11.7686 | 14.464 | 5.569 | 0 | 0.3108 | 11.88 | 0 | 72.6095 | 0 | 0 | 0 | 16.5225 | 0
6844 | 286 | 13 | 10 | Monday | 3 | 15.99 | 0 | 34.4278 | 11.7686 | 14.464 | 5.569 | 0 | 0.3351 | 11.88 | 0 | 72.8756 | 0 | 0 | 0 | 17.788 | 0
6845 | 286 | 13 | 10 | Monday | 4 | 18.464 | 0 | 34.6206 | 13.0128 | 14.464 | 5.569 | 0 | 0.3846 | 11.88 | 0 | 74.3619 | 0 | 0 | 0 | 20.3165 | 0
6846 | 286 | 13 | 10 | Monday | 5 | 19.821 | 0 | 34.4526 | 22.6634 | 20.5805 | 5.569 | 0 | 0.4116 | 11.88 | 0 | 89.9882 | 0 | 0 | 0 | 21.7261 | 0
6847 | 286 | 13 | 10 | Monday | 6 | 15.969 | 0 | 34.0772 | 44.2813 | 35.484 | 27.845 | 0 | 0.502 | 15.12 | 0 | 129.4645 | 0 | 0 | 0 | 26.2377 | 0
6848 | 286 | 13 | 10 | Monday | 7 | 12.393 | 0 | 33.9703 | 61.1578 | 46.6998 | 38.983 | 0 | 0.5539 | 15.12 | 0 | 157.5017 | 0 | 0 | 0 | 28.7168 | 0
6849 | 286 | 13 | 10 | Monday | 8 | 9.811 | 0 | 34.0218 | 68.9129 | 52.1343 | 44.552 | 0 | 0.6002 | 18.72 | 0.7244 | 174.3892 | 0 | 0 | 0 | 31.0292 | 0
6850 | 286 | 13 | 10 | Monday | 9 | 8.772 | 0 | 34.1295 | 61.2859 | 52.8606 | 27.845 | 0 | 0.4424 | 18.72 | 7.0271 | 167.4384 | 0 | 0 | 0 | 23.32 | 0
6851 | 286 | 13 | 10 | Monday | 10 | 6.258 | 0 | 34.1456 | 55.6985 | 51.878 | 11.138 | 0 | 0.2372 | 14.4 | 14.1993 | 156.3592 | 0 | 0 | 0 | 12.3232 | 0
6852 | 286 | 13 | 10 | Monday | 11 | 4.194 | 2.904 | 34.0606 | 55.0337 | 51.878 | 11.138 | 0 | 0.3904 | 18.36 | 21.7933 | 162.8632 | 0 | 0 | 0 | 9.934 | 0
6853 | 286 | 13 | 10 | Monday | 12 | 3.384 | 8.585 | 34.0993 | 53.0637 | 51.1854 | 16.707 | 0 | 0.7307 | 18.36 | 26.9662 | 166.7244 | 0 | 0 | 0 | 10.4015 | 0
6854 | 286 | 13 | 10 | Monday | 13 | 3.195 | 9.269 | 33.9045 | 54.4745 | 51.878 | 16.707 | 0 | 0.6977 | 18.36 | 22.7924 | 169.3396 | 0 | 0 | 0 | 8.8854 | 0
6855 | 286 | 13 | 10 | Monday | 14 | 2.834 | 7.913 | 33.8576 | 54.7626 | 51.878 | 5.569 | 0 | 0.5196 | 18.36 | 19.68 | 167.9353 | 0 | 0 | 0 | 4.5312 | 0
6856 | 286 | 13 | 10 | Monday | 15 | 2.525 | 7.154 | 33.8122 | 55.4022 | 51.878 | 5.569 | 0 | 0.4567 | 18.36 | 16.8941 | 167.6465 | 0 | 0 | 0 | 4.1048 | 0
6857 | 286 | 13 | 10 | Monday | 16 | 2.425 | 6.764 | 33.7745 | 56.6792 | 50.7246 | 22.276 | 0 | 0.5223 | 22.68 | 9.5759 | 171.6959 | 0 | 0 | 0 | 9.1664 | 0
6858 | 286 | 13 | 10 | Monday | 17 | 3.035 | 7.351 | 33.768 | 54.016 | 43.0931 | 27.845 | 0 | 0.6193 | 28.8 | 4.477 | 168.2469 | 0 | 0 | 0 | 12.6192 | 0
6859 | 286 | 13 | 10 | Monday | 18 | 2.605 | 9.862 | 33.8661 | 64.7868 | 51.7393 | 38.983 | 0 | 0.8591 | 30.96 | 1.0334 | 192.8777 | 0 | 0 | 0 | 18.0378 | 0
6860 | 286 | 13 | 10 | Monday | 19 | 1.914 | 9.46 | 33.8867 | 70.7204 | 57.1787 | 38.983 | 0 | 0.8644 | 25.2 | 0 | 198.0819 | 0 | 0 | 0 | 19.5231 | 0
6861 | 286 | 13 | 10 | Monday | 20 | 1.734 | 9.328 | 33.9197 | 75.2516 | 60.483 | 27.845 | 0 | 0.7765 | 25.2 | 0 | 205.7193 | 0 | 0 | 0 | 15.5502 | 0
6862 | 286 | 13 | 10 | Monday | 21 | 1.855 | 6.016 | 33.8011 | 69.495 | 55.4564 | 16.707 | 0 | 0.5072 | 25.2 | 0 | 190.9655 | 0 | 0 | 0 | 10.6131 | 0
6863 | 286 | 13 | 10 | Monday | 22 | 2.307 | 1.133 | 33.78 | 49.7368 | 40.0199 | 11.138 | 0 | 0.2132 | 16.2 | 0 | 141.1753 | 0 | 0 | 0 | 8.3344 | 0
6864 | 286 | 13 | 10 | Monday | 23 | 3.795 | 0.012 | 33.7984 | 26.9226 | 24.6242 | 11.138 | 0 | 0.1869 | 16.2 | 0 | 101.7449 | 0 | 0 | 0 | 9.9698 | 0
6865 | 287 | 14 | 10 | Tuesday | 0 | 5.13 | 0 | 33.8156 | 17.5343 | 18.3373 | 5.569 | 0 | 0.1538 | 14.4 | 0 | 84.241 | 0 | 0 | 0 | 8.2723 | 0
6866 | 287 | 14 | 10 | Tuesday | 1 | 6.307 | 0 | 33.8506 | 14.6472 | 16.4006 | 5.569 | 0 | 0.1766 | 11.88 | 0 | 76.955 | 0 | 0 | 0 | 9.4855 | 0
6867 | 287 | 14 | 10 | Tuesday | 2 | 6.23 | 0 | 33.8556 | 11.7686 | 14.464 | 5.569 | 0 | 0.1758 | 11.88 | 0 | 72.1441 | 0 | 0 | 0 | 9.4446 | 0
6868 | 287 | 14 | 10 | Tuesday | 3 | 6.16 | 0 | 33.8664 | 11.7686 | 14.464 | 5.569 | 0 | 0.1751 | 11.88 | 0 | 72.1542 | 0 | 0 | 0 | 9.4104 | 0
6869 | 287 | 14 | 10 | Tuesday | 4 | 5.955 | 0 | 33.8878 | 13.0128 | 14.464 | 5.569 | 0 | 0.1719 | 11.88 | 0 | 73.4165 | 0 | 0 | 0 | 9.2404 | 0
6870 | 287 | 14 | 10 | Tuesday | 5 | 5.584 | 0 | 33.8485 | 22.6634 | 20.5805 | 5.569 | 0 | 0.1656 | 11.88 | 0 | 89.138 | 0 | 0 | 0 | 8.905 | 0
6871 | 287 | 14 | 10 | Tuesday | 6 | 4.195 | 0 | 33.8026 | 44.2813 | 35.484 | 27.845 | 0 | 0.4009 | 15.12 | 0 | 129.0888 | 0 | 0 | 0 | 21.2845 | 0
6872 | 287 | 14 | 10 | Tuesday | 7 | 3.114 | 0 | 33.7597 | 61.1578 | 46.6998 | 38.983 | 0 | 0.5373 | 15.12 | 0 | 157.2746 | 0 | 0 | 0 | 28.3144 | 0
6873 | 287 | 14 | 10 | Tuesday | 8 | 2.699 | 0 | 33.7765 | 69.4626 | 52.1343 | 44.552 | 0 | 0.6319 | 18.72 | 0.1409 | 174.7254 | 0 | 0 | 0 | 33.179 | 0
6874 | 287 | 14 | 10 | Tuesday | 9 | 2.183 | 0 | 33.7918 | 71.7365 | 52.8606 | 27.845 | 0 | 0.4142 | 18.72 | 1.2014 | 177.5231 | 0 | 0 | 0 | 22.0769 | 0
6875 | 287 | 14 | 10 | Tuesday | 10 | 2.236 | 0 | 33.8951 | 66.0428 | 51.878 | 11.138 | 0 | 0.1931 | 14.4 | 2.6876 | 166.409 | 0 | 0 | 0 | 10.3648 | 0
6876 | 287 | 14 | 10 | Tuesday | 11 | 2.124 | 4.704 | 34.0247 | 61.9503 | 51.878 | 11.138 | 0 | 0.434 | 18.36 | 5.952 | 171.7339 | 0 | 0 | 0 | 10.3498 | 0
6877 | 287 | 14 | 10 | Tuesday | 12 | 1.885 | 12.336 | 34.0081 | 56.9462 | 51.1854 | 16.707 | 0 | 0.9395 | 18.36 | 12.9364 | 174.7812 | 0 | 0 | 0 | 14.1153 | 0
6878 | 287 | 14 | 10 | Tuesday | 13 | 1.544 | 11.043 | 33.9635 | 57.1141 | 51.878 | 16.707 | 0 | 0.8799 | 18.36 | 19.0823 | 174.1384 | 0 | 0 | 0 | 12.7053 | 0
6879 | 287 | 14 | 10 | Tuesday | 14 | 1.311 | 9.167 | 33.8507 | 56.9187 | 51.878 | 5.569 | 0 | 0.6145 | 18.36 | 18.2088 | 171.5358 | 0 | 0 | 0 | 4.5574 | 0
6880 | 287 | 14 | 10 | Tuesday | 15 | 1.308 | 8.482 | 33.7845 | 58.0976 | 51.878 | 5.569 | 0 | 0.5484 | 18.36 | 15.3064 | 171.842 | 0 | 0 | 0 | 4.2306 | 0
6881 | 287 | 14 | 10 | Tuesday | 16 | 1.259 | 8.061 | 33.7596 | 60.5984 | 50.7246 | 22.276 | 0 | 0.6625 | 22.68 | 10.8461 | 177.1434 | 0 | 0 | 0 | 12.6935 | 0
6882 | 287 | 14 | 10 | Tuesday | 17 | 1.428 | 8.701 | 33.8369 | 55.906 | 43.0931 | 27.845 | 0 | 0.7603 | 28.8 | 4.5401 | 171.8068 | 0 | 0 | 0 | 16.4809 | 0
6883 | 287 | 14 | 10 | Tuesday | 18 | 1.244 | 11.524 | 33.9061 | 65.1577 | 51.7393 | 38.983 | 0 | 1.0523 | 30.96 | 0.7467 | 195.2795 | 0 | 0 | 0 | 23.7948 | 0
6884 | 287 | 14 | 10 | Tuesday | 19 | 0.862 | 10.794 | 33.9059 | 70.7204 | 57.1787 | 38.983 | 0 | 1.035 | 25.2 | 0 | 199.7141 | 0 | 0 | 0 | 25.009 | 0
6885 | 287 | 14 | 10 | Tuesday | 20 | 0.589 | 10.722 | 33.9075 | 75.2516 | 60.483 | 27.845 | 0 | 0.9085 | 25.2 | 0 | 207.3465 | 0 | 0 | 0 | 18.7443 | 0
6886 | 287 | 14 | 10 | Tuesday | 21 | 0.624 | 7.078 | 33.8534 | 69.495 | 55.4564 | 16.707 | 0 | 0.5851 | 25.2 | 0 | 192.2447 | 0 | 0 | 0 | 11.8602 | 0
6887 | 287 | 14 | 10 | Tuesday | 22 | 0.942 | 1.803 | 33.7419 | 49.7368 | 40.0199 | 11.138 | 0 | 0.2512 | 16.2 | 0 | 141.8998 | 0 | 0 | 0 | 8.5713 | 0
6888 | 287 | 14 | 10 | Tuesday | 23 | 1.65 | 0.028 | 33.8029 | 26.9226 | 24.6242 | 11.138 | 0 | 0.2272 | 16.2 | 0 | 101.8073 | 0 | 0 | 0 | 9.3879 | 0
6889 | 288 | 15 | 10 | Wednesday | 0 | 2.16 | 0 | 33.8109 | 17.5343 | 18.3373 | 5.569 | 0 | 0.1127 | 14.4 | 0 | 84.1952 | 0 | 0 | 0 | 6.0687 | 0
6890 | 288 | 15 | 10 | Wednesday | 1 | 2.384 | 0 | 33.8186 | 14.6472 | 16.4006 | 5.569 | 0 | 0.1173 | 11.88 | 0 | 76.8638 | 0 | 0 | 0 | 6.3194 | 0
6891 | 288 | 15 | 10 | Wednesday | 2 | 2.391 | 0 | 33.8461 | 11.7686 | 14.464 | 5.569 | 0 | 0.1179 | 11.88 | 0 | 72.0767 | 0 | 0 | 0 | 6.3527 | 0
6892 | 288 | 15 | 10 | Wednesday | 3 | 2.452 | 0 | 33.8822 | 11.7686 | 14.464 | 5.569 | 0 | 0.1195 | 11.88 | 0 | 72.1144 | 0 | 0 | 0 | 6.4402 | 0
6893 | 288 | 15 | 10 | Wednesday | 4 | 2.478 | 0 | 33.8925 | 13.0128 | 14.464 | 5.569 | 0 | 0.1205 | 11.88 | 0 | 73.3698 | 0 | 0 | 0 | 6.4921 | 0
6894 | 288 | 15 | 10 | Wednesday | 5 | 2.266 | 0 | 33.8583 | 22.6634 | 20.5805 | 5.569 | 0 | 0.117 | 11.88 | 0 | 89.0992 | 0 | 0 | 0 | 6.3049 | 0
6895 | 288 | 15 | 10 | Wednesday | 6 | 1.902 | 0 | 33.7927 | 44.2813 | 35.484 | 27.845 | 0 | 0.4206 | 15.12 | 0 | 129.0986 | 0 | 0 | 0 | 22.4536 | 0
6896 | 288 | 15 | 10 | Wednesday | 7 | 1.472 | 0 | 33.7758 | 61.1578 | 46.6998 | 38.983 | 0 | 0.588 | 15.12 | 0 | 157.3414 | 0 | 0 | 0 | 31.1777 | 0
6897 | 288 | 15 | 10 | Wednesday | 8 | 1.454 | 0 | 33.7304 | 69.4626 | 52.1343 | 44.552 | 0 | 0.671 | 18.72 | 0.0825 | 174.7183 | 0 | 0 | 0 | 36.6531 | 0
6898 | 288 | 15 | 10 | Wednesday | 9 | 1.736 | 0 | 33.7672 | 71.8396 | 52.8606 | 27.845 | 0 | 0.4553 | 18.72 | 0.6588 | 177.6426 | 0 | 0 | 0 | 24.3433 | 0
6899 | 288 | 15 | 10 | Wednesday | 10 | 2.192 | 0.536 | 33.917 | 67.4277 | 51.878 | 11.138 | 0 | 0.239 | 14.4 | 1.9953 | 168.4414 | 0 | 0 | 0 | 11.3605 | 0
6900 | 288 | 15 | 10 | Wednesday | 11 | 2.039 | 4.634 | 34.0308 | 62.3866 | 51.878 | 11.138 | 0 | 0.4582 | 18.36 | 8.6547 | 172.1247 | 0 | 0 | 0 | 11.243 | 0
6901 | 288 | 15 | 10 | Wednesday | 12 | 1.573 | 12.65 | 34.0185 | 54.3289 | 51.1854 | 16.707 | 0 | 1.0219 | 18.36 | 21.8728 | 172.596 | 0 | 0 | 0 | 14.2737 | 0
6902 | 288 | 15 | 10 | Wednesday | 13 | 1.037 | 11.074 | 33.9377 | 54.2347 | 51.878 | 16.707 | 0 | 0.9236 | 18.36 | 30.4176 | 171.3112 | 0 | 0 | 0 | 10.9086 | 0
6903 | 288 | 15 | 10 | Wednesday | 14 | 0.899 | 9.255 | 33.8002 | 54.6577 | 51.878 | 5.569 | 0 | 0.6523 | 18.36 | 28.398 | 169.3573 | 0 | 0 | 0 | 3.1651 | 0
6904 | 288 | 15 | 10 | Wednesday | 15 | 0.849 | 8.595 | 33.7716 | 55.4296 | 51.878 | 5.569 | 0 | 0.5478 | 18.36 | 21.38 | 169.2827 | 0 | 0 | 0 | 2.4624 | 0
6905 | 288 | 15 | 10 | Wednesday | 16 | 0.812 | 8.21 | 33.7417 | 58.021 | 50.7246 | 22.276 | 0 | 0.5646 | 22.68 | 13.7792 | 174.6109 | 0 | 0 | 0 | 6.737 | 0
6906 | 288 | 15 | 10 | Wednesday | 17 | 1.248 | 8.787 | 33.8018 | 53.5673 | 43.0931 | 27.845 | 0 | 0.642 | 28.8 | 5.4156 | 169.4077 | 0 | 0 | 0 | 9.7661 | 0
6907 | 288 | 15 | 10 | Wednesday | 18 | 1.344 | 11.712 | 33.9083 | 64.5942 | 51.7393 | 38.983 | 0 | 0.9088 | 30.96 | 0.8173 | 194.7777 | 0 | 0 | 0 | 15.3882 | 0
6908 | 288 | 15 | 10 | Wednesday | 19 | 1.122 | 10.881 | 33.907 | 70.7204 | 57.1787 | 38.983 | 0 | 0.9019 | 25.2 | 0 | 199.6758 | 0 | 0 | 0 | 17.4565 | 0
6909 | 288 | 15 | 10 | Wednesday | 20 | 1.068 | 10.625 | 33.9053 | 75.2516 | 60.483 | 27.845 | 0 | 0.8176 | 25.2 | 0 | 207.1485 | 0 | 0 | 0 | 14.038 | 0
6910 | 288 | 15 | 10 | Wednesday | 21 | 1.28 | 6.875 | 33.8148 | 69.495 | 55.4564 | 16.707 | 0 | 0.5326 | 25.2 | 0 | 191.9345 | 0 | 0 | 0 | 9.5544 | 0
6911 | 288 | 15 | 10 | Wednesday | 22 | 1.621 | 1.658 | 33.7651 | 49.7368 | 40.0199 | 11.138 | 0 | 0.2215 | 16.2 | 0 | 141.7359 | 0 | 0 | 0 | 7.3357 | 0
6912 | 288 | 15 | 10 | Wednesday | 23 | 2.43 | 0.027 | 33.8182 | 26.9226 | 24.6242 | 11.138 | 0 | 0.1566 | 16.2 | 0 | 101.7507 | 0 | 0 | 0 | 8.3003 | 0
6913 | 289 | 16 | 10 | Thursday | 0 | 4.453 | 0 | 33.8007 | 17.5343 | 18.3373 | 5.569 | 0 | 0.1385 | 14.4 | 0 | 84.2108 | 0 | 0 | 0 | 7.4459 | 0
6914 | 289 | 16 | 10 | Thursday | 1 | 4.614 | 0 | 33.8607 | 14.6472 | 16.4006 | 5.569 | 0 | 0.1422 | 11.88 | 0 | 76.9307 | 0 | 0 | 0 | 7.6451 | 0
6915 | 289 | 16 | 10 | Thursday | 2 | 5.241 | 0 | 33.8925 | 11.7686 | 14.464 | 5.569 | 0 | 0.1546 | 11.88 | 0 | 72.1597 | 0 | 0 | 0 | 8.3101 | 0
6916 | 289 | 16 | 10 | Thursday | 3 | 5.342 | 0 | 33.9029 | 11.7686 | 14.464 | 5.569 | 0 | 0.1571 | 11.88 | 0 | 72.1727 | 0 | 0 | 0 | 8.449 | 0
6917 | 289 | 16 | 10 | Thursday | 4 | 5.279 | 0 | 33.9073 | 13.0128 | 14.464 | 5.569 | 0 | 0.1566 | 11.88 | 0 | 73.4207 | 0 | 0 | 0 | 8.4227 | 0
6918 | 289 | 16 | 10 | Thursday | 5 | 4.957 | 0 | 33.8878 | 22.6634 | 20.5805 | 5.569 | 0 | 0.1513 | 11.88 | 0 | 89.1631 | 0 | 0 | 0 | 8.138 | 0
6919 | 289 | 16 | 10 | Thursday | 6 | 4.13 | 0 | 33.8345 | 44.2813 | 35.484 | 27.845 | 0 | 0.3873 | 15.12 | 0 | 129.1071 | 0 | 0 | 0 | 20.5452 | 0
6920 | 289 | 16 | 10 | Thursday | 7 | 3.596 | 0 | 33.814 | 61.1578 | 46.6998 | 38.983 | 0 | 0.5304 | 15.12 | 0 | 157.322 | 0 | 0 | 0 | 27.9175 | 0
6921 | 289 | 16 | 10 | Thursday | 8 | 3.27 | 0 | 33.8231 | 69.3867 | 52.1343 | 44.552 | 0 | 0.6261 | 18.72 | 0.5557 | 174.6902 | 0 | 0 | 0 | 32.8322 | 0
6922 | 289 | 16 | 10 | Thursday | 9 | 2.691 | 0 | 33.8208 | 66.7481 | 52.8606 | 27.845 | 0 | 0.4142 | 18.72 | 5.7603 | 172.5636 | 0 | 0 | 0 | 22.0559 | 0
6923 | 289 | 16 | 10 | Thursday | 10 | 2.348 | 0.444 | 33.9214 | 59.6999 | 51.878 | 11.138 | 0 | 0.2378 | 14.4 | 13.3231 | 160.6172 | 0 | 0 | 0 | 10.1277 | 0
6924 | 289 | 16 | 10 | Thursday | 11 | 1.95 | 5.382 | 34.032 | 58.5907 | 51.878 | 11.138 | 0 | 0.5126 | 18.36 | 20.1661 | 169.1935 | 0 | 0 | 0 | 9.0541 | 0
6925 | 289 | 16 | 10 | Thursday | 12 | 1.482 | 12.255 | 34.0033 | 53.589 | 51.1854 | 16.707 | 0 | 0.9161 | 18.36 | 23.457 | 171.3084 | 0 | 0 | 0 | 10.5504 | 0
6926 | 289 | 16 | 10 | Thursday | 13 | 1.145 | 10.891 | 33.9295 | 54.2669 | 51.878 | 16.707 | 0 | 0.7951 | 18.36 | 22.5033 | 171.0085 | 0 | 0 | 0 | 8.7558 | 0
6927 | 289 | 16 | 10 | Thursday | 14 | 1.18 | 9.03 | 33.8089 | 55.1983 | 51.878 | 5.569 | 0 | 0.5642 | 18.36 | 18.7151 | 169.5754 | 0 | 0 | 0 | 3.3975 | 0
6928 | 289 | 16 | 10 | Thursday | 15 | 1.294 | 8.554 | 33.8144 | 58.3115 | 51.878 | 5.569 | 0 | 0.5103 | 18.36 | 13.9999 | 172.1252 | 0 | 0 | 0 | 3.4104 | 0
6929 | 289 | 16 | 10 | Thursday | 16 | 1.364 | 8.087 | 33.793 | 60.1226 | 50.7246 | 22.276 | 0 | 0.6116 | 22.68 | 8.6916 | 176.6777 | 0 | 0 | 0 | 10.2747 | 0
6930 | 289 | 16 | 10 | Thursday | 17 | 1.677 | 8.601 | 33.8202 | 55.6233 | 43.0931 | 27.845 | 0 | 0.7066 | 28.8 | 3.7032 | 171.3447 | 0 | 0 | 0 | 13.8269 | 0
6931 | 289 | 16 | 10 | Thursday | 18 | 1.643 | 11.424 | 33.9034 | 65.146 | 51.7393 | 38.983 | 0 | 0.9854 | 30.96 | 0.6619 | 195.0901 | 0 | 0 | 0 | 20.4145 | 0
6932 | 289 | 16 | 10 | Thursday | 19 | 1.431 | 10.648 | 33.9026 | 70.7204 | 57.1787 | 38.983 | 0 | 0.9746 | 25.2 | 0 | 199.4925 | 0 | 0 | 0 | 22.1064 | 0
6933 | 289 | 16 | 10 | Thursday | 20 | 1.228 | 10.485 | 33.9025 | 75.2516 | 60.483 | 27.845 | 0 | 0.8658 | 25.2 | 0 | 207.0432 | 0 | 0 | 0 | 17.0798 | 0
6934 | 289 | 16 | 10 | Thursday | 21 | 1.455 | 6.754 | 33.8158 | 69.495 | 55.4564 | 16.707 | 0 | 0.5596 | 25.2 | 0 | 191.8312 | 0 | 0 | 0 | 11.3752 | 0
6935 | 289 | 16 | 10 | Thursday | 22 | 1.813 | 1.59 | 33.7684 | 49.7368 | 40.0199 | 11.138 | 0 | 0.241 | 16.2 | 0 | 141.6852 | 0 | 0 | 0 | 8.592 | 0
6936 | 289 | 16 | 10 | Thursday | 23 | 2.572 | 0.023 | 33.817 | 26.9226 | 24.6242 | 11.138 | 0 | 0.229 | 16.2 | 0 | 101.8179 | 0 | 0 | 0 | 9.4805 | 0
6937 | 290 | 17 | 10 | Friday | 0 | 4.373 | 0 | 33.8077 | 17.5343 | 18.3373 | 5.569 | 0 | 0.1464 | 14.4 | 0 | 84.2257 | 0 | 0 | 0 | 7.8749 | 0
6938 | 290 | 17 | 10 | Friday | 1 | 4.488 | 0 | 33.8535 | 14.6472 | 16.4006 | 5.569 | 0 | 0.1491 | 11.88 | 0 | 76.9305 | 0 | 0 | 0 | 8.0219 | 0
6939 | 290 | 17 | 10 | Friday | 2 | 4.72 | 0 | 33.8849 | 11.7686 | 14.464 | 5.569 | 0 | 0.154 | 11.88 | 0 | 72.1515 | 0 | 0 | 0 | 8.2855 | 0
6940 | 290 | 17 | 10 | Friday | 3 | 4.825 | 0 | 33.8987 | 11.7686 | 14.464 | 5.569 | 0 | 0.1565 | 11.88 | 0 | 72.1679 | 0 | 0 | 0 | 8.4217 | 0
6941 | 290 | 17 | 10 | Friday | 4 | 4.901 | 0 | 33.9024 | 13.0128 | 14.464 | 5.569 | 0 | 0.1585 | 11.88 | 0 | 73.4177 | 0 | 0 | 0 | 8.5279 | 0
6942 | 290 | 17 | 10 | Friday | 5 | 4.712 | 0 | 33.887 | 22.6634 | 20.5805 | 5.569 | 0 | 0.1555 | 11.88 | 0 | 89.1665 | 0 | 0 | 0 | 8.3696 | 0
6943 | 290 | 17 | 10 | Friday | 6 | 3.87 | 0 | 33.8296 | 44.2813 | 35.484 | 27.845 | 0 | 0.4245 | 15.12 | 0 | 129.1394 | 0 | 0 | 0 | 22.5833 | 0
6944 | 290 | 17 | 10 | Friday | 7 | 3.35 | 0 | 33.8098 | 61.1578 | 46.6998 | 38.983 | 0 | 0.5806 | 15.12 | 0 | 157.368 | 0 | 0 | 0 | 30.6627 | 0
6945 | 290 | 17 | 10 | Friday | 8 | 2.966 | 0 | 33.8113 | 69.4626 | 52.1343 | 44.552 | 0 | 0.6717 | 18.72 | 0.2091 | 174.8 | 0 | 0 | 0 | 35.6544 | 0
6946 | 290 | 17 | 10 | Friday | 9 | 2.434 | 0 | 33.815 | 71.4939 | 52.8606 | 27.845 | 0 | 0.4423 | 18.72 | 1.6911 | 177.3318 | 0 | 0 | 0 | 23.6007 | 0
6947 | 290 | 17 | 10 | Friday | 10 | 2.538 | 0.459 | 33.9247 | 66.7337 | 51.878 | 11.138 | 0 | 0.2313 | 14.4 | 2.314 | 167.6641 | 0 | 0 | 0 | 11.1545 | 0
6948 | 290 | 17 | 10 | Friday | 11 | 2.495 | 4.638 | 34.0256 | 65.7957 | 51.878 | 11.138 | 0 | 0.4451 | 18.36 | 2.8096 | 175.5203 | 0 | 0 | 0 | 11.1962 | 0
6949 | 290 | 17 | 10 | Friday | 12 | 2.541 | 12.187 | 34.0392 | 62.9995 | 51.1854 | 16.707 | 0 | 0.9306 | 18.36 | 3.7278 | 180.6958 | 0 | 0 | 0 | 15.7447 | 0
6950 | 290 | 17 | 10 | Friday | 13 | 2.165 | 11.093 | 33.9991 | 63.3395 | 51.878 | 16.707 | 0 | 0.8661 | 18.36 | 5.0147 | 180.4402 | 0 | 0 | 0 | 15.5434 | 0
6951 | 290 | 17 | 10 | Friday | 14 | 1.926 | 9.238 | 33.8945 | 62.759 | 51.878 | 5.569 | 0 | 0.5967 | 18.36 | 6.0281 | 177.4794 | 0 | 0 | 0 | 6.4233 | 0
6952 | 290 | 17 | 10 | Friday | 15 | 1.756 | 8.574 | 33.8418 | 63.1258 | 51.878 | 5.569 | 0 | 0.5587 | 18.36 | 5.9041 | 177.0373 | 0 | 0 | 0 | 6.2725 | 0
6953 | 290 | 17 | 10 | Friday | 16 | 1.594 | 8.168 | 33.8151 | 64.5193 | 50.7246 | 22.276 | 0 | 0.7911 | 22.68 | 4.5419 | 181.3635 | 0 | 0 | 0 | 19.8444 | 0
6954 | 290 | 17 | 10 | Friday | 17 | 2.12 | 8.528 | 33.8559 | 58.8673 | 43.0931 | 27.845 | 0 | 0.9133 | 28.8 | 2.3278 | 174.7524 | 0 | 0 | 0 | 25.3181 | 0
6955 | 290 | 17 | 10 | Friday | 18 | 1.952 | 11.246 | 33.9171 | 65.4393 | 51.7393 | 38.983 | 0 | 1.2447 | 30.96 | 0.4305 | 195.4632 | 0 | 0 | 0 | 35.1037 | 0
6956 | 290 | 17 | 10 | Friday | 19 | 1.51 | 10.751 | 33.9052 | 70.7204 | 57.1787 | 38.983 | 0 | 1.2219 | 25.2 | 0 | 199.854 | 0 | 0 | 0 | 35.3927 | 0
6957 | 290 | 17 | 10 | Friday | 20 | 1.285 | 10.612 | 33.9052 | 75.2516 | 60.483 | 27.845 | 0 | 1.0338 | 25.2 | 0 | 207.3504 | 0 | 0 | 0 | 25.9037 | 0
6958 | 290 | 17 | 10 | Friday | 21 | 1.5 | 6.87 | 33.8304 | 69.495 | 55.4564 | 16.707 | 0 | 0.6581 | 25.2 | 0 | 192.0701 | 0 | 0 | 0 | 16.4276 | 0
6959 | 290 | 17 | 10 | Friday | 22 | 1.859 | 1.646 | 33.7663 | 49.7368 | 40.0199 | 11.138 | 0 | 0.3039 | 16.2 | 0 | 141.8075 | 0 | 0 | 0 | 11.8739 | 0
6960 | 290 | 17 | 10 | Friday | 23 | 2.632 | 0.025 | 33.8178 | 26.9226 | 24.6242 | 11.138 | 0 | 0.288 | 16.2 | 0 | 101.8797 | 0 | 0 | 0 | 12.6969 | 0
6961 | 291 | 18 | 10 | Saturday | 0 | 4.276 | 0 | 33.8186 | 18.3332 | 19.1419 | 5.569 | 0 | 0.173 | 15.84 | 0 | 87.3068 | 0 | 0 | 0 | 9.3253 | 0
6962 | 291 | 18 | 10 | Saturday | 1 | 4.431 | 0 | 33.8213 | 17.5283 | 18.3373 | 5.569 | 0 | 0.1761 | 12.6 | 0 | 82.463 | 0 | 0 | 0 | 9.493 | 0
6963 | 291 | 18 | 10 | Saturday | 2 | 4.694 | 0 | 33.8751 | 11.771 | 14.464 | 5.569 | 0 | 0.1812 | 12.6 | 0 | 72.8914 | 0 | 0 | 0 | 9.7679 | 0
6964 | 291 | 18 | 10 | Saturday | 3 | 4.804 | 0 | 33.8963 | 11.771 | 14.464 | 5.569 | 0 | 0.1835 | 12.6 | 0 | 72.9149 | 0 | 0 | 0 | 9.889 | 0
6965 | 291 | 18 | 10 | Saturday | 4 | 5.019 | 0 | 33.905 | 11.771 | 14.464 | 5.569 | 0 | 0.1877 | 12.6 | 0 | 72.9278 | 0 | 0 | 0 | 10.1155 | 0
6966 | 291 | 18 | 10 | Saturday | 5 | 5.413 | 0 | 33.9086 | 13.0152 | 14.464 | 5.569 | 0 | 0.1953 | 12.6 | 0 | 74.1831 | 0 | 0 | 0 | 10.5206 | 0
6967 | 291 | 18 | 10 | Saturday | 6 | 5.125 | 0 | 33.8883 | 30.2702 | 24.9086 | 27.845 | 0 | 0.5772 | 14.4 | 0 | 104.0443 | 0 | 0 | 0 | 30.8289 | 0
6968 | 291 | 18 | 10 | Saturday | 7 | 4.638 | 0 | 33.8886 | 33.0666 | 26.405 | 38.983 | 0 | 0.6687 | 11.52 | 0 | 105.5488 | 0 | 0 | 0 | 41.1303 | 0
6969 | 291 | 18 | 10 | Saturday | 8 | 4.056 | 0 | 33.8575 | 46.1551 | 37.4339 | 44.552 | 0 | 0.6737 | 16.2 | 0.2594 | 134.3203 | 0 | 0 | 0 | 46.394 | 0
6970 | 291 | 18 | 10 | Saturday | 9 | 3.525 | 0 | 33.8407 | 43.7492 | 37.9057 | 27.845 | 0 | 0.5636 | 16.2 | 2.1728 | 132.2592 | 0 | 0 | 0 | 30.1722 | 0
6971 | 291 | 18 | 10 | Saturday | 10 | 3.369 | 0 | 33.9025 | 33.8753 | 37.2508 | 11.138 | 0 | 0.2616 | 15.12 | 4.4166 | 120.4102 | 0 | 0 | 0 | 14.0845 | 0
6972 | 291 | 18 | 10 | Saturday | 11 | 2.683 | 3.79 | 33.8748 | 31.0339 | 35.3135 | 11.138 | 0 | 0.4448 | 21.6 | 6.0988 | 126.3662 | 0 | 0 | 0 | 13.4227 | 0
6973 | 291 | 18 | 10 | Saturday | 12 | 2.537 | 3.733 | 34.0251 | 28.257 | 34.2247 | 16.707 | 0 | 0.5448 | 23.4 | 7.411 | 124.4892 | 0 | 0 | 0 | 18.5645 | 0
6974 | 291 | 18 | 10 | Saturday | 13 | 2.201 | 4.241 | 34.0739 | 28.0003 | 33.0722 | 16.707 | 0 | 0.5647 | 23.4 | 8.0547 | 123.6979 | 0 | 0 | 0 | 17.9932 | 0
6975 | 291 | 18 | 10 | Saturday | 14 | 2.124 | 4.155 | 34.0713 | 27.0902 | 33.0722 | 5.569 | 0 | 0.3537 | 23.4 | 6.5256 | 122.4804 | 0 | 0 | 0 | 7.314 | 0
6976 | 291 | 18 | 10 | Saturday | 15 | 2.309 | 4.113 | 34.0607 | 29.1795 | 33.0722 | 5.569 | 0 | 0.3484 | 23.4 | 4.6135 | 124.5093 | 0 | 0 | 0 | 7.4902 | 0
6977 | 291 | 18 | 10 | Saturday | 16 | 2.407 | 4.124 | 34.0795 | 32.1354 | 33.0722 | 22.276 | 0 | 0.6426 | 23.4 | 3.667 | 127.7896 | 0 | 0 | 0 | 23.2321 | 0
6978 | 291 | 18 | 10 | Saturday | 17 | 2.405 | 6.189 | 34.0735 | 32.5047 | 32.9581 | 27.845 | 0 | 0.855 | 27 | 2.5736 | 134.0852 | 0 | 0 | 0 | 28.6499 | 0
6979 | 291 | 18 | 10 | Saturday | 18 | 1.868 | 9.437 | 33.9415 | 55.3313 | 46.5147 | 38.983 | 0 | 1.1534 | 28.8 | 0.7212 | 175.9473 | 0 | 0 | 0 | 39.0414 | 0
6980 | 291 | 18 | 10 | Saturday | 19 | 1.895 | 10.921 | 33.9592 | 61.3403 | 50.3878 | 38.983 | 0 | 1.2325 | 28.8 | 0 | 187.5314 | 0 | 0 | 0 | 39.4819 | 0
6981 | 291 | 18 | 10 | Saturday | 20 | 2.074 | 9.194 | 33.9247 | 61.3343 | 50.3878 | 27.845 | 0 | 1.0176 | 27 | 0 | 183.6075 | 0 | 0 | 0 | 29.1103 | 0
6982 | 291 | 18 | 10 | Saturday | 21 | 2.005 | 8.283 | 33.9136 | 61.3343 | 50.3878 | 16.707 | 0 | 0.7669 | 27 | 0 | 182.3609 | 0 | 0 | 0 | 18.3131 | 0
6983 | 291 | 18 | 10 | Saturday | 22 | 2.131 | 2.852 | 33.7652 | 49.2003 | 40.077 | 11.138 | 0 | 0.3868 | 19.8 | 0 | 146.3138 | 0 | 0 | 0 | 13.039 | 0
6984 | 291 | 18 | 10 | Saturday | 23 | 3.741 | 0.143 | 33.8042 | 28.1779 | 24.6242 | 11.138 | 0 | 0.3307 | 19.8 | 0 | 106.8915 | 0 | 0 | 0 | 14.6752 | 0
6985 | 292 | 19 | 10 | Sunday | 0 | 5.642 | 0 | 33.7904 | 24.1043 | 23.0149 | 5.569 | 0 | 0.2064 | 19.8 | 0 | 100.916 | 0 | 0 | 0 | 11.1179 | 0
6986 | 292 | 19 | 10 | Sunday | 1 | 5.826 | 0 | 33.8028 | 23.3102 | 22.2101 | 5.569 | 0 | 0.21 | 19.8 | 0 | 99.3331 | 0 | 0 | 0 | 11.3086 | 0
6987 | 292 | 19 | 10 | Sunday | 2 | 6.045 | 0 | 33.8518 | 17.5379 | 18.3373 | 5.569 | 0 | 0.2142 | 15.48 | 0 | 85.4211 | 0 | 0 | 0 | 11.5344 | 0
6988 | 292 | 19 | 10 | Sunday | 3 | 6.128 | 0 | 33.8599 | 17.5379 | 18.3373 | 5.569 | 0 | 0.2159 | 15.48 | 0 | 85.431 | 0 | 0 | 0 | 11.6234 | 0
6989 | 292 | 19 | 10 | Sunday | 4 | 6.199 | 0 | 33.8629 | 17.5379 | 18.3373 | 5.569 | 0 | 0.2173 | 15.48 | 0 | 85.4354 | 0 | 0 | 0 | 11.7009 | 0
6990 | 292 | 19 | 10 | Sunday | 5 | 6.225 | 0 | 33.8666 | 18.7817 | 18.3373 | 5.569 | 0 | 0.2179 | 15.48 | 0 | 86.6835 | 0 | 0 | 0 | 11.7333 | 0
6991 | 292 | 19 | 10 | Sunday | 6 | 6.008 | 0 | 33.8488 | 26.931 | 24.6242 | 27.845 | 0 | 0.6299 | 18.72 | 0 | 104.7539 | 0 | 0 | 0 | 33.6392 | 0
6992 | 292 | 19 | 10 | Sunday | 7 | 5.136 | 0 | 33.8212 | 34.2491 | 29.9942 | 38.983 | 0 | 0.6692 | 18.72 | 0 | 117.4537 | 0 | 0 | 0 | 44.1795 | 0
6993 | 292 | 19 | 10 | Sunday | 8 | 5.095 | 0 | 33.8268 | 37.4418 | 33.2132 | 44.552 | 0 | 0.6748 | 23.4 | 0.2273 | 128.5566 | 0 | 0 | 0 | 50.1019 | 0
6994 | 292 | 19 | 10 | Sunday | 9 | 4.841 | 0 | 33.8241 | 31.0076 | 29.3396 | 27.845 | 0 | 0.6167 | 23.4 | 2.0678 | 118.1881 | 0 | 0 | 0 | 32.9988 | 0
6995 | 292 | 19 | 10 | Sunday | 10 | 4.045 | 0 | 33.8014 | 29.4893 | 32.5586 | 11.138 | 0 | 0.2943 | 19.08 | 5.5398 | 115.2236 | 0 | 0 | 0 | 15.293 | 0
6996 | 292 | 19 | 10 | Sunday | 11 | 3.302 | 0 | 33.806 | 24.8759 | 32.5586 | 11.138 | 0 | 0.2995 | 21.6 | 10.2889 | 113.1401 | 0 | 0 | 0 | 14.1746 | 0
6997 | 292 | 19 | 10 | Sunday | 12 | 2.466 | 0 | 33.7962 | 23.7578 | 33.0367 | 16.707 | 0 | 0.3698 | 19.08 | 11.4752 | 110.0405 | 0 | 0 | 0 | 17.8914 | 0
6998 | 292 | 19 | 10 | Sunday | 13 | 2.254 | 0 | 33.8619 | 20.6574 | 29.1634 | 16.707 | 0 | 0.3382 | 18.36 | 9.6516 | 102.3809 | 0 | 0 | 0 | 17.0562 | 0
6999 | 292 | 19 | 10 | Sunday | 14 | 2.353 | 0 | 33.9135 | 21.649 | 29.1634 | 5.569 | 0 | 0.1402 | 18 | 7.4596 | 102.8661 | 0 | 0 | 0 | 7.202 | 0
7000 | 292 | 19 | 10 | Sunday | 15 | 2.651 | 0 | 33.9215 | 24.9805 | 29.1634 | 5.569 | 0 | 0.1389 | 15.84 | 4.6917 | 104.0444 | 0 | 0 | 0 | 7.4971 | 0
7001 | 292 | 19 | 10 | Sunday | 16 | 2.877 | 0 | 33.9226 | 26.9675 | 27.5539 | 22.276 | 0 | 0.4177 | 23.04 | 2.2558 | 111.9018 | 0 | 0 | 0 | 22.404 | 0
7002 | 292 | 19 | 10 | Sunday | 17 | 3.125 | 0 | 33.8485 | 26.7023 | 26.399 | 27.845 | 0 | 0.5202 | 22.32 | 0.875 | 109.79 | 0 | 0 | 0 | 27.8337 | 0
7003 | 292 | 19 | 10 | Sunday | 18 | 2.735 | 0 | 33.801 | 43.9889 | 38.0184 | 38.983 | 0 | 0.6664 | 23.4 | 0.1716 | 139.8746 | 0 | 0 | 0 | 37.8891 | 0
7004 | 292 | 19 | 10 | Sunday | 19 | 2.091 | 0 | 33.9261 | 55.5005 | 45.7644 | 38.983 | 0 | 0.6655 | 22.68 | 0 | 158.5366 | 0 | 0 | 0 | 37.8157 | 0
7005 | 292 | 19 | 10 | Sunday | 20 | 1.707 | 0 | 33.9901 | 60.0165 | 49.6381 | 27.845 | 0 | 0.5131 | 22.68 | 0 | 166.8379 | 0 | 0 | 0 | 27.524 | 0
7006 | 292 | 19 | 10 | Sunday | 21 | 1.614 | 0 | 33.9173 | 48.5011 | 41.8913 | 16.707 | 0 | 0.3199 | 22.68 | 0 | 147.3095 | 0 | 0 | 0 | 17.2265 | 0
7007 | 292 | 19 | 10 | Sunday | 22 | 1.832 | 0 | 33.7278 | 40.3665 | 35.5897 | 11.138 | 0 | 0.228 | 14.4 | 0 | 124.312 | 0 | 0 | 0 | 12.2896 | 0
7008 | 292 | 19 | 10 | Sunday | 23 | 2.302 | 0 | 33.7668 | 25.6748 | 24.6242 | 11.138 | 0 | 0.2375 | 14.4 | 0 | 98.7033 | 0 | 0 | 0 | 12.7984 | 0
7009 | 293 | 20 | 10 | Monday | 0 | 2.356 | 0 | 33.7726 | 17.5343 | 18.3373 | 5.569 | 0 | 0.1411 | 14.4 | 0 | 84.1852 | 0 | 0 | 0 | 7.6175 | 0
7010 | 293 | 20 | 10 | Monday | 1 | 2.302 | 0 | 33.7769 | 14.6472 | 16.4006 | 5.569 | 0 | 0.1402 | 11.88 | 0 | 76.845 | 0 | 0 | 0 | 7.5731 | 0
7011 | 293 | 20 | 10 | Monday | 2 | 2.53 | 0 | 33.7851 | 11.7686 | 14.464 | 5.569 | 0 | 0.1446 | 11.88 | 0 | 72.0424 | 0 | 0 | 0 | 7.8101 | 0
7012 | 293 | 20 | 10 | Monday | 3 | 2.735 | 0 | 33.8019 | 11.7686 | 14.464 | 5.569 | 0 | 0.1486 | 11.88 | 0 | 72.0631 | 0 | 0 | 0 | 8.0245 | 0
7013 | 293 | 20 | 10 | Monday | 4 | 2.791 | 0 | 33.8241 | 13.0128 | 14.464 | 5.569 | 0 | 0.1498 | 11.88 | 0 | 73.3307 | 0 | 0 | 0 | 8.0891 | 0
7014 | 293 | 20 | 10 | Monday | 5 | 2.584 | 0 | 33.8211 | 22.6634 | 20.5805 | 5.569 | 0 | 0.1461 | 11.88 | 0 | 89.0911 | 0 | 0 | 0 | 7.8911 | 0
7015 | 293 | 20 | 10 | Monday | 6 | 1.842 | 0 | 33.7721 | 44.2813 | 35.484 | 27.845 | 0 | 0.5312 | 15.12 | 0 | 129.1886 | 0 | 0 | 0 | 28.504 | 0
7016 | 293 | 20 | 10 | Monday | 7 | 1.089 | 0 | 33.7369 | 61.1578 | 46.6998 | 38.983 | 0 | 0.6646 | 15.12 | 0 | 157.3792 | 0 | 0 | 0 | 38.7994 | 0
7017 | 293 | 20 | 10 | Monday | 8 | 0.92 | 0 | 33.7237 | 69.3886 | 52.1343 | 44.552 | 0 | 0.6703 | 18.72 | 0.4742 | 174.637 | 0 | 0 | 0 | 44.5418 | 0
7018 | 293 | 20 | 10 | Monday | 9 | 0.92 | 0 | 33.7313 | 64.2901 | 52.8606 | 27.845 | 0 | 0.5352 | 18.72 | 4.4769 | 170.1372 | 0 | 0 | 0 | 28.2083 | 0
7019 | 293 | 20 | 10 | Monday | 10 | 0.748 | 0.663 | 33.8273 | 56.0371 | 51.878 | 11.138 | 0 | 0.2823 | 14.4 | 9.9336 | 157.1414 | 0 | 0 | 0 | 11.3133 | 0
7020 | 293 | 20 | 10 | Monday | 11 | 0.279 | 6.713 | 33.9534 | 55.0872 | 51.878 | 11.138 | 0 | 0.5885 | 18.36 | 13.6178 | 167.127 | 0 | 0 | 0 | 10.1197 | 0
7021 | 293 | 20 | 10 | Monday | 12 | 0.032 | 12.092 | 33.9123 | 52.9085 | 51.1854 | 16.707 | 0 | 0.9273 | 18.36 | 13.4256 | 170.3715 | 0 | 0 | 0 | 13.6979 | 0
7022 | 293 | 20 | 10 | Monday | 13 | 0.169 | 11.643 | 33.9029 | 56.1708 | 51.878 | 16.707 | 0 | 0.866 | 18.36 | 8.6126 | 173.7698 | 0 | 0 | 0 | 13.3276 | 0
7023 | 293 | 20 | 10 | Monday | 14 | 0.509 | 9.642 | 33.8366 | 59.775 | 51.878 | 5.569 | 0 | 0.5901 | 18.36 | 4.5195 | 174.8672 | 0 | 0 | 0 | 4.9048 | 0
7024 | 293 | 20 | 10 | Monday | 15 | 0.579 | 8.929 | 33.7559 | 62.2044 | 51.878 | 5.569 | 0 | 0.5539 | 18.36 | 3.3321 | 176.4091 | 0 | 0 | 0 | 4.996 | 0
7025 | 293 | 20 | 10 | Monday | 16 | 0.356 | 8.761 | 33.7657 | 66.9947 | 50.7246 | 22.276 | 0 | 0.7918 | 22.68 | 2.0694 | 184.4315 | 0 | 0 | 0 | 18.2204 | 0
7026 | 293 | 20 | 10 | Monday | 17 | 0.37 | 9.809 | 33.8668 | 59.6673 | 43.0931 | 27.845 | 0 | 0.9395 | 28.8 | 1.2304 | 176.9756 | 0 | 0 | 0 | 23.1109 | 0
7027 | 293 | 20 | 10 | Monday | 18 | 0.093 | 12.645 | 33.9257 | 65.4391 | 51.7393 | 38.983 | 0 | 1.2734 | 30.96 | 0.3244 | 197.014 | 0 | 0 | 0 | 32.6499 | 0
7028 | 293 | 20 | 10 | Monday | 19 | 0.182 | 12.18 | 33.9316 | 70.7204 | 57.1787 | 38.983 | 0 | 1.2641 | 25.2 | 0 | 201.4674 | 0 | 0 | 0 | 33.5183 | 0
7029 | 293 | 20 | 10 | Monday | 20 | 0.229 | 12.05 | 33.9322 | 75.2516 | 60.483 | 27.845 | 0 | 1.0843 | 25.2 | 0 | 208.9837 | 0 | 0 | 0 | 24.4838 | 0
7030 | 293 | 20 | 10 | Monday | 21 | 0.311 | 8.23 | 33.8783 | 69.495 | 55.4564 | 16.707 | 0 | 0.7034 | 25.2 | 0 | 193.6335 | 0 | 0 | 0 | 15.0311 | 0
7031 | 293 | 20 | 10 | Monday | 22 | 0.346 | 2.4 | 33.7294 | 49.7368 | 40.0199 | 11.138 | 0 | 0.3117 | 16.2 | 0 | 142.5934 | 0 | 0 | 0 | 10.227 | 0
7032 | 293 | 20 | 10 | Monday | 23 | 0.496 | 0.078 | 33.7907 | 26.9226 | 24.6242 | 11.138 | 0 | 0.2484 | 16.2 | 0 | 101.8701 | 0 | 0 | 0 | 10.4306 | 0
7033 | 294 | 21 | 10 | Tuesday | 0 | 0.704 | 0 | 33.8089 | 17.5343 | 18.3373 | 5.569 | 0 | 0.1054 | 14.4 | 0 | 84.1859 | 0 | 0 | 0 | 5.6894 | 0
7034 | 294 | 21 | 10 | Tuesday | 1 | 0.862 | 0 | 33.8274 | 14.6472 | 16.4006 | 5.569 | 0 | 0.1086 | 11.88 | 0 | 76.8639 | 0 | 0 | 0 | 5.8612 | 0
7035 | 294 | 21 | 10 | Tuesday | 2 | 0.894 | 0 | 33.9103 | 11.7686 | 14.464 | 5.569 | 0 | 0.1094 | 11.88 | 0 | 72.1324 | 0 | 0 | 0 | 5.9056 | 0
7036 | 294 | 21 | 10 | Tuesday | 3 | 0.846 | 0 | 33.9169 | 11.7686 | 14.464 | 5.569 | 0 | 0.1087 | 11.88 | 0 | 72.1383 | 0 | 0 | 0 | 5.8703 | 0
7037 | 294 | 21 | 10 | Tuesday | 4 | 0.863 | 0 | 33.9364 | 13.0128 | 14.464 | 5.569 | 0 | 0.1093 | 11.88 | 0 | 73.4025 | 0 | 0 | 0 | 5.9001 | 0
7038 | 294 | 21 | 10 | Tuesday | 5 | 0.789 | 0 | 33.92 | 22.6634 | 20.5805 | 5.569 | 0 | 0.1081 | 11.88 | 0 | 89.1521 | 0 | 0 | 0 | 5.8377 | 0
7039 | 294 | 21 | 10 | Tuesday | 6 | 0.654 | 0 | 33.7864 | 44.2813 | 35.484 | 27.845 | 0 | 0.4857 | 15.12 | 0 | 129.1574 | 0 | 0 | 0 | 26.0718 | 0
7040 | 294 | 21 | 10 | Tuesday | 7 | 0.279 | 0 | 33.7903 | 61.1578 | 46.6998 | 38.983 | 0 | 0.6636 | 15.12 | 0 | 157.4316 | 0 | 0 | 0 | 36.3314 | 0
7041 | 294 | 21 | 10 | Tuesday | 8 | 0.111 | 0 | 33.8189 | 69.4626 | 52.1343 | 44.552 | 0 | 0.6692 | 18.72 | 0.1634 | 174.8051 | 0 | 0 | 0 | 42.0037 | 0
7042 | 294 | 21 | 10 | Tuesday | 9 | 0.049 | 0 | 33.8272 | 71.8004 | 52.8606 | 27.845 | 0 | 0.4926 | 18.72 | 1.3511 | 177.7008 | 0 | 0 | 0 | 26.4712 | 0
7043 | 294 | 21 | 10 | Tuesday | 10 | 0.044 | 0.615 | 33.9584 | 67.3292 | 51.878 | 11.138 | 0 | 0.2296 | 14.4 | 2.3199 | 168.4603 | 0 | 0 | 0 | 10.6736 | 0
7044 | 294 | 21 | 10 | Tuesday | 11 | 0.054 | 6.663 | 34.0992 | 64.8049 | 51.878 | 11.138 | 0 | 0.5441 | 18.36 | 3.612 | 176.8923 | 0 | 0 | 0 | 10.7189 | 0
7045 | 294 | 21 | 10 | Tuesday | 12 | 0.069 | 11.795 | 34.0671 | 57.3178 | 51.1854 | 16.707 | 0 | 0.9173 | 18.36 | 7.0978 | 174.6048 | 0 | 0 | 0 | 16.1107 | 0
7046 | 294 | 21 | 10 | Tuesday | 13 | 0.036 | 11.222 | 33.9843 | 56.0868 | 51.878 | 16.707 | 0 | 0.9109 | 18.36 | 12.8402 | 173.357 | 0 | 0 | 0 | 15.6961 | 0
7047 | 294 | 21 | 10 | Tuesday | 14 | 0.021 | 9.278 | 33.8662 | 55.1318 | 51.878 | 5.569 | 0 | 0.6312 | 18.36 | 16.8985 | 169.9016 | 0 | 0 | 0 | 4.8269 | 0
7048 | 294 | 21 | 10 | Tuesday | 15 | 0.035 | 8.368 | 33.8551 | 55.6761 | 51.878 | 5.569 | 0 | 0.54 | 18.36 | 12.049 | 169.3588 | 0 | 0 | 0 | 4.4751 | 0
7049 | 294 | 21 | 10 | Tuesday | 16 | 0.058 | 7.848 | 33.8504 | 59.6729 | 50.7246 | 22.276 | 0 | 0.7346 | 22.68 | 6.1284 | 176.1496 | 0 | 0 | 0 | 17.7336 | 0
7050 | 294 | 21 | 10 | Tuesday | 17 | 0.361 | 8.561 | 33.8901 | 57.0567 | 43.0931 | 27.845 | 0 | 0.8689 | 28.8 | 3.361 | 172.9671 | 0 | 0 | 0 | 22.88 | 0
7051 | 294 | 21 | 10 | Tuesday | 18 | 0.771 | 11.273 | 33.9962 | 65.31 | 51.7393 | 38.983 | 0 | 1.207 | 30.96 | 0.7168 | 195.405 | 0 | 0 | 0 | 33.0386 | 0
7052 | 294 | 21 | 10 | Tuesday | 19 | 0.933 | 10.514 | 33.9892 | 70.7204 | 57.1787 | 38.983 | 0 | 1.1841 | 25.2 | 0 | 199.6437 | 0 | 0 | 0 | 34.0023 | 0
7053 | 294 | 21 | 10 | Tuesday | 20 | 0.969 | 10.285 | 33.944 | 75.2516 | 60.483 | 27.845 | 0 | 1.0004 | 25.2 | 0 | 207.0026 | 0 | 0 | 0 | 25.0475 | 0
7054 | 294 | 21 | 10 | Tuesday | 21 | 1.01 | 6.633 | 33.8682 | 69.495 | 55.4564 | 16.707 | 0 | 0.6307 | 25.2 | 0 | 191.8241 | 0 | 0 | 0 | 15.6293 | 0
7055 | 294 | 21 | 10 | Tuesday | 22 | 1.121 | 1.522 | 33.8796 | 49.7368 | 40.0199 | 11.138 | 0 | 0.2802 | 16.2 | 0 | 141.7628 | 0 | 0 | 0 | 10.9366 | 0
7056 | 294 | 21 | 10 | Tuesday | 23 | 2.341 | 0.028 | 33.8926 | 26.9226 | 24.6242 | 11.138 | 0 | 0.2282 | 16.2 | 0 | 101.8983 | 0 | 0 | 0 | 12.2112 | 0
7057 | 295 | 22 | 10 | Wednesday | 0 | 5.987 | 0 | 33.8431 | 17.5343 | 18.3373 | 5.569 | 0 | 0.2033 | 14.4 | 0 | 84.318 | 0 | 0 | 0 | 10.9407 | 0
7058 | 295 | 22 | 10 | Wednesday | 1 | 5.932 | 0 | 33.8824 | 14.6472 | 16.4006 | 5.569 | 0 | 0.2025 | 11.88 | 0 | 77.0128 | 0 | 0 | 0 | 10.8994 | 0
7059 | 295 | 22 | 10 | Wednesday | 2 | 6.107 | 0 | 33.9044 | 11.7686 | 14.464 | 5.569 | 0 | 0.206 | 11.88 | 0 | 72.2231 | 0 | 0 | 0 | 11.0879 | 0
7060 | 295 | 22 | 10 | Wednesday | 3 | 6.461 | 0 | 33.9131 | 11.7686 | 14.464 | 5.569 | 0 | 0.2129 | 11.88 | 0 | 72.2386 | 0 | 0 | 0 | 11.4544 | 0
7061 | 295 | 22 | 10 | Wednesday | 4 | 6.382 | 0 | 33.9326 | 13.0128 | 14.464 | 5.569 | 0 | 0.2116 | 11.88 | 0 | 73.501 | 0 | 0 | 0 | 11.3877 | 0
7062 | 295 | 22 | 10 | Wednesday | 5 | 5.978 | 0 | 33.8979 | 22.6634 | 20.5805 | 5.569 | 0 | 0.2043 | 11.88 | 0 | 89.2261 | 0 | 0 | 0 | 10.9968 | 0
7063 | 295 | 22 | 10 | Wednesday | 6 | 5.111 | 0 | 33.84 | 44.2813 | 35.484 | 27.845 | 0 | 0.569 | 15.12 | 0 | 129.2942 | 0 | 0 | 0 | 30.3836 | 0
7064 | 295 | 22 | 10 | Wednesday | 7 | 4.46 | 0 | 33.8138 | 61.1578 | 46.6998 | 38.983 | 0 | 0.6687 | 15.12 | 0 | 157.4601 | 0 | 0 | 0 | 40.3805 | 0
7065 | 295 | 22 | 10 | Wednesday | 8 | 3.982 | 0 | 33.8166 | 69.4617 | 52.1343 | 44.552 | 0 | 0.674 | 18.72 | 0.2465 | 174.8066 | 0 | 0 | 0 | 45.7251 | 0
7066 | 295 | 22 | 10 | Wednesday | 9 | 3.333 | 0 | 33.8127 | 69.9938 | 52.8606 | 27.845 | 0 | 0.5539 | 18.72 | 2.365 | 175.9409 | 0 | 0 | 0 | 29.6419 | 0
7067 | 295 | 22 | 10 | Wednesday | 10 | 3.427 | 0 | 33.9141 | 62.2659 | 51.878 | 11.138 | 0 | 0.2604 | 14.4 | 5.726 | 162.7185 | 0 | 0 | 0 | 14.0127 | 0
7068 | 295 | 22 | 10 | Wednesday | 11 | 3.257 | 4.792 | 33.989 | 60.2217 | 51.878 | 11.138 | 0 | 0.5043 | 18.36 | 7.2051 | 170.1349 | 0 | 0 | 0 | 13.866 | 0
7069 | 295 | 22 | 10 | Wednesday | 12 | 3.32 | 11.386 | 34.002 | 60.8834 | 51.1854 | 16.707 | 0 | 0.9532 | 18.36 | 5.677 | 177.6984 | 0 | 0 | 0 | 19.282 | 0
7070 | 295 | 22 | 10 | Wednesday | 13 | 3.27 | 10.164 | 33.937 | 58.9201 | 51.878 | 16.707 | 0 | 0.8861 | 18.36 | 6.337 | 174.974 | 0 | 0 | 0 | 19.3063 | 0
7071 | 295 | 22 | 10 | Wednesday | 14 | 3.189 | 8.261 | 33.8842 | 56.0762 | 51.878 | 5.569 | 0 | 0.5906 | 18.36 | 8.4205 | 169.7231 | 0 | 0 | 0 | 8.5332 | 0
7072 | 295 | 22 | 10 | Wednesday | 15 | 3.075 | 7.343 | 33.877 | 56.1777 | 51.878 | 5.569 | 0 | 0.5579 | 18.36 | 10.6716 | 168.7916 | 0 | 0 | 0 | 8.2933 | 0
7073 | 295 | 22 | 10 | Wednesday | 16 | 2.936 | 7.116 | 33.8385 | 58.8454 | 50.7246 | 22.276 | 0 | 0.8197 | 22.68 | 9.4456 | 174.6046 | 0 | 0 | 0 | 22.949 | 0
7074 | 295 | 22 | 10 | Wednesday | 17 | 3.718 | 7.669 | 33.8343 | 55.5327 | 43.0931 | 27.845 | 0 | 0.9294 | 28.8 | 3.8831 | 170.484 | 0 | 0 | 0 | 28.5305 | 0
7075 | 295 | 22 | 10 | Wednesday | 18 | 3.391 | 10.263 | 33.8687 | 65.1662 | 51.7393 | 38.983 | 0 | 1.1993 | 30.96 | 0.5714 | 194.0334 | 0 | 0 | 0 | 38.6881 | 0
7076 | 295 | 22 | 10 | Wednesday | 19 | 2.984 | 9.733 | 33.8414 | 70.7204 | 57.1787 | 38.983 | 0 | 1.1704 | 25.2 | 0 | 198.6372 | 0 | 0 | 0 | 38.8441 | 0
7077 | 295 | 22 | 10 | Wednesday | 20 | 2.847 | 9.546 | 33.8601 | 75.2516 | 60.483 | 27.845 | 0 | 1.0303 | 25.2 | 0 | 206.149 | 0 | 0 | 0 | 28.744 | 0
7078 | 295 | 22 | 10 | Wednesday | 21 | 2.973 | 6.164 | 33.7788 | 69.495 | 55.4564 | 16.707 | 0 | 0.6623 | 25.2 | 0 | 191.2588 | 0 | 0 | 0 | 18.6314 | 0
7079 | 295 | 22 | 10 | Wednesday | 22 | 3.473 | 1.175 | 33.7945 | 49.7368 | 40.0199 | 11.138 | 0 | 0.3189 | 16.2 | 0 | 141.3412 | 0 | 0 | 0 | 13.9602 | 0
7080 | 295 | 22 | 10 | Wednesday | 23 | 5.731 | 0.02 | 33.8111 | 26.9226 | 24.6242 | 11.138 | 0 | 0.3037 | 16.2 | 0 | 101.8836 | 0 | 0 | 0 | 16.2555 | 0
7081 | 296 | 23 | 10 | Thursday | 0 | 7.463 | 0 | 33.8491 | 17.5343 | 18.3373 | 5.569 | 0 | 0.2371 | 14.4 | 0 | 84.3577 | 0 | 0 | 0 | 12.7379 | 0
7082 | 296 | 23 | 10 | Thursday | 1 | 7.555 | 0 | 33.8822 | 14.6472 | 16.4006 | 5.569 | 0 | 0.2389 | 11.88 | 0 | 77.049 | 0 | 0 | 0 | 12.8396 | 0
7083 | 296 | 23 | 10 | Thursday | 2 | 8.241 | 0 | 33.9168 | 11.7686 | 14.464 | 5.569 | 0 | 0.2521 | 11.88 | 0 | 72.2816 | 0 | 0 | 0 | 13.5341 | 0
7084 | 296 | 23 | 10 | Thursday | 3 | 9.9 | 0 | 33.9753 | 11.7686 | 14.464 | 5.569 | 0 | 0.2839 | 11.88 | 0 | 72.3718 | 0 | 0 | 0 | 15.2016 | 0
7085 | 296 | 23 | 10 | Thursday | 4 | 10.04 | 0 | 33.9934 | 13.0128 | 14.464 | 5.569 | 0 | 0.2867 | 11.88 | 0 | 73.6369 | 0 | 0 | 0 | 15.3503 | 0
7086 | 296 | 23 | 10 | Thursday | 5 | 9.256 | 0 | 33.9613 | 22.6634 | 20.5805 | 5.569 | 0 | 0.2719 | 11.88 | 0 | 89.3572 | 0 | 0 | 0 | 14.5745 | 0
7087 | 296 | 23 | 10 | Thursday | 6 | 7.582 | 0 | 33.8039 | 44.2813 | 35.484 | 27.845 | 0 | 0.6439 | 15.12 | 0 | 129.3332 | 0 | 0 | 0 | 34.304 | 0
7088 | 296 | 23 | 10 | Thursday | 7 | 6.72 | 0 | 33.7792 | 61.1578 | 46.6998 | 38.983 | 0 | 0.6715 | 15.12 | 0 | 157.4282 | 0 | 0 | 0 | 44.5811 | 0
7089 | 296 | 23 | 10 | Thursday | 8 | 5.995 | 0 | 33.7934 | 69.4073 | 52.1343 | 44.552 | 0 | 0.6765 | 18.72 | 0.5208 | 174.7316 | 0 | 0 | 0 | 49.7589 | 0
7090 | 296 | 23 | 10 | Thursday | 9 | 5.219 | 0 | 33.8099 | 66.1654 | 52.8606 | 27.845 | 0 | 0.6174 | 18.72 | 5.4404 | 172.1732 | 0 | 0 | 0 | 32.6018 | 0
7091 | 296 | 23 | 10 | Thursday | 10 | 4.833 | 0 | 33.9453 | 58.7192 | 51.878 | 11.138 | 0 | 0.3204 | 14.4 | 10.2843 | 159.2628 | 0 | 0 | 0 | 15.5107 | 0
7092 | 296 | 23 | 10 | Thursday | 11 | 4.091 | 4.595 | 34.0103 | 56.951 | 51.878 | 11.138 | 0 | 0.5436 | 18.36 | 13.2584 | 166.7122 | 0 | 0 | 0 | 14.1769 | 0
7093 | 296 | 23 | 10 | Thursday | 12 | 3.55 | 9.909 | 34.0372 | 53.2685 | 51.1854 | 16.707 | 0 | 0.9054 | 18.36 | 17.1235 | 168.4731 | 0 | 0 | 0 | 17.5048 | 0
7094 | 296 | 23 | 10 | Thursday | 13 | 2.966 | 9.809 | 33.8591 | 54.1697 | 51.878 | 16.707 | 0 | 0.8848 | 18.36 | 22.7498 | 169.7606 | 0 | 0 | 0 | 15.1317 | 0
7095 | 296 | 23 | 10 | Thursday | 14 | 2.751 | 8.427 | 33.8384 | 54.6826 | 51.878 | 5.569 | 0 | 0.6306 | 18.36 | 22.1116 | 168.5038 | 0 | 0 | 0 | 6.1041 | 0
7096 | 296 | 23 | 10 | Thursday | 15 | 2.567 | 7.707 | 33.8255 | 55.4943 | 51.878 | 5.569 | 0 | 0.5356 | 18.36 | 16.2377 | 168.4283 | 0 | 0 | 0 | 5.4565 | 0
7097 | 296 | 23 | 10 | Thursday | 16 | 2.54 | 7.325 | 33.7968 | 58.7662 | 50.7246 | 22.276 | 0 | 0.6416 | 22.68 | 9.5324 | 174.5311 | 0 | 0 | 0 | 13.9395 | 0
7098 | 296 | 23 | 10 | Thursday | 17 | 3.106 | 8.037 | 33.8034 | 57.3708 | 43.0931 | 27.845 | 0 | 0.7575 | 28.8 | 3.4359 | 172.517 | 0 | 0 | 0 | 18.1895 | 0
7099 | 296 | 23 | 10 | Thursday | 18 | 2.746 | 10.675 | 33.8982 | 65.3907 | 51.7393 | 38.983 | 0 | 1.0362 | 30.96 | 0.5064 | 194.5692 | 0 | 0 | 0 | 25.3354 | 0
7100 | 296 | 23 | 10 | Thursday | 19 | 2.243 | 10.049 | 33.8921 | 70.7204 | 57.1787 | 38.983 | 0 | 1.0222 | 25.2 | 0 | 198.882 | 0 | 0 | 0 | 26.4253 | 0
7101 | 296 | 23 | 10 | Thursday | 20 | 2.256 | 9.773 | 33.9135 | 75.2516 | 60.483 | 27.845 | 0 | 0.8898 | 25.2 | 0 | 206.3076 | 0 | 0 | 0 | 20.435 | 0
7102 | 296 | 23 | 10 | Thursday | 21 | 2.94 | 6.157 | 33.7838 | 69.495 | 55.4564 | 16.707 | 0 | 0.5805 | 25.2 | 0 | 191.174 | 0 | 0 | 0 | 14.1899 | 0
7103 | 296 | 23 | 10 | Thursday | 22 | 3.621 | 1.143 | 33.7947 | 49.7368 | 40.0199 | 11.138 | 0 | 0.2678 | 16.2 | 0 | 141.2553 | 0 | 0 | 0 | 11.2595 | 0
7104 | 296 | 23 | 10 | Thursday | 23 | 6.049 | 0.018 | 33.7922 | 26.9226 | 24.6242 | 11.138 | 0 | 0.2585 | 16.2 | 0 | 101.8165 | 0 | 0 | 0 | 13.7949 | 0
7105 | 297 | 24 | 10 | Friday | 0 | 6.804 | 0 | 33.8499 | 17.5343 | 18.3373 | 5.569 | 0 | 0.1994 | 14.4 | 0 | 84.3209 | 0 | 0 | 0 | 10.7163 | 0
7106 | 297 | 24 | 10 | Friday | 1 | 7.872 | 0 | 33.881 | 14.6472 | 16.4006 | 5.569 | 0 | 0.2201 | 11.88 | 0 | 77.029 | 0 | 0 | 0 | 11.8114 | 0
7107 | 297 | 24 | 10 | Friday | 2 | 9.009 | 0 | 33.9446 | 11.7686 | 14.464 | 5.569 | 0 | 0.2422 | 11.88 | 0 | 72.2994 | 0 | 0 | 0 | 12.9747 | 0
7108 | 297 | 24 | 10 | Friday | 3 | 10.652 | 0 | 34.0376 | 11.7686 | 14.464 | 5.569 | 0 | 0.2739 | 11.88 | 0 | 72.4241 | 0 | 0 | 0 | 14.6426 | 0
7109 | 297 | 24 | 10 | Friday | 4 | 11.197 | 0 | 34.086 | 13.0128 | 14.464 | 5.569 | 0 | 0.2848 | 11.88 | 0 | 73.7276 | 0 | 0 | 0 | 15.2138 | 0
7110 | 297 | 24 | 10 | Friday | 5 | 10.634 | 0 | 34.0312 | 22.6634 | 20.5805 | 5.569 | 0 | 0.2745 | 11.88 | 0 | 89.4296 | 0 | 0 | 0 | 14.6757 | 0
7111 | 297 | 24 | 10 | Friday | 6 | 8.575 | 0 | 33.8924 | 44.2813 | 35.484 | 27.845 | 0 | 0.5496 | 15.12 | 0 | 129.3273 | 0 | 0 | 0 | 29.1411 | 0
7112 | 297 | 24 | 10 | Friday | 7 | 6.83 | 0 | 33.7969 | 61.1578 | 46.6998 | 38.983 | 0 | 0.6716 | 15.12 | 0 | 157.4461 | 0 | 0 | 0 | 36.5711 | 0
7113 | 297 | 24 | 10 | Friday | 8 | 6.278 | 0 | 33.8047 | 69.4503 | 52.1343 | 44.552 | 0 | 0.6769 | 18.72 | 0.4342 | 174.7862 | 0 | 0 | 0 | 41.5632 | 0
7114 | 297 | 24 | 10 | Friday | 9 | 5.706 | 0 | 33.8313 | 68.7493 | 52.8606 | 27.845 | 0 | 0.5335 | 18.72 | 5.1748 | 174.6946 | 0 | 0 | 0 | 28.3225 | 0
7115 | 297 | 24 | 10 | Friday | 10 | 5.317 | 0 | 33.9808 | 59.9306 | 51.878 | 11.138 | 0 | 0.3237 | 14.4 | 16.1374 | 160.5131 | 0 | 0 | 0 | 14.0852 | 0
7116 | 297 | 24 | 10 | Friday | 11 | 4.395 | 4.473 | 34.0532 | 57.946 | 51.878 | 11.138 | 0 | 0.5771 | 18.36 | 27.4218 | 167.652 | 0 | 0 | 0 | 11.6346 | 0
7117 | 297 | 24 | 10 | Friday | 12 | 3.779 | 10.65 | 34.0471 | 53.5828 | 51.1854 | 16.707 | 0 | 0.9255 | 18.36 | 33.6658 | 169.6196 | 0 | 0 | 0 | 11.2753 | 0
7118 | 297 | 24 | 10 | Friday | 13 | 3.077 | 9.962 | 33.9286 | 54.2557 | 51.878 | 16.707 | 0 | 0.8018 | 18.36 | 34.7546 | 169.9984 | 0 | 0 | 0 | 7.1794 | 0
7119 | 297 | 24 | 10 | Friday | 14 | 2.747 | 8.561 | 33.85 | 54.7966 | 51.878 | 5.569 | 0 | 0.6128 | 18.36 | 31.2976 | 168.7565 | 0 | 0 | 0 | 3.152 | 0
7120 | 297 | 24 | 10 | Friday | 15 | 2.565 | 7.847 | 33.8291 | 55.7218 | 51.878 | 5.569 | 0 | 0.4929 | 18.36 | 23.8785 | 168.7686 | 0 | 0 | 0 | 2.5652 | 0
7121 | 297 | 24 | 10 | Friday | 16 | 2.482 | 7.508 | 33.7943 | 59.1589 | 50.7246 | 22.276 | 0 | 0.4287 | 22.68 | 13.0309 | 174.9066 | 0 | 0 | 0 | 2.4819 | 0
7122 | 297 | 24 | 10 | Friday | 17 | 3.081 | 8.001 | 33.8037 | 56.6096 | 43.0931 | 27.845 | 0 | 0.4884 | 28.8 | 2.8655 | 171.4476 | 0 | 0 | 0 | 3.743 | 0
7123 | 297 | 24 | 10 | Friday | 18 | 2.941 | 10.394 | 33.8986 | 65.2856 | 51.7393 | 38.983 | 0 | 0.6804 | 30.96 | 0.5057 | 193.8049 | 0 | 0 | 0 | 6.7359 | 0
7124 | 297 | 24 | 10 | Friday | 19 | 2.483 | 9.784 | 33.8852 | 70.7204 | 57.1787 | 38.983 | 0 | 0.6967 | 25.2 | 0 | 198.2629 | 0 | 0 | 0 | 9.4046 | 0
7125 | 297 | 24 | 10 | Friday | 20 | 2.201 | 9.594 | 33.9042 | 75.2516 | 60.483 | 27.845 | 0 | 0.6695 | 25.2 | 0 | 205.8842 | 0 | 0 | 0 | 8.9226 | 0
7126 | 297 | 24 | 10 | Friday | 21 | 2.355 | 6.192 | 33.7948 | 69.495 | 55.4564 | 16.707 | 0 | 0.4516 | 25.2 | 0 | 191.0947 | 0 | 0 | 0 | 7.0606 | 0
7127 | 297 | 24 | 10 | Friday | 22 | 3.025 | 1.2 | 33.7896 | 49.7368 | 40.0199 | 11.138 | 0 | 0.182 | 16.2 | 0 | 141.2265 | 0 | 0 | 0 | 6.4335 | 0
7128 | 297 | 24 | 10 | Friday | 23 | 5.907 | 0.016 | 33.7986 | 26.9226 | 24.6242 | 11.138 | 0 | 0.1797 | 16.2 | 0 | 101.7429 | 0 | 0 | 0 | 9.5282 | 0
7129 | 298 | 25 | 10 | Saturday | 0 | 7.976 | 0 | 33.8403 | 18.3332 | 19.1419 | 5.569 | 0 | 0.1841 | 15.84 | 0 | 87.3396 | 0 | 0 | 0 | 9.8649 | 0
7130 | 298 | 25 | 10 | Saturday | 1 | 8.688 | 0 | 33.8911 | 17.5283 | 18.3373 | 5.569 | 0 | 0.1985 | 12.6 | 0 | 82.5552 | 0 | 0 | 0 | 10.6303 | 0
7131 | 298 | 25 | 10 | Saturday | 2 | 10.991 | 0 | 34.0737 | 11.771 | 14.464 | 5.569 | 0 | 0.2432 | 12.6 | 0 | 73.152 | 0 | 0 | 0 | 12.985 | 0
7132 | 298 | 25 | 10 | Saturday | 3 | 12.386 | 0 | 34.1359 | 11.771 | 14.464 | 5.569 | 0 | 0.2708 | 12.6 | 0 | 73.2418 | 0 | 0 | 0 | 14.4312 | 0
7133 | 298 | 25 | 10 | Saturday | 4 | 13.143 | 0 | 34.2039 | 11.771 | 14.464 | 5.569 | 0 | 0.2863 | 12.6 | 0 | 73.3252 | 0 | 0 | 0 | 15.2394 | 0
7134 | 298 | 25 | 10 | Saturday | 5 | 14.395 | 0 | 34.3757 | 13.0152 | 14.464 | 5.569 | 0 | 0.3114 | 12.6 | 0 | 74.7663 | 0 | 0 | 0 | 16.5413 | 0
7135 | 298 | 25 | 10 | Saturday | 6 | 17.357 | 0 | 34.1799 | 30.2702 | 24.9086 | 27.845 | 0 | 0.5515 | 14.4 | 0 | 104.3103 | 0 | 0 | 0 | 28.7837 | 0
7136 | 298 | 25 | 10 | Saturday | 7 | 16.13 | 0 | 34.2447 | 33.0666 | 26.405 | 38.983 | 0 | 0.6534 | 11.52 | 0 | 105.8896 | 0 | 0 | 0 | 33.961 | 0
7137 | 298 | 25 | 10 | Saturday | 8 | 13.247 | 0 | 34.1093 | 46.0255 | 37.4339 | 44.552 | 0 | 0.6833 | 16.2 | 0.4685 | 134.452 | 0 | 0 | 0 | 36.0438 | 0
7138 | 298 | 25 | 10 | Saturday | 9 | 11.93 | 0 | 34.1224 | 39.9361 | 37.9057 | 27.845 | 0 | 0.5206 | 16.2 | 6.1896 | 128.6848 | 0 | 0 | 0 | 27.3845 | 0
7139 | 298 | 25 | 10 | Saturday | 10 | 9.802 | 0 | 34.2479 | 32.9852 | 37.2508 | 11.138 | 0 | 0.3512 | 15.12 | 18.136 | 119.955 | 0 | 0 | 0 | 15.9076 | 0
7140 | 298 | 25 | 10 | Saturday | 11 | 6.971 | 3.021 | 34.0958 | 30.969 | 35.3135 | 11.138 | 0 | 0.4798 | 21.6 | 26.6669 | 125.7258 | 0 | 0 | 0 | 11.8911 | 0
7141 | 298 | 25 | 10 | Saturday | 12 | 5.547 | 3.234 | 34.0457 | 27.7247 | 34.2247 | 16.707 | 0 | 0.4683 | 23.4 | 28.7339 | 123.3607 | 0 | 0 | 0 | 10.6995 | 0
7142 | 298 | 25 | 10 | Saturday | 13 | 4.878 | 3.701 | 34.132 | 27.3084 | 33.0722 | 16.707 | 0 | 0.4268 | 23.4 | 27.6039 | 122.3415 | 0 | 0 | 0 | 8.2846 | 0
7143 | 298 | 25 | 10 | Saturday | 14 | 4.852 | 4.066 | 34.1131 | 27.1517 | 33.0722 | 5.569 | 0 | 0.3715 | 23.4 | 25.4071 | 122.5056 | 0 | 0 | 0 | 5.5192 | 0
7144 | 298 | 25 | 10 | Saturday | 15 | 4.903 | 3.99 | 34.0801 | 29.1751 | 33.0722 | 5.569 | 0 | 0.3186 | 23.4 | 18.3613 | 124.3606 | 0 | 0 | 0 | 5.3151 | 0
7145 | 298 | 25 | 10 | Saturday | 16 | 5.03 | 3.994 | 34.077 | 32.483 | 33.0722 | 22.276 | 0 | 0.3435 | 23.4 | 8.5812 | 127.6949 | 0 | 0 | 0 | 7.2293 | 0
7146 | 298 | 25 | 10 | Saturday | 17 | 5.346 | 3.715 | 34.0775 | 34.4388 | 32.9581 | 27.845 | 0 | 0.3749 | 27 | 2.3266 | 132.8672 | 0 | 0 | 0 | 9.5563 | 0
7147 | 298 | 25 | 10 | Saturday | 18 | 4.227 | 9.101 | 33.9104 | 55.584 | 46.5147 | 38.983 | 0 | 0.7229 | 28.8 | 0.3961 | 175.3756 | 0 | 0 | 0 | 12.6662 | 0
7148 | 298 | 25 | 10 | Saturday | 19 | 3.627 | 9.873 | 33.9025 | 61.3403 | 50.3878 | 38.983 | 0 | 0.801 | 28.8 | 0 | 185.9095 | 0 | 0 | 0 | 14.8134 | 0
7149 | 298 | 25 | 10 | Saturday | 20 | 3.664 | 8.324 | 33.8715 | 61.3343 | 50.3878 | 27.845 | 0 | 0.6815 | 27 | 0 | 182.2772 | 0 | 0 | 0 | 13.2161 | 0
7150 | 298 | 25 | 10 | Saturday | 21 | 3.679 | 7.369 | 33.825 | 61.3343 | 50.3878 | 16.707 | 0 | 0.5674 | 27 | 0 | 181.084 | 0 | 0 | 0 | 10.0011 | 0
7151 | 298 | 25 | 10 | Saturday | 22 | 4.027 | 2.332 | 33.7234 | 49.2003 | 40.077 | 11.138 | 0 | 0.2774 | 19.8 | 0 | 145.6005 | 0 | 0 | 0 | 8.4804 | 0
7152 | 298 | 25 | 10 | Saturday | 23 | 5.852 | 0.067 | 33.7703 | 28.1779 | 24.6242 | 11.138 | 0 | 0.251 | 19.8 | 0 | 106.6963 | 0 | 0 | 0 | 10.4925 | 0
7153 | 299 | 26 | 10 | Sunday | 0 | 7.027 | 0 | 33.7453 | 24.1043 | 23.0149 | 5.569 | 0 | 0.1755 | 19.8 | 0 | 100.84 | 0 | 0 | 0 | 9.4162 | 0
7154 | 299 | 26 | 10 | Sunday | 1 | 7.078 | 0 | 33.759 | 23.3102 | 22.2101 | 5.569 | 0 | 0.1773 | 19.8 | 0 | 99.2567 | 0 | 0 | 0 | 9.5132 | 0
7155 | 299 | 26 | 10 | Sunday | 2 | 7.677 | 0 | 33.7987 | 17.5379 | 18.3373 | 5.569 | 0 | 0.1894 | 15.48 | 0 | 85.3433 | 0 | 0 | 0 | 10.158 | 0
7156 | 299 | 26 | 10 | Sunday | 3 | 8.079 | 0 | 33.8511 | 17.5379 | 18.3373 | 5.569 | 0 | 0.1979 | 15.48 | 0 | 85.4041 | 0 | 0 | 0 | 10.6057 | 0
7157 | 299 | 26 | 10 | Sunday | 4 | 8.226 | 0 | 33.919 | 17.5379 | 18.3373 | 5.569 | 0 | 0.2014 | 15.48 | 0 | 85.4756 | 0 | 0 | 0 | 10.797 | 0
7158 | 299 | 26 | 10 | Sunday | 5 | 8.465 | 0 | 33.9717 | 18.7817 | 18.3373 | 5.569 | 0 | 0.2068 | 15.48 | 0 | 86.7774 | 0 | 0 | 0 | 11.0798 | 0
7159 | 299 | 26 | 10 | Sunday | 6 | 8.461 | 0 | 33.8315 | 26.931 | 24.6242 | 27.845 | 0 | 0.42 | 18.72 | 0 | 104.5267 | 0 | 0 | 0 | 22.1492 | 0
7160 | 299 | 26 | 10 | Sunday | 7 | 7.368 | 0 | 33.7826 | 34.2491 | 29.9942 | 38.983 | 0 | 0.5379 | 18.72 | 0 | 117.2838 | 0 | 0 | 0 | 28.1407 | 0
7161 | 299 | 26 | 10 | Sunday | 8 | 7.156 | 0 | 33.7833 | 37.4418 | 33.2132 | 44.552 | 0 | 0.6334 | 23.4 | 0.2174 | 128.4717 | 0 | 0 | 0 | 33.0151 | 0
7162 | 299 | 26 | 10 | Sunday | 9 | 7.062 | 0 | 33.7962 | 31.0224 | 29.3396 | 27.845 | 0 | 0.4584 | 23.4 | 1.9588 | 118.0166 | 0 | 0 | 0 | 24.2883 | 0
7163 | 299 | 26 | 10 | Sunday | 10 | 6.526 | 0 | 33.7716 | 29.9657 | 32.5586 | 11.138 | 0 | 0.2548 | 19.08 | 4.8653 | 115.6306 | 0 | 0 | 0 | 13.6336 | 0
7164 | 299 | 26 | 10 | Sunday | 11 | 6.191 | 0 | 33.7991 | 25.7317 | 32.5586 | 11.138 | 0 | 0.2507 | 21.6 | 7.9741 | 113.94 | 0 | 0 | 0 | 13.4203 | 0
7165 | 299 | 26 | 10 | Sunday | 12 | 5.113 | 0 | 33.8046 | 23.9997 | 33.0367 | 16.707 | 0 | 0.3136 | 19.08 | 12.1514 | 110.2346 | 0 | 0 | 0 | 16.0921 | 0
7166 | 299 | 26 | 10 | Sunday | 13 | 4.743 | 0 | 33.8931 | 19.6403 | 29.1634 | 16.707 | 0 | 0.3299 | 18.36 | 16.4538 | 101.3866 | 0 | 0 | 0 | 15.2572 | 0
7167 | 299 | 26 | 10 | Sunday | 14 | 4.285 | 0 | 33.9576 | 19.3345 | 29.1634 | 5.569 | 0 | 0.1805 | 18 | 16.3191 | 100.636 | 0 | 0 | 0 | 7.4795 | 0
7168 | 299 | 26 | 10 | Sunday | 15 | 4.362 | 0 | 33.963 | 19.7961 | 29.1634 | 5.569 | 0 | 0.1503 | 15.84 | 12.3891 | 98.9128 | 0 | 0 | 0 | 7.3581 | 0
7169 | 299 | 26 | 10 | Sunday | 16 | 4.785 | 0 | 33.9726 | 21.6192 | 27.5539 | 22.276 | 0 | 0.3201 | 23.04 | 6.7424 | 106.5057 | 0 | 0 | 0 | 17.0113 | 0
7170 | 299 | 26 | 10 | Sunday | 17 | 5.132 | 0 | 33.8654 | 25.226 | 26.399 | 27.845 | 0 | 0.4002 | 22.32 | 2.5392 | 108.2105 | 0 | 0 | 0 | 21.2046 | 0
7171 | 299 | 26 | 10 | Sunday | 18 | 4.733 | 0 | 33.7652 | 43.9392 | 38.0184 | 38.983 | 0 | 0.544 | 23.4 | 0.4936 | 139.6668 | 0 | 0 | 0 | 28.6103 | 0
7172 | 299 | 26 | 10 | Sunday | 19 | 3.989 | 0 | 33.7733 | 55.5005 | 45.7644 | 38.983 | 0 | 0.5567 | 22.68 | 0 | 158.275 | 0 | 0 | 0 | 29.3532 | 0
7173 | 299 | 26 | 10 | Sunday | 20 | 3.936 | 0 | 33.8789 | 60.0165 | 49.6381 | 27.845 | 0 | 0.43 | 22.68 | 0 | 166.6435 | 0 | 0 | 0 | 22.8997 | 0
7174 | 299 | 26 | 10 | Sunday | 21 | 4.349 | 0 | 33.7799 | 48.5011 | 41.8913 | 16.707 | 0 | 0.2996 | 22.68 | 0 | 147.1519 | 0 | 0 | 0 | 16.0472 | 0
7175 | 299 | 26 | 10 | Sunday | 22 | 4.799 | 0 | 33.7597 | 40.3665 | 35.5897 | 11.138 | 0 | 0.2371 | 14.4 | 0 | 124.353 | 0 | 0 | 0 | 12.7264 | 0
7176 | 299 | 26 | 10 | Sunday | 23 | 5.462 | 0 | 33.7861 | 25.6748 | 24.6242 | 11.138 | 0 | 0.2515 | 14.4 | 0 | 98.7366 | 0 | 0 | 0 | 13.4905 | 0
7177 | 300 | 27 | 10 | Monday | 0 | 6.376 | 0 | 33.8153 | 17.5343 | 18.3373 | 5.569 | 0 | 0.1939 | 14.4 | 0 | 84.2808 | 0 | 0 | 0 | 10.4274 | 0
7178 | 300 | 27 | 10 | Monday | 1 | 7.365 | 0 | 33.8025 | 14.6472 | 16.4006 | 5.569 | 0 | 0.213 | 11.88 | 0 | 76.9433 | 0 | 0 | 0 | 11.441 | 0
7179 | 300 | 27 | 10 | Monday | 2 | 7.381 | 0 | 33.8111 | 11.7686 | 14.464 | 5.569 | 0 | 0.2137 | 11.88 | 0 | 72.1375 | 0 | 0 | 0 | 11.4821 | 0
7180 | 300 | 27 | 10 | Monday | 3 | 7.486 | 0 | 33.8626 | 11.7686 | 14.464 | 5.569 | 0 | 0.2161 | 11.88 | 0 | 72.1914 | 0 | 0 | 0 | 11.6109 | 0
7181 | 300 | 27 | 10 | Monday | 4 | 7.007 | 0 | 33.8934 | 13.0128 | 14.464 | 5.569 | 0 | 0.2076 | 11.88 | 0 | 73.4578 | 0 | 0 | 0 | 11.1557 | 0
7182 | 300 | 27 | 10 | Monday | 5 | 6.1 | 0 | 33.8218 | 22.6634 | 20.5805 | 5.569 | 0 | 0.191 | 11.88 | 0 | 89.1368 | 0 | 0 | 0 | 10.2726 | 0
7183 | 300 | 27 | 10 | Monday | 6 | 4.541 | 0 | 33.7675 | 44.2813 | 35.484 | 27.845 | 0 | 0.483 | 15.12 | 0 | 129.1358 | 0 | 0 | 0 | 25.7372 | 0
7184 | 300 | 27 | 10 | Monday | 7 | 3.48 | 0 | 33.7524 | 61.1578 | 46.6998 | 38.983 | 0 | 0.6424 | 15.12 | 0 | 157.3723 | 0 | 0 | 0 | 34.0238 | 0
7185 | 300 | 27 | 10 | Monday | 8 | 3.081 | 0 | 33.7315 | 69.4626 | 52.1343 | 44.552 | 0 | 0.673 | 18.72 | 0.107 | 174.7216 | 0 | 0 | 0 | 39.1928 | 0
7186 | 300 | 27 | 10 | Monday | 9 | 2.841 | 0 | 33.7307 | 71.8143 | 52.8606 | 27.845 | 0 | 0.4859 | 18.72 | 0.9151 | 177.6115 | 0 | 0 | 0 | 25.9535 | 0
7187 | 300 | 27 | 10 | Monday | 10 | 3.316 | 0 | 33.8294 | 66.764 | 51.878 | 11.138 | 0 | 0.2359 | 14.4 | 2.1268 | 167.1073 | 0 | 0 | 0 | 12.6774 | 0
7188 | 300 | 27 | 10 | Monday | 11 | 3.316 | 4.403 | 33.9824 | 65.1219 | 51.878 | 11.138 | 0 | 0.4623 | 18.36 | 2.9952 | 174.567 | 0 | 0 | 0 | 12.7446 | 0
7189 | 300 | 27 | 10 | Monday | 12 | 3.129 | 12.184 | 33.9662 | 61.8527 | 51.1854 | 16.707 | 0 | 0.9614 | 18.36 | 3.9621 | 179.5038 | 0 | 0 | 0 | 17.3904 | 0
7190 | 300 | 27 | 10 | Monday | 13 | 2.811 | 10.801 | 33.9234 | 60.614 | 51.878 | 16.707 | 0 | 0.882 | 18.36 | 5.9009 | 177.3386 | 0 | 0 | 0 | 17.2068 | 0
7191 | 300 | 27 | 10 | Monday | 14 | 2.491 | 8.829 | 33.7935 | 57.8982 | 51.878 | 5.569 | 0 | 0.6004 | 18.36 | 8.1333 | 172.0792 | 0 | 0 | 0 | 7.279 | 0
7192 | 300 | 27 | 10 | Monday | 15 | 2.167 | 8.089 | 33.75 | 58.3147 | 51.878 | 5.569 | 0 | 0.5538 | 18.36 | 8.0756 | 171.6046 | 0 | 0 | 0 | 6.8845 | 0
7193 | 300 | 27 | 10 | Monday | 16 | 1.96 | 7.803 | 33.7326 | 62.6803 | 50.7246 | 22.276 | 0 | 0.791 | 22.68 | 5.1915 | 179.0474 | 0 | 0 | 0 | 20.8441 | 0
7194 | 300 | 27 | 10 | Monday | 17 | 2.284 | 8.338 | 33.8071 | 59.0031 | 43.0931 | 27.845 | 0 | 0.9202 | 28.8 | 1.9655 | 174.641 | 0 | 0 | 0 | 26.2305 | 0
7195 | 300 | 27 | 10 | Monday | 18 | 1.498 | 11.154 | 33.9007 | 65.4399 | 51.7393 | 38.983 | 0 | 1.2446 | 30.96 | 0.3442 | 195.3482 | 0 | 0 | 0 | 35.6276 | 0
7196 | 300 | 27 | 10 | Monday | 19 | 0.737 | 10.785 | 33.9071 | 70.7204 | 57.1787 | 38.983 | 0 | 1.2239 | 25.2 | 0 | 199.8938 | 0 | 0 | 0 | 35.5158 | 0
7197 | 300 | 27 | 10 | Monday | 20 | 0.572 | 10.776 | 33.9099 | 75.2516 | 60.483 | 27.845 | 0 | 1.0398 | 25.2 | 0 | 207.5393 | 0 | 0 | 0 | 25.7843 | 0
7198 | 300 | 27 | 10 | Monday | 21 | 0.699 | 7.039 | 33.8625 | 69.495 | 55.4564 | 16.707 | 0 | 0.658 | 25.2 | 0 | 192.2845 | 0 | 0 | 0 | 15.966 | 0
7199 | 300 | 27 | 10 | Monday | 22 | 0.833 | 1.794 | 33.7539 | 49.7368 | 40.0199 | 11.138 | 0 | 0.2963 | 16.2 | 0 | 141.9465 | 0 | 0 | 0 | 11.0673 | 0
7200 | 300 | 27 | 10 | Monday | 23 | 1.018 | 0.026 | 33.8032 | 26.9226 | 24.6242 | 11.138 | 0 | 0.2107 | 16.2 | 0 | 101.7884 | 0 | 0 | 0 | 11.2966 | 0
7201 | 301 | 28 | 10 | Tuesday | 0 | 1.056 | 0 | 33.8363 | 17.5343 | 18.3373 | 5.569 | 0 | 0.115 | 14.4 | 0 | 84.2228 | 0 | 0 | 0 | 6.2113 | 0
7202 | 301 | 28 | 10 | Tuesday | 1 | 1.163 | 0 | 33.8958 | 14.6472 | 16.4006 | 5.569 | 0 | 0.1172 | 11.88 | 0 | 76.9408 | 0 | 0 | 0 | 6.3289 | 0
7203 | 301 | 28 | 10 | Tuesday | 2 | 1.334 | 0 | 33.9277 | 11.7686 | 14.464 | 5.569 | 0 | 0.1205 | 11.88 | 0 | 72.1609 | 0 | 0 | 0 | 6.5108 | 0
7204 | 301 | 28 | 10 | Tuesday | 3 | 1.486 | 0 | 33.96 | 11.7686 | 14.464 | 5.569 | 0 | 0.1235 | 11.88 | 0 | 72.1961 | 0 | 0 | 0 | 6.6725 | 0
7205 | 301 | 28 | 10 | Tuesday | 4 | 1.569 | 0 | 33.9831 | 13.0128 | 14.464 | 5.569 | 0 | 0.1252 | 11.88 | 0 | 73.4652 | 0 | 0 | 0 | 6.7661 | 0
7206 | 301 | 28 | 10 | Tuesday | 5 | 2.998 | 0 | 33.921 | 22.6634 | 20.5805 | 5.569 | 0 | 0.152 | 11.88 | 0 | 89.1969 | 0 | 0 | 0 | 8.2041 | 0
7207 | 301 | 28 | 10 | Tuesday | 6 | 1.939 | 0 | 33.8522 | 44.2813 | 35.484 | 27.845 | 0 | 0.5242 | 15.12 | 0 | 129.2617 | 0 | 0 | 0 | 28.1191 | 0
7208 | 301 | 28 | 10 | Tuesday | 7 | 1.439 | 0 | 33.8454 | 61.1578 | 46.6998 | 38.983 | 0 | 0.6649 | 15.12 | 0 | 157.4879 | 0 | 0 | 0 | 38.5168 | 0
7209 | 301 | 28 | 10 | Tuesday | 8 | 0.936 | 0 | 33.8342 | 69.4197 | 52.1343 | 44.552 | 0 | 0.6701 | 18.72 | 0.3869 | 174.7784 | 0 | 0 | 0 | 43.8918 | 0
7210 | 301 | 28 | 10 | Tuesday | 9 | 0.391 | 0 | 33.8766 | 66.0012 | 52.8606 | 27.845 | 0 | 0.5242 | 18.72 | 5.2643 | 171.9825 | 0 | 0 | 0 | 27.2586 | 0
7211 | 301 | 28 | 10 | Tuesday | 10 | 1.074 | 0 | 33.9739 | 57.3603 | 51.878 | 11.138 | 0 | 0.2978 | 14.4 | 16.232 | 157.91 | 0 | 0 | 0 | 10.9974 | 0
7212 | 301 | 28 | 10 | Tuesday | 11 | 0.704 | 4.815 | 34.063 | 55.9429 | 51.878 | 11.138 | 0 | 0.5534 | 18.36 | 25.6149 | 166.005 | 0 | 0 | 0 | 8.6949 | 0
7213 | 301 | 28 | 10 | Tuesday | 12 | 0.501 | 12.343 | 34.0123 | 53.0206 | 51.1854 | 16.707 | 0 | 0.9758 | 18.36 | 30.8327 | 170.9036 | 0 | 0 | 0 | 8.8716 | 0
7214 | 301 | 28 | 10 | Tuesday | 13 | 0.401 | 11.052 | 33.9499 | 54.2549 | 51.878 | 16.707 | 0 | 0.8272 | 18.36 | 31.8442 | 171.2233 | 0 | 0 | 0 | 5.2581 | 0
7215 | 301 | 28 | 10 | Tuesday | 14 | 0.338 | 9.24 | 33.7956 | 54.7213 | 51.878 | 5.569 | 0 | 0.6114 | 18.36 | 28.5435 | 169.3591 | 0 | 0 | 0 | 0.9654 | 0
7216 | 301 | 28 | 10 | Tuesday | 15 | 0.05 | 8.699 | 33.7521 | 55.4598 | 51.878 | 5.569 | 0 | 0.8933 | 18.36 | 21.2726 | 169.751 | 0 | 0 | 0 | 0.0791 | 0
7217 | 301 | 28 | 10 | Tuesday | 16 | 0 | 8.276 | 33.7295 | 58.0531 | 50.7246 | 22.276 | 0 | 0.8039 | 22.68 | 11.1756 | 174.9416 | 0 | 0 | 0 | 0 | 0
7218 | 301 | 28 | 10 | Tuesday | 17 | 0.282 | 9.227 | 33.8383 | 56.6471 | 43.0931 | 27.845 | 0 | 0.5376 | 28.8 | 2.3998 | 172.8954 | 0 | 0 | 0 | 1.6057 | 0
7219 | 301 | 28 | 10 | Tuesday | 18 | 0.31 | 12.014 | 33.9138 | 65.3572 | 51.7393 | 38.983 | 0 | 0.7362 | 30.96 | 0.4075 | 195.7004 | 0 | 0 | 0 | 5.0648 | 0
7220 | 301 | 28 | 10 | Tuesday | 19 | 0.46 | 11.261 | 33.9146 | 70.7204 | 57.1787 | 38.983 | 0 | 0.7542 | 25.2 | 0 | 199.9474 | 0 | 0 | 0 | 8.2638 | 0
7221 | 301 | 28 | 10 | Tuesday | 20 | 0.47 | 11.006 | 33.9129 | 75.2516 | 60.483 | 27.845 | 0 | 0.7235 | 25.2 | 0 | 207.4744 | 0 | 0 | 0 | 7.7765 | 0
7222 | 301 | 28 | 10 | Tuesday | 21 | 0.576 | 7.232 | 33.8517 | 69.495 | 55.4564 | 16.707 | 0 | 0.4792 | 25.2 | 0 | 192.3037 | 0 | 0 | 0 | 5.6155 | 0
7223 | 301 | 28 | 10 | Tuesday | 22 | 0.754 | 1.873 | 33.7432 | 49.7368 | 40.0199 | 11.138 | 0 | 0.1782 | 16.2 | 0 | 141.9034 | 0 | 0 | 0 | 4.3783 | 0
7224 | 301 | 28 | 10 | Tuesday | 23 | 1.148 | 0.032 | 33.8521 | 26.9226 | 24.6242 | 11.138 | 0 | 0.1467 | 16.2 | 0 | 101.7805 | 0 | 0 | 0 | 4.9798 | 0
7225 | 302 | 29 | 10 | Wednesday | 0 | 1.45 | 0 | 33.8722 | 17.5343 | 18.3373 | 5.569 | 0 | 0.0645 | 14.4 | 0 | 84.2083 | 0 | 0 | 0 | 3.4425 | 0
7226 | 302 | 29 | 10 | Wednesday | 1 | 1.892 | 0 | 33.8901 | 14.6472 | 16.4006 | 5.569 | 0 | 0.0736 | 11.88 | 0 | 76.8916 | 0 | 0 | 0 | 3.9359 | 0
7227 | 302 | 29 | 10 | Wednesday | 2 | 4.623 | 0 | 33.8794 | 11.7686 | 14.464 | 5.569 | 0 | 0.1252 | 11.88 | 0 | 72.1172 | 0 | 0 | 0 | 6.7174 | 0
7228 | 302 | 29 | 10 | Wednesday | 3 | 5.395 | 0 | 33.877 | 11.7686 | 14.464 | 5.569 | 0 | 0.1404 | 11.88 | 0 | 72.1301 | 0 | 0 | 0 | 7.5398 | 0
7229 | 302 | 29 | 10 | Wednesday | 4 | 5.473 | 0 | 33.8906 | 13.0128 | 14.464 | 5.569 | 0 | 0.1428 | 11.88 | 0 | 73.3902 | 0 | 0 | 0 | 7.6671 | 0
7230 | 302 | 29 | 10 | Wednesday | 5 | 5.343 | 0 | 33.881 | 22.6634 | 20.5805 | 5.569 | 0 | 0.1413 | 11.88 | 0 | 89.1462 | 0 | 0 | 0 | 7.5865 | 0
7231 | 302 | 29 | 10 | Wednesday | 6 | 4.769 | 0 | 33.8385 | 44.2813 | 35.484 | 27.845 | 0 | 0.3164 | 15.12 | 0 | 129.0402 | 0 | 0 | 0 | 16.6675 | 0
7232 | 302 | 29 | 10 | Wednesday | 7 | 4.109 | 0 | 33.8138 | 61.1578 | 46.6998 | 38.983 | 0 | 0.4324 | 15.12 | 0 | 157.2237 | 0 | 0 | 0 | 22.5531 | 0
7233 | 302 | 29 | 10 | Wednesday | 8 | 3.794 | 0 | 33.8245 | 69.4393 | 52.1343 | 44.552 | 0 | 0.5237 | 18.72 | 0.3686 | 174.6419 | 0 | 0 | 0 | 27.2231 | 0
7234 | 302 | 29 | 10 | Wednesday | 9 | 3.065 | 0 | 33.8191 | 68.779 | 52.8606 | 27.845 | 0 | 0.3564 | 18.72 | 4.7765 | 174.535 | 0 | 0 | 0 | 18.8884 | 0
7235 | 302 | 29 | 10 | Wednesday | 10 | 2.741 | 0 | 33.9239 | 60.7116 | 51.878 | 11.138 | 0 | 0.2054 | 14.4 | 14.2218 | 161.1189 | 0 | 0 | 0 | 9.1204 | 0
7236 | 302 | 29 | 10 | Wednesday | 11 | 2.15 | 4.891 | 34.028 | 59.1139 | 51.878 | 11.138 | 0 | 0.4822 | 18.36 | 22.5958 | 169.152 | 0 | 0 | 0 | 7.6304 | 0
7237 | 302 | 29 | 10 | Wednesday | 12 | 1.622 | 13.07 | 33.9977 | 55.6239 | 51.1854 | 16.707 | 0 | 0.9524 | 18.36 | 28.872 | 174.2552 | 0 | 0 | 0 | 7.4948 | 0
7238 | 302 | 29 | 10 | Wednesday | 13 | 1.218 | 11.28 | 33.9185 | 55.1021 | 51.878 | 16.707 | 0 | 0.8018 | 18.36 | 30.8319 | 172.2595 | 0 | 0 | 0 | 4.333 | 0
7239 | 302 | 29 | 10 | Wednesday | 14 | 0.893 | 9.403 | 33.8144 | 55.0862 | 51.878 | 5.569 | 0 | 0.5951 | 18.36 | 26.4358 | 169.903 | 0 | 0 | 0 | 1.1415 | 0
7240 | 302 | 29 | 10 | Wednesday | 15 | 0.71 | 8.826 | 33.7567 | 55.5912 | 51.878 | 5.569 | 0 | 0.487 | 18.36 | 18.2592 | 169.6184 | 0 | 0 | 0 | 0.7097 | 0
7241 | 302 | 29 | 10 | Wednesday | 16 | 0.662 | 8.277 | 33.7323 | 57.6526 | 50.7246 | 22.276 | 0 | 0.4485 | 22.68 | 9.5934 | 174.1892 | 0 | 0 | 0 | 0.8801 | 0
7242 | 302 | 29 | 10 | Wednesday | 17 | 0.891 | 9.106 | 33.8304 | 56.1319 | 43.0931 | 27.845 | 0 | 0.5288 | 28.8 | 2.9932 | 172.2329 | 0 | 0 | 0 | 2.6514 | 0
7243 | 302 | 29 | 10 | Wednesday | 18 | 0.707 | 11.957 | 33.9122 | 65.3323 | 51.7393 | 38.983 | 0 | 0.7495 | 30.96 | 0.531 | 195.6254 | 0 | 0 | 0 | 5.9576 | 0
7244 | 302 | 29 | 10 | Wednesday | 19 | 0.5 | 11.278 | 33.9143 | 70.7204 | 57.1787 | 38.983 | 0 | 0.7641 | 25.2 | 0 | 199.9747 | 0 | 0 | 0 | 8.7584 | 0
7245 | 302 | 29 | 10 | Wednesday | 20 | 0.442 | 11.034 | 33.9128 | 75.2516 | 60.483 | 27.845 | 0 | 0.73 | 25.2 | 0 | 207.5108 | 0 | 0 | 0 | 8.0502 | 0
7246 | 302 | 29 | 10 | Wednesday | 21 | 0.645 | 7.258 | 33.8501 | 69.495 | 55.4564 | 16.707 | 0 | 0.485 | 25.2 | 0 | 192.3364 | 0 | 0 | 0 | 5.8569 | 0
7247 | 302 | 29 | 10 | Wednesday | 22 | 1.169 | 1.823 | 33.728 | 49.7368 | 40.0199 | 11.138 | 0 | 0.1854 | 16.2 | 0 | 141.8418 | 0 | 0 | 0 | 4.9047 | 0
7248 | 302 | 29 | 10 | Wednesday | 23 | 2.25 | 0.03 | 33.8041 | 26.9226 | 24.6242 | 11.138 | 0 | 0.169 | 16.2 | 0 | 101.752 | 0 | 0 | 0 | 6.19 | 0
7249 | 303 | 30 | 10 | Thursday | 0 | 2.858 | 0 | 33.8195 | 17.5343 | 18.3373 | 5.569 | 0 | 0.0915 | 14.4 | 0 | 84.1825 | 0 | 0 | 0 | 4.9036 | 0
7250 | 303 | 30 | 10 | Thursday | 1 | 3.086 | 0 | 33.8662 | 14.6472 | 16.4006 | 5.569 | 0 | 0.0966 | 11.88 | 0 | 76.8907 | 0 | 0 | 0 | 5.1829 | 0
7251 | 303 | 30 | 10 | Thursday | 2 | 4.71 | 0 | 33.8611 | 11.7686 | 14.464 | 5.569 | 0 | 0.1278 | 11.88 | 0 | 72.1015 | 0 | 0 | 0 | 6.8566 | 0
7252 | 303 | 30 | 10 | Thursday | 3 | 4.492 | 0 | 33.868 | 11.7686 | 14.464 | 5.569 | 0 | 0.1246 | 11.88 | 0 | 72.1052 | 0 | 0 | 0 | 6.6881 | 0
7253 | 303 | 30 | 10 | Thursday | 4 | 4.493 | 0 | 33.8713 | 13.0128 | 14.464 | 5.569 | 0 | 0.1255 | 11.88 | 0 | 73.3536 | 0 | 0 | 0 | 6.7386 | 0
7254 | 303 | 30 | 10 | Thursday | 5 | 4.495 | 0 | 33.865 | 22.6634 | 20.5805 | 5.569 | 0 | 0.1264 | 11.88 | 0 | 89.1153 | 0 | 0 | 0 | 6.7885 | 0
7255 | 303 | 30 | 10 | Thursday | 6 | 3.658 | 0 | 33.8083 | 44.2813 | 35.484 | 27.845 | 0 | 0.2998 | 15.12 | 0 | 128.9935 | 0 | 0 | 0 | 15.7977 | 0
7256 | 303 | 30 | 10 | Thursday | 7 | 3.175 | 0 | 33.7849 | 61.1578 | 46.6998 | 38.983 | 0 | 0.4203 | 15.12 | 0 | 157.1828 | 0 | 0 | 0 | 21.9326 | 0
7257 | 303 | 30 | 10 | Thursday | 8 | 2.81 | 0 | 33.7866 | 69.4619 | 52.1343 | 44.552 | 0 | 0.5108 | 18.72 | 0.3345 | 174.6136 | 0 | 0 | 0 | 26.5666 | 0
7258 | 303 | 30 | 10 | Thursday | 9 | 2.296 | 0 | 33.7892 | 69.4787 | 52.8606 | 27.845 | 0 | 0.3453 | 18.72 | 3.6641 | 175.1937 | 0 | 0 | 0 | 18.3093 | 0
7259 | 303 | 30 | 10 | Thursday | 10 | 2.148 | 0.524 | 33.8939 | 59.7553 | 51.878 | 11.138 | 0 | 0.2112 | 14.4 | 11.8663 | 160.7052 | 0 | 0 | 0 | 8.6916 | 0
7260 | 303 | 30 | 10 | Thursday | 11 | 1.56 | 4.635 | 33.9881 | 55.9251 | 51.878 | 11.138 | 0 | 0.4385 | 18.36 | 18.6122 | 165.6021 | 0 | 0 | 0 | 7.4933 | 0
7261 | 303 | 30 | 10 | Thursday | 12 | 1.065 | 12.358 | 33.9402 | 53.1958 | 51.1854 | 16.707 | 0 | 0.8481 | 18.36 | 17.0001 | 170.8954 | 0 | 0 | 0 | 9.0218 | 0
7262 | 303 | 30 | 10 | Thursday | 13 | 0.739 | 11.035 | 33.8975 | 54.6235 | 51.878 | 16.707 | 0 | 0.7409 | 18.36 | 13.7166 | 171.4348 | 0 | 0 | 0 | 8.7002 | 0
7263 | 303 | 30 | 10 | Thursday | 14 | 0.593 | 9.249 | 33.7652 | 55.048 | 51.878 | 5.569 | 0 | 0.5441 | 18.36 | 12.9974 | 169.5984 | 0 | 0 | 0 | 3.2975 | 0
7264 | 303 | 30 | 10 | Thursday | 15 | 0.713 | 8.562 | 33.7539 | 55.7816 | 51.878 | 5.569 | 0 | 0.5063 | 18.36 | 10.3988 | 169.5392 | 0 | 0 | 0 | 3.4482 | 0
7265 | 303 | 30 | 10 | Thursday | 16 | 0.803 | 8.011 | 33.7402 | 57.9273 | 50.7246 | 22.276 | 0 | 0.6415 | 22.68 | 5.8758 | 174.3771 | 0 | 0 | 0 | 12.1417 | 0
7266 | 303 | 30 | 10 | Thursday | 17 | 1.108 | 8.769 | 33.8174 | 57.2174 | 43.0931 | 27.845 | 0 | 0.7573 | 28.8 | 2.3095 | 173.1687 | 0 | 0 | 0 | 16.1302 | 0
7267 | 303 | 30 | 10 | Thursday | 18 | 1.145 | 11.592 | 33.906 | 65.4233 | 51.7393 | 38.983 | 0 | 1.0534 | 30.96 | 0.3621 | 195.6193 | 0 | 0 | 0 | 23.6555 | 0
7268 | 303 | 30 | 10 | Thursday | 19 | 0.803 | 11.014 | 33.9093 | 70.7204 | 57.1787 | 38.983 | 0 | 1.0449 | 25.2 | 0 | 199.9651 | 0 | 0 | 0 | 24.9123 | 0
7269 | 303 | 30 | 10 | Thursday | 20 | 0.519 | 10.935 | 33.9108 | 75.2516 | 60.483 | 27.845 | 0 | 0.9181 | 25.2 | 0 | 207.5898 | 0 | 0 | 0 | 18.6496 | 0
7270 | 303 | 30 | 10 | Thursday | 21 | 0.583 | 7.273 | 33.8502 | 69.495 | 55.4564 | 16.707 | 0 | 0.5943 | 25.2 | 0 | 192.462 | 0 | 0 | 0 | 11.8052 | 0
7271 | 303 | 30 | 10 | Thursday | 22 | 0.901 | 1.902 | 33.7238 | 49.7368 | 40.0199 | 11.138 | 0 | 0.2554 | 16.2 | 0 | 141.9931 | 0 | 0 | 0 | 8.521 | 0
7272 | 303 | 30 | 10 | Thursday | 23 | 1.554 | 0.035 | 33.7734 | 26.9226 | 24.6242 | 11.138 | 0 | 0.1747 | 16.2 | 0 | 101.7331 | 0 | 0 | 0 | 9.2827 | 0
7273 | 304 | 31 | 10 | Friday | 0 | 1.843 | 0 | 33.809 | 17.5343 | 18.3373 | 5.569 | 0 | 0.1067 | 14.4 | 0 | 84.1873 | 0 | 0 | 0 | 5.7466 | 0
7274 | 304 | 31 | 10 | Friday | 1 | 2.018 | 0 | 33.8196 | 14.6472 | 16.4006 | 5.569 | 0 | 0.1105 | 11.88 | 0 | 76.8579 | 0 | 0 | 0 | 5.9491 | 0
7275 | 304 | 31 | 10 | Friday | 2 | 2.342 | 0 | 33.8494 | 11.7686 | 14.464 | 5.569 | 0 | 0.1169 | 11.88 | 0 | 72.079 | 0 | 0 | 0 | 6.2998 | 0
7276 | 304 | 31 | 10 | Friday | 3 | 2.415 | 0 | 33.874 | 11.7686 | 14.464 | 5.569 | 0 | 0.1188 | 11.88 | 0 | 72.1055 | 0 | 0 | 0 | 6.3988 | 0
7277 | 304 | 31 | 10 | Friday | 4 | 2.453 | 0 | 33.8839 | 13.0128 | 14.464 | 5.569 | 0 | 0.1199 | 11.88 | 0 | 73.3607 | 0 | 0 | 0 | 6.4626 | 0
7278 | 304 | 31 | 10 | Friday | 5 | 2.245 | 0 | 33.8405 | 22.6634 | 20.5805 | 5.569 | 0 | 0.1166 | 11.88 | 0 | 89.081 | 0 | 0 | 0 | 6.2802 | 0
7279 | 304 | 31 | 10 | Friday | 6 | 1.933 | 0 | 33.8087 | 44.2813 | 35.484 | 27.845 | 0 | 0.4209 | 15.12 | 0 | 129.1149 | 0 | 0 | 0 | 22.4647 | 0
7280 | 304 | 31 | 10 | Friday | 7 | 1.557 | 0 | 33.7792 | 61.1578 | 46.6998 | 38.983 | 0 | 0.5892 | 15.12 | 0 | 157.346 | 0 | 0 | 0 | 31.2361 | 0
7281 | 304 | 31 | 10 | Friday | 8 | 1.562 | 0 | 33.7383 | 69.4626 | 52.1343 | 44.552 | 0 | 0.6711 | 18.72 | 0.2966 | 174.7263 | 0 | 0 | 0 | 36.735 | 0
7282 | 304 | 31 | 10 | Friday | 9 | 1.634 | 0 | 33.7526 | 67.8007 | 52.8606 | 27.845 | 0 | 0.4531 | 18.72 | 3.1483 | 173.5869 | 0 | 0 | 0 | 24.2254 | 0
7283 | 304 | 31 | 10 | Friday | 10 | 1.51 | 0.839 | 33.8669 | 56.5544 | 51.878 | 11.138 | 0 | 0.2643 | 14.4 | 9.6409 | 157.8715 | 0 | 0 | 0 | 10.5443 | 0
7284 | 304 | 31 | 10 | Friday | 11 | 1.083 | 4.708 | 33.9371 | 55.4029 | 51.878 | 11.138 | 0 | 0.491 | 18.36 | 17.5621 | 165.161 | 0 | 0 | 0 | 9.3432 | 0
7285 | 304 | 31 | 10 | Friday | 12 | 0.835 | 12.856 | 33.9303 | 53.0296 | 51.1854 | 16.707 | 0 | 0.9832 | 18.36 | 22.8401 | 171.3935 | 0 | 0 | 0 | 11.1959 | 0
7286 | 304 | 31 | 10 | Friday | 13 | 0.637 | 11.271 | 33.8997 | 54.089 | 51.878 | 16.707 | 0 | 0.855 | 18.36 | 24.8461 | 171.2713 | 0 | 0 | 0 | 8.765 | 0
7287 | 304 | 31 | 10 | Friday | 14 | 0.519 | 9.403 | 33.7675 | 54.6352 | 51.878 | 5.569 | 0 | 0.6181 | 18.36 | 22.8662 | 169.4286 | 0 | 0 | 0 | 2.5189 | 0
7288 | 304 | 31 | 10 | Friday | 15 | 0.477 | 8.843 | 33.7495 | 55.4674 | 51.878 | 5.569 | 0 | 0.5207 | 18.36 | 15.2721 | 169.5399 | 0 | 0 | 0 | 2.0709 | 0
7289 | 304 | 31 | 10 | Friday | 16 | 0.556 | 8.287 | 33.7312 | 58.1207 | 50.7246 | 22.276 | 0 | 0.5666 | 22.68 | 6.5842 | 174.7854 | 0 | 0 | 0 | 7.2487 | 0
7290 | 304 | 31 | 10 | Friday | 17 | 0.704 | 9.265 | 33.8297 | 58.0883 | 43.0931 | 27.845 | 0 | 0.6756 | 28.8 | 1.9191 | 174.507 | 0 | 0 | 0 | 10.2292 | 0
7291 | 304 | 31 | 10 | Friday | 18 | 0.343 | 12.286 | 33.9172 | 65.4399 | 51.7393 | 38.983 | 0 | 0.945 | 30.96 | 0.3022 | 196.289 | 0 | 0 | 0 | 15.6995 | 0
7292 | 304 | 31 | 10 | Friday | 19 | 0.229 | 11.827 | 33.9235 | 70.7204 | 57.1787 | 38.983 | 0 | 0.9578 | 25.2 | 0 | 200.7713 | 0 | 0 | 0 | 17.7682 | 0
7293 | 304 | 31 | 10 | Friday | 20 | 0.198 | 11.764 | 33.9253 | 75.2516 | 60.483 | 27.845 | 0 | 0.8771 | 25.2 | 0 | 208.4606 | 0 | 0 | 0 | 13.9677 | 0
7294 | 304 | 31 | 10 | Friday | 21 | 0.217 | 8.063 | 33.8733 | 69.495 | 55.4564 | 16.707 | 0 | 0.5836 | 25.2 | 0 | 193.3282 | 0 | 0 | 0 | 8.948 | 0
7295 | 304 | 31 | 10 | Friday | 22 | 0.325 | 2.233 | 33.7281 | 49.7368 | 40.0199 | 11.138 | 0 | 0.2322 | 16.2 | 0 | 142.3318 | 0 | 0 | 0 | 6.335 | 0
7296 | 304 | 31 | 10 | Friday | 23 | 0.604 | 0.052 | 33.7579 | 26.9226 | 24.6242 | 11.138 | 0 | 0.1802 | 16.2 | 0 | 101.741 | 0 | 0 | 0 | 6.7627 | 0
7297 | 305 | 1 | 11 | Saturday | 0 | 1.149 | 0 | 33.8959 | 18.3332 | 19.1419 | 5.816 | 0 | 0.0799 | 15.84 | 0 | 87.291 | 0 | 0 | 0 | 4.285 | 0
7298 | 305 | 1 | 11 | Saturday | 1 | 2.665 | 0 | 33.927 | 17.5283 | 18.3373 | 5.816 | 0 | 0.1086 | 12.6 | 0 | 82.5012 | 0 | 0 | 0 | 5.8405 | 0
7299 | 305 | 1 | 11 | Saturday | 2 | 5.63 | 0 | 33.8752 | 11.771 | 14.464 | 5.816 | 0 | 0.1646 | 12.6 | 0 | 72.8749 | 0 | 0 | 0 | 8.8447 | 0
7300 | 305 | 1 | 11 | Saturday | 3 | 5.263 | 0 | 33.8715 | 11.771 | 14.464 | 5.816 | 0 | 0.1584 | 12.6 | 0 | 72.865 | 0 | 0 | 0 | 8.517 | 0
7301 | 305 | 1 | 11 | Saturday | 4 | 5.968 | 0 | 33.862 | 11.771 | 14.464 | 5.816 | 0 | 0.1723 | 12.6 | 0 | 72.8694 | 0 | 0 | 0 | 9.2596 | 0
7302 | 305 | 1 | 11 | Saturday | 5 | 6.377 | 0 | 33.843 | 13.0152 | 14.464 | 5.816 | 0 | 0.1807 | 12.6 | 0 | 74.1029 | 0 | 0 | 0 | 9.7065 | 0
7303 | 305 | 1 | 11 | Saturday | 6 | 6.081 | 0 | 33.8326 | 30.2702 | 24.9086 | 29.082 | 0 | 0.4388 | 14.4 | 0 | 103.8502 | 0 | 0 | 0 | 23.2624 | 0
7304 | 305 | 1 | 11 | Saturday | 7 | 5.842 | 0 | 33.8383 | 33.0666 | 26.405 | 40.715 | 0 | 0.5946 | 11.52 | 0.1264 | 105.4244 | 0 | 0 | 0 | 31.2902 | 0
7305 | 305 | 1 | 11 | Saturday | 8 | 4.729 | 0 | 33.7921 | 45.8549 | 37.4339 | 46.532 | 0 | 0.6742 | 16.2 | 1.7395 | 133.9551 | 0 | 0 | 0 | 35.6562 | 0
7306 | 305 | 1 | 11 | Saturday | 9 | 3.969 | 0 | 33.7837 | 43.5249 | 37.9057 | 29.082 | 0 | 0.4547 | 16.2 | 5.5303 | 131.869 | 0 | 0 | 0 | 24.2194 | 0
7307 | 305 | 1 | 11 | Saturday | 10 | 3.663 | 0 | 33.8501 | 38.5662 | 37.2508 | 11.633 | 0 | 0.2226 | 15.12 | 7.7407 | 125.0097 | 0 | 0 | 0 | 11.9514 | 0
7308 | 305 | 1 | 11 | Saturday | 11 | 3.115 | 3.219 | 33.8437 | 35.0647 | 35.3135 | 11.633 | 0 | 0.3782 | 21.6 | 7.6605 | 129.6812 | 0 | 0 | 0 | 11.5083 | 0
7309 | 305 | 1 | 11 | Saturday | 12 | 2.901 | 3.124 | 33.9587 | 33.8513 | 34.2247 | 17.449 | 0 | 0.4511 | 23.4 | 6.1978 | 129.2646 | 0 | 0 | 0 | 15.6814 | 0
7310 | 305 | 1 | 11 | Saturday | 13 | 2.793 | 3.508 | 34.0729 | 36.4347 | 33.0722 | 17.449 | 0 | 0.4729 | 23.4 | 3.7705 | 131.2464 | 0 | 0 | 0 | 15.7922 | 0
7311 | 305 | 1 | 11 | Saturday | 14 | 2.84 | 3.926 | 34.054 | 36.9134 | 33.0722 | 5.816 | 0 | 0.3338 | 23.4 | 2.5096 | 132.019 | 0 | 0 | 0 | 7.2198 | 0
7312 | 305 | 1 | 11 | Saturday | 15 | 2.771 | 3.833 | 34.0129 | 37.6052 | 33.0722 | 5.816 | 0 | 0.3282 | 23.4 | 1.8319 | 132.5636 | 0 | 0 | 0 | 7.1752 | 0
7313 | 305 | 1 | 11 | Saturday | 16 | 2.864 | 3.83 | 33.9999 | 37.79 | 33.0722 | 23.266 | 0 | 0.5817 | 23.4 | 0.9955 | 132.9861 | 0 | 0 | 0 | 20.7096 | 0
7314 | 305 | 1 | 11 | Saturday | 17 | 3.064 | 3.578 | 34.0722 | 35.4248 | 32.9581 | 29.082 | 0 | 0.6658 | 27 | 0.2229 | 133.99 | 0 | 0 | 0 | 25.8544 | 0
7315 | 305 | 1 | 11 | Saturday | 18 | 2.559 | 8.681 | 33.9565 | 55.5841 | 46.5147 | 40.715 | 0 | 1.1141 | 28.8 | 0 | 175.3576 | 0 | 0 | 0 | 35.3111 | 0
7316 | 305 | 1 | 11 | Saturday | 19 | 2.224 | 9.887 | 33.9421 | 61.3403 | 50.3878 | 40.715 | 0 | 1.1775 | 28.8 | 0 | 186.3402 | 0 | 0 | 0 | 35.8972 | 0
7317 | 305 | 1 | 11 | Saturday | 20 | 2.429 | 8.373 | 33.9122 | 61.3343 | 50.3878 | 29.082 | 0 | 0.9357 | 27 | 0 | 182.6255 | 0 | 0 | 0 | 26.9959 | 0
7318 | 305 | 1 | 11 | Saturday | 21 | 2.301 | 7.509 | 33.9022 | 61.3343 | 50.3878 | 17.449 | 0 | 0.7065 | 27 | 0 | 181.4514 | 0 | 0 | 0 | 17.2371 | 0
7319 | 305 | 1 | 11 | Saturday | 22 | 2.5 | 2.431 | 33.7631 | 49.2003 | 40.077 | 11.633 | 0 | 0.3561 | 19.8 | 0 | 145.826 | 0 | 0 | 0 | 12.5361 | 0
7320 | 305 | 1 | 11 | Saturday | 23 | 3.256 | 0.081 | 33.8049 | 28.1779 | 24.6242 | 11.633 | 0 | 0.303 | 19.8 | 0 | 106.7977 | 0 | 0 | 0 | 13.3536 | 0
7321 | 306 | 2 | 11 | Sunday | 0 | 3.589 | 0 | 33.829 | 24.1043 | 23.0149 | 5.816 | 0 | 0.1604 | 19.8 | 0 | 100.9086 | 0 | 0 | 0 | 8.6601 | 0
7322 | 306 | 2 | 11 | Sunday | 1 | 4.59 | 0 | 33.8214 | 23.3102 | 22.2101 | 5.816 | 0 | 0.1795 | 19.8 | 0 | 99.3213 | 0 | 0 | 0 | 9.6765 | 0
7323 | 306 | 2 | 11 | Sunday | 2 | 6.078 | 0 | 33.8063 | 17.5379 | 18.3373 | 5.816 | 0 | 0.2076 | 15.48 | 0 | 85.369 | 0 | 0 | 0 | 11.1782 | 0
7324 | 306 | 2 | 11 | Sunday | 3 | 6.372 | 0 | 33.8211 | 17.5379 | 18.3373 | 5.816 | 0 | 0.2134 | 15.48 | 0 | 85.3896 | 0 | 0 | 0 | 11.4871 | 0
7325 | 306 | 2 | 11 | Sunday | 4 | 6.702 | 0 | 33.8315 | 17.5379 | 18.3373 | 5.816 | 0 | 0.2198 | 15.48 | 0 | 85.4065 | 0 | 0 | 0 | 11.8308 | 0
7326 | 306 | 2 | 11 | Sunday | 5 | 6.868 | 0 | 33.8382 | 18.7817 | 18.3373 | 5.816 | 0 | 0.2232 | 15.48 | 0 | 86.6604 | 0 | 0 | 0 | 12.0115 | 0
7327 | 306 | 2 | 11 | Sunday | 6 | 7.052 | 0 | 33.8281 | 26.931 | 24.6242 | 29.082 | 0 | 0.6184 | 18.72 | 0 | 104.7216 | 0 | 0 | 0 | 32.9726 | 0
7328 | 306 | 2 | 11 | Sunday | 7 | 6.058 | 0 | 33.8156 | 34.2491 | 29.9942 | 40.715 | 0 | 0.6701 | 18.72 | 0.2085 | 117.449 | 0 | 0 | 0 | 42.9865 | 0
7329 | 306 | 2 | 11 | Sunday | 8 | 5.769 | 0 | 33.8149 | 36.6039 | 33.2132 | 46.532 | 0 | 0.6754 | 23.4 | 1.9822 | 127.7074 | 0 | 0 | 0 | 48.7515 | 0
7330 | 306 | 2 | 11 | Sunday | 9 | 5.481 | 0 | 33.8244 | 27.3433 | 29.3396 | 29.082 | 0 | 0.6096 | 23.4 | 4.6237 | 114.5169 | 0 | 0 | 0 | 32.5844 | 0
7331 | 306 | 2 | 11 | Sunday | 10 | 5.306 | 0 | 33.8022 | 28.529 | 32.5586 | 11.633 | 0 | 0.3016 | 19.08 | 4.8177 | 114.2714 | 0 | 0 | 0 | 16.2185 | 0
7332 | 306 | 2 | 11 | Sunday | 11 | 5.19 | 0 | 33.8149 | 30.8019 | 32.5586 | 11.633 | 0 | 0.3002 | 21.6 | 3.4875 | 119.0755 | 0 | 0 | 0 | 16.1431 | 0
7333 | 306 | 2 | 11 | Sunday | 12 | 4.639 | 0 | 33.8136 | 28.4866 | 33.0367 | 17.449 | 0 | 0.3935 | 19.08 | 4.1436 | 114.8105 | 0 | 0 | 0 | 21.1424 | 0
7334 | 306 | 2 | 11 | Sunday | 13 | 4.237 | 0 | 33.8411 | 21.3618 | 29.1634 | 17.449 | 0 | 0.3889 | 18.36 | 5.1295 | 103.1152 | 0 | 0 | 0 | 20.8145 | 0
7335 | 306 | 2 | 11 | Sunday | 14 | 3.951 | 0 | 33.8903 | 22.3995 | 29.1634 | 5.816 | 0 | 0.1819 | 18 | 5.5667 | 103.6351 | 0 | 0 | 0 | 9.4551 | 0
7336 | 306 | 2 | 11 | Sunday | 15 | 4.031 | 0 | 33.9363 | 24.949 | 29.1634 | 5.816 | 0 | 0.1778 | 15.84 | 4.2729 | 104.0664 | 0 | 0 | 0 | 9.5087 | 0
7337 | 306 | 2 | 11 | Sunday | 16 | 4.225 | 0 | 33.9112 | 27.4204 | 27.5539 | 23.266 | 0 | 0.4887 | 23.04 | 1.7983 | 112.4143 | 0 | 0 | 0 | 26.2224 | 0
7338 | 306 | 2 | 11 | Sunday | 17 | 4.663 | 0 | 33.8413 | 26.7113 | 26.399 | 29.082 | 0 | 0.6046 | 22.32 | 0.3043 | 109.8763 | 0 | 0 | 0 | 32.3645 | 0
7339 | 306 | 2 | 11 | Sunday | 18 | 4.296 | 0 | 33.793 | 43.9889 | 38.0184 | 40.715 | 0 | 0.6678 | 23.4 | 0 | 139.8681 | 0 | 0 | 0 | 43.5578 | 0
7340 | 306 | 2 | 11 | Sunday | 19 | 3.833 | 0 | 33.765 | 55.5005 | 45.7644 | 40.715 | 0 | 0.6672 | 22.68 | 0 | 158.3771 | 0 | 0 | 0 | 43.4883 | 0
7341 | 306 | 2 | 11 | Sunday | 20 | 4.036 | 0 | 33.8341 | 60.0165 | 49.6381 | 29.082 | 0 | 0.6061 | 22.68 | 0 | 166.7749 | 0 | 0 | 0 | 32.5007 | 0
7342 | 306 | 2 | 11 | Sunday | 21 | 4.136 | 0 | 33.766 | 48.5011 | 41.8913 | 17.449 | 0 | 0.3958 | 22.68 | 0 | 147.2341 | 0 | 0 | 0 | 21.2976 | 0
7343 | 306 | 2 | 11 | Sunday | 22 | 4.386 | 0 | 33.7537 | 40.3665 | 35.5897 | 11.633 | 0 | 0.2944 | 14.4 | 0 | 124.4043 | 0 | 0 | 0 | 15.8612 | 0
7344 | 306 | 2 | 11 | Sunday | 23 | 4.973 | 0 | 33.7938 | 25.6748 | 24.6242 | 11.633 | 0 | 0.306 | 14.4 | 0 | 98.7989 | 0 | 0 | 0 | 16.4737 | 0
7345 | 307 | 3 | 11 | Monday | 0 | 6.262 | 0 | 33.833 | 17.5343 | 18.3373 | 5.816 | 0 | 0.2232 | 14.4 | 0 | 84.3277 | 0 | 0 | 0 | 12.0207 | 0
7346 | 307 | 3 | 11 | Monday | 1 | 6.777 | 0 | 33.8337 | 14.6472 | 16.4006 | 5.816 | 0 | 0.2329 | 11.88 | 0 | 76.9945 | 0 | 0 | 0 | 12.5422 | 0
7347 | 307 | 3 | 11 | Monday | 2 | 7.086 | 0 | 33.8651 | 11.7686 | 14.464 | 5.816 | 0 | 0.2388 | 11.88 | 0 | 72.2166 | 0 | 0 | 0 | 12.8566 | 0
7348 | 307 | 3 | 11 | Monday | 3 | 7.401 | 0 | 33.8832 | 11.7686 | 14.464 | 5.816 | 0 | 0.2449 | 11.88 | 0 | 72.2408 | 0 | 0 | 0 | 13.1777 | 0
7349 | 307 | 3 | 11 | Monday | 4 | 7.915 | 0 | 33.8658 | 13.0128 | 14.464 | 5.816 | 0 | 0.2548 | 11.88 | 0 | 73.4774 | 0 | 0 | 0 | 13.6978 | 0
7350 | 307 | 3 | 11 | Monday | 5 | 7.014 | 0 | 33.8378 | 22.6634 | 20.5805 | 5.816 | 0 | 0.2379 | 11.88 | 0 | 89.1997 | 0 | 0 | 0 | 12.8017 | 0
7351 | 307 | 3 | 11 | Monday | 6 | 5.475 | 0 | 33.7938 | 44.2813 | 35.484 | 29.082 | 0 | 0.6447 | 15.12 | 0 | 129.3238 | 0 | 0 | 0 | 34.5057 | 0
7352 | 307 | 3 | 11 | Monday | 7 | 4.255 | 0 | 33.7869 | 61.1578 | 46.6998 | 40.715 | 0 | 0.6684 | 15.12 | 0.1745 | 157.4329 | 0 | 0 | 0 | 45.2696 | 0
7353 | 307 | 3 | 11 | Monday | 8 | 3.273 | 0 | 33.7834 | 69.1611 | 52.1343 | 46.532 | 0 | 0.6731 | 18.72 | 1.6764 | 174.4719 | 0 | 0 | 0 | 50.5165 | 0
7354 | 307 | 3 | 11 | Monday | 9 | 2.673 | 0 | 33.8025 | 68.594 | 52.8606 | 29.082 | 0 | 0.6023 | 18.72 | 4.2072 | 174.5793 | 0 | 0 | 0 | 32.1919 | 0
7355 | 307 | 3 | 11 | Monday | 10 | 2.551 | 0 | 33.8791 | 63.1875 | 51.878 | 11.633 | 0 | 0.2735 | 14.4 | 5.8104 | 163.6181 | 0 | 0 | 0 | 14.2965 | 0
7356 | 307 | 3 | 11 | Monday | 11 | 2.489 | 3.06 | 33.9801 | 61.3339 | 51.878 | 11.633 | 0 | 0.425 | 18.36 | 6.2219 | 169.2863 | 0 | 0 | 0 | 14.1213 | 0
7357 | 307 | 3 | 11 | Monday | 12 | 2.428 | 9.583 | 34.0301 | 59.327 | 51.1854 | 17.449 | 0 | 0.87 | 18.36 | 5.6674 | 174.1364 | 0 | 0 | 0 | 19.7897 | 0
7358 | 307 | 3 | 11 | Monday | 13 | 2.241 | 9.587 | 33.9161 | 62.4257 | 51.878 | 17.449 | 0 | 0.8611 | 18.36 | 4.8459 | 177.8097 | 0 | 0 | 0 | 19.5935 | 0
7359 | 307 | 3 | 11 | Monday | 14 | 2.27 | 8.033 | 33.8517 | 64.3849 | 51.878 | 5.816 | 0 | 0.5631 | 18.36 | 3.9585 | 177.7252 | 0 | 0 | 0 | 8.0615 | 0
7360 | 307 | 3 | 11 | Monday | 15 | 2.264 | 7.156 | 33.8398 | 66.8901 | 51.878 | 5.816 | 0 | 0.517 | 18.36 | 2.4295 | 179.2236 | 0 | 0 | 0 | 8.0628 | 0
7361 | 307 | 3 | 11 | Monday | 16 | 2.206 | 6.769 | 33.8279 | 67.9674 | 50.7246 | 23.266 | 0 | 0.8208 | 22.68 | 0.9532 | 183.3417 | 0 | 0 | 0 | 25.4587 | 0
7362 | 307 | 3 | 11 | Monday | 17 | 2.829 | 7.083 | 33.8288 | 59.7898 | 43.0931 | 29.082 | 0 | 0.9606 | 28.8 | 0.1824 | 174.1328 | 0 | 0 | 0 | 32.0155 | 0
7363 | 307 | 3 | 11 | Monday | 18 | 2.655 | 9.16 | 33.8746 | 65.4399 | 51.7393 | 40.715 | 0 | 1.1397 | 30.96 | 0 | 193.0606 | 0 | 0 | 0 | 43.8584 | 0
7364 | 307 | 3 | 11 | Monday | 19 | 2.24 | 8.993 | 33.8776 | 70.7204 | 57.1787 | 40.715 | 0 | 1.1302 | 25.2 | 0 | 197.8334 | 0 | 0 | 0 | 43.678 | 0
7365 | 307 | 3 | 11 | Monday | 20 | 2.133 | 8.844 | 33.892 | 75.2516 | 60.483 | 29.082 | 0 | 1.0478 | 25.2 | 0 | 205.4393 | 0 | 0 | 0 | 31.7762 | 0
7366 | 307 | 3 | 11 | Monday | 21 | 2.266 | 5.654 | 33.7771 | 69.495 | 55.4564 | 17.449 | 0 | 0.6621 | 25.2 | 0 | 190.7051 | 0 | 0 | 0 | 20.1012 | 0
7367 | 307 | 3 | 11 | Monday | 22 | 2.852 | 0.973 | 33.7865 | 49.7368 | 40.0199 | 11.633 | 0 | 0.3229 | 16.2 | 0 | 141.1178 | 0 | 0 | 0 | 14.7616 | 0
7368 | 307 | 3 | 11 | Monday | 23 | 4.887 | 0.008 | 33.8215 | 26.9226 | 24.6242 | 11.633 | 0 | 0.3128 | 16.2 | 0 | 101.8903 | 0 | 0 | 0 | 16.8118 | 0
7369 | 308 | 4 | 11 | Tuesday | 0 | 6.692 | 0 | 33.8507 | 17.5343 | 18.3373 | 5.816 | 0 | 0.2352 | 14.4 | 0 | 84.3574 | 0 | 0 | 0 | 12.6586 | 0
7370 | 308 | 4 | 11 | Tuesday | 1 | 7.053 | 0 | 33.8774 | 14.6472 | 16.4006 | 5.816 | 0 | 0.242 | 11.88 | 0 | 77.0473 | 0 | 0 | 0 | 13.0234 | 0
7371 | 308 | 4 | 11 | Tuesday | 2 | 7.679 | 0 | 33.8989 | 11.7686 | 14.464 | 5.816 | 0 | 0.2539 | 11.88 | 0 | 72.2654 | 0 | 0 | 0 | 13.653 | 0
7372 | 308 | 4 | 11 | Tuesday | 3 | 8.965 | 0 | 33.891 | 11.7686 | 14.464 | 5.816 | 0 | 0.2784 | 11.88 | 0 | 72.282 | 0 | 0 | 0 | 14.9415 | 0
7373 | 308 | 4 | 11 | Tuesday | 4 | 8.854 | 0 | 33.9095 | 13.0128 | 14.464 | 5.816 | 0 | 0.2764 | 11.88 | 0 | 73.5426 | 0 | 0 | 0 | 14.8334 | 0
7374 | 308 | 4 | 11 | Tuesday | 5 | 8.656 | 0 | 33.8962 | 22.6634 | 20.5805 | 5.816 | 0 | 0.2727 | 11.88 | 0 | 89.2928 | 0 | 0 | 0 | 14.6384 | 0
7375 | 308 | 4 | 11 | Tuesday | 6 | 7.528 | 0 | 33.8456 | 44.2813 | 35.484 | 29.082 | 0 | 0.6639 | 15.12 | 0 | 129.3949 | 0 | 0 | 0 | 37.5228 | 0
7376 | 308 | 4 | 11 | Tuesday | 7 | 6.37 | 0 | 33.8146 | 61.1571 | 46.6998 | 40.715 | 0 | 0.6708 | 15.12 | 0.1773 | 157.4624 | 0 | 0 | 0 | 48.6462 | 0
7377 | 308 | 4 | 11 | Tuesday | 8 | 5.129 | 0 | 33.8204 | 68.1917 | 52.1343 | 46.532 | 0 | 0.6799 | 18.72 | 2.9723 | 173.5462 | 0 | 0 | 0 | 53.6372 | 0
7378 | 308 | 4 | 11 | Tuesday | 9 | 3.971 | 0 | 33.8263 | 65.632 | 52.8606 | 29.082 | 0 | 0.6586 | 18.72 | 8.5977 | 171.6974 | 0 | 0 | 0 | 33.4523 | 0
7379 | 308 | 4 | 11 | Tuesday | 10 | 3.495 | 0 | 33.9168 | 59.8356 | 51.878 | 11.633 | 0 | 0.3101 | 14.4 | 10.9888 | 160.3404 | 0 | 0 | 0 | 14.7163 | 0
7380 | 308 | 4 | 11 | Tuesday | 11 | 2.871 | 3.491 | 34.0003 | 58.2279 | 51.878 | 11.633 | 0 | 0.4683 | 18.36 | 12.3891 | 166.7095 | 0 | 0 | 0 | 13.5339 | 0
7381 | 308 | 4 | 11 | Tuesday | 12 | 2.495 | 9.986 | 34.0298 | 55.6708 | 51.1854 | 17.449 | 0 | 0.8981 | 18.36 | 14.6063 | 170.9445 | 0 | 0 | 0 | 17.447 | 0
7382 | 308 | 4 | 11 | Tuesday | 13 | 2.293 | 9.737 | 33.915 | 57.9943 | 51.878 | 17.449 | 0 | 0.8461 | 18.36 | 13.1297 | 173.5244 | 0 | 0 | 0 | 16.1917 | 0
7383 | 308 | 4 | 11 | Tuesday | 14 | 2.441 | 8.181 | 33.8496 | 60.904 | 51.878 | 5.816 | 0 | 0.5591 | 18.36 | 8.5589 | 174.3984 | 0 | 0 | 0 | 6.9118 | 0
7384 | 308 | 4 | 11 | Tuesday | 15 | 2.525 | 7.29 | 33.8349 | 64.6786 | 51.878 | 5.816 | 0 | 0.5046 | 18.36 | 4.5258 | 177.1406 | 0 | 0 | 0 | 6.9992 | 0
7385 | 308 | 4 | 11 | Tuesday | 16 | 2.594 | 6.886 | 33.822 | 67.7961 | 50.7246 | 23.266 | 0 | 0.7403 | 22.68 | 1.4348 | 183.2101 | 0 | 0 | 0 | 20.7105 | 0
7386 | 308 | 4 | 11 | Tuesday | 17 | 3.33 | 7.121 | 33.826 | 59.7898 | 43.0931 | 29.082 | 0 | 0.8608 | 28.8 | 0.2078 | 174.0708 | 0 | 0 | 0 | 26.4403 | 0
7387 | 308 | 4 | 11 | Tuesday | 18 | 2.901 | 9.238 | 33.8724 | 65.4399 | 51.7393 | 40.715 | 0 | 1.1442 | 30.96 | 0 | 193.1465 | 0 | 0 | 0 | 36.0781 | 0
7388 | 308 | 4 | 11 | Tuesday | 19 | 2.341 | 9.077 | 33.872 | 70.7204 | 57.1787 | 40.715 | 0 | 1.1348 | 25.2 | 0 | 197.9227 | 0 | 0 | 0 | 36.4039 | 0
7389 | 308 | 4 | 11 | Tuesday | 20 | 2.277 | 8.875 | 33.8798 | 75.2516 | 60.483 | 29.082 | 0 | 0.964 | 25.2 | 0 | 205.3767 | 0 | 0 | 0 | 27.0986 | 0
7390 | 308 | 4 | 11 | Tuesday | 21 | 2.596 | 5.63 | 33.7719 | 69.495 | 55.4564 | 17.449 | 0 | 0.6168 | 25.2 | 0 | 190.6289 | 0 | 0 | 0 | 17.6774 | 0
7391 | 308 | 4 | 11 | Tuesday | 22 | 3.118 | 0.942 | 33.7856 | 49.7368 | 40.0199 | 11.633 | 0 | 0.2938 | 16.2 | 0 | 141.0543 | 0 | 0 | 0 | 13.2481 | 0
7392 | 308 | 4 | 11 | Tuesday | 23 | 5.081 | 0.009 | 33.8181 | 26.9226 | 24.6242 | 11.633 | 0 | 0.3356 | 16.2 | 0 | 101.91 | 0 | 0 | 0 | 15.2696 | 0
7393 | 309 | 5 | 11 | Wednesday | 0 | 5.965 | 0 | 33.8705 | 17.5343 | 18.3373 | 5.816 | 0 | 0.2058 | 14.4 | 0 | 84.3479 | 0 | 0 | 0 | 11.0811 | 0
7394 | 309 | 5 | 11 | Wednesday | 1 | 6.408 | 0 | 33.9129 | 14.6472 | 16.4006 | 5.816 | 0 | 0.2144 | 11.88 | 0 | 77.0551 | 0 | 0 | 0 | 11.538 | 0
7395 | 309 | 5 | 11 | Wednesday | 2 | 6.802 | 0 | 33.9342 | 11.7686 | 14.464 | 5.816 | 0 | 0.222 | 11.88 | 0 | 72.2689 | 0 | 0 | 0 | 11.9458 | 0
7396 | 309 | 5 | 11 | Wednesday | 3 | 7.536 | 0 | 33.9362 | 11.7686 | 14.464 | 5.816 | 0 | 0.2362 | 11.88 | 0 | 72.285 | 0 | 0 | 0 | 12.6941 | 0
7397 | 309 | 5 | 11 | Wednesday | 4 | 8.485 | 0 | 33.899 | 13.0128 | 14.464 | 5.816 | 0 | 0.2544 | 11.88 | 0 | 73.5103 | 0 | 0 | 0 | 13.6561 | 0
7398 | 309 | 5 | 11 | Wednesday | 5 | 7.805 | 0 | 33.8711 | 22.6634 | 20.5805 | 5.816 | 0 | 0.2418 | 11.88 | 0 | 89.2369 | 0 | 0 | 0 | 12.9903 | 0
7399 | 309 | 5 | 11 | Wednesday | 6 | 6.397 | 0 | 33.8179 | 44.2813 | 35.484 | 29.082 | 0 | 0.6096 | 15.12 | 0 | 129.3129 | 0 | 0 | 0 | 32.5203 | 0
7400 | 309 | 5 | 11 | Wednesday | 7 | 5.278 | 0 | 33.8029 | 61.1578 | 46.6998 | 40.715 | 0 | 0.6696 | 15.12 | 0.1757 | 157.4501 | 0 | 0 | 0 | 42.466 | 0
7401 | 309 | 5 | 11 | Wednesday | 8 | 4.223 | 0 | 33.8065 | 68.9481 | 52.1343 | 46.532 | 0 | 0.6743 | 18.72 | 1.6825 | 174.2832 | 0 | 0 | 0 | 47.4689 | 0
7402 | 309 | 5 | 11 | Wednesday | 9 | 3.424 | 0 | 33.8209 | 68.7263 | 52.8606 | 29.082 | 0 | 0.5732 | 18.72 | 3.8539 | 174.701 | 0 | 0 | 0 | 30.6873 | 0
7403 | 309 | 5 | 11 | Wednesday | 10 | 3.277 | 0 | 33.9119 | 63.5343 | 51.878 | 11.633 | 0 | 0.2647 | 14.4 | 4.7604 | 163.9889 | 0 | 0 | 0 | 14.2505 | 0
7404 | 309 | 5 | 11 | Wednesday | 11 | 3.043 | 3.764 | 34.0157 | 62.9261 | 51.878 | 11.633 | 0 | 0.4533 | 18.36 | 5.1175 | 171.7038 | 0 | 0 | 0 | 14.0561 | 0
7405 | 309 | 5 | 11 | Wednesday | 12 | 3.053 | 10.177 | 34.061 | 61.105 | 51.1854 | 17.449 | 0 | 0.8968 | 18.36 | 5.493 | 176.6155 | 0 | 0 | 0 | 19.6384 | 0
7406 | 309 | 5 | 11 | Wednesday | 13 | 2.782 | 9.866 | 33.9571 | 61.4368 | 51.878 | 17.449 | 0 | 0.885 | 18.36 | 7.5791 | 177.1876 | 0 | 0 | 0 | 19.245 | 0
7407 | 309 | 5 | 11 | Wednesday | 14 | 2.581 | 8.271 | 33.8767 | 61.3062 | 51.878 | 5.816 | 0 | 0.5902 | 18.36 | 7.4069 | 174.956 | 0 | 0 | 0 | 7.9365 | 0
7408 | 309 | 5 | 11 | Wednesday | 15 | 2.569 | 7.417 | 33.8514 | 63.7501 | 51.878 | 5.816 | 0 | 0.5295 | 18.36 | 4.3827 | 176.391 | 0 | 0 | 0 | 7.8604 | 0
7409 | 309 | 5 | 11 | Wednesday | 16 | 2.572 | 7.029 | 33.8308 | 67.5064 | 50.7246 | 23.266 | 0 | 0.8052 | 22.68 | 0.9836 | 183.1489 | 0 | 0 | 0 | 23.8428 | 0
7410 | 309 | 5 | 11 | Wednesday | 17 | 3.399 | 7.252 | 33.8347 | 59.7898 | 43.0931 | 29.082 | 0 | 0.9375 | 28.8 | 0 | 174.2981 | 0 | 0 | 0 | 30.2404 | 0
7411 | 309 | 5 | 11 | Wednesday | 18 | 3.133 | 9.309 | 33.8785 | 65.4399 | 51.7393 | 40.715 | 0 | 1.1482 | 30.96 | 0 | 193.2331 | 0 | 0 | 0 | 41.244 | 0
7412 | 309 | 5 | 11 | Wednesday | 19 | 2.304 | 9.263 | 33.8838 | 70.7204 | 57.1787 | 40.715 | 0 | 1.1446 | 25.2 | 0 | 198.146 | 0 | 0 | 0 | 40.8964 | 0
7413 | 309 | 5 | 11 | Wednesday | 20 | 1.946 | 9.231 | 33.9108 | 75.2516 | 60.483 | 29.082 | 0 | 1.0307 | 25.2 | 0 | 205.8595 | 0 | 0 | 0 | 29.7287 | 0
7414 | 309 | 5 | 11 | Wednesday | 21 | 2.059 | 5.924 | 33.7983 | 69.495 | 55.4564 | 17.449 | 0 | 0.6528 | 25.2 | 0 | 191.0091 | 0 | 0 | 0 | 18.8314 | 0
7415 | 309 | 5 | 11 | Wednesday | 22 | 2.488 | 1.086 | 33.7777 | 49.7368 | 40.0199 | 11.633 | 0 | 0.3093 | 16.2 | 0 | 141.2176 | 0 | 0 | 0 | 13.7113 | 0
7416 | 309 | 5 | 11 | Wednesday | 23 | 3.816 | 0.01 | 33.8256 | 26.9226 | 24.6242 | 11.633 | 0 | 0.2804 | 16.2 | 0 | 101.8632 | 0 | 0 | 0 | 15.0709 | 0
7417 | 310 | 6 | 11 | Thursday | 0 | 5.135 | 0 | 33.8376 | 17.5343 | 18.3373 | 5.816 | 0 | 0.1998 | 14.4 | 0 | 84.309 | 0 | 0 | 0 | 10.773 | 0
7418 | 310 | 6 | 11 | Thursday | 1 | 5.329 | 0 | 33.9027 | 14.6472 | 16.4006 | 5.816 | 0 | 0.2036 | 11.88 | 0 | 77.0341 | 0 | 0 | 0 | 10.9753 | 0
7419 | 310 | 6 | 11 | Thursday | 2 | 5.634 | 0 | 33.9262 | 11.7686 | 14.464 | 5.816 | 0 | 0.2095 | 11.88 | 0 | 72.2483 | 0 | 0 | 0 | 11.2874 | 0
7420 | 310 | 6 | 11 | Thursday | 3 | 5.881 | 0 | 33.941 | 11.7686 | 14.464 | 5.816 | 0 | 0.2142 | 11.88 | 0 | 72.2679 | 0 | 0 | 0 | 11.5423 | 0
7421 | 310 | 6 | 11 | Thursday | 4 | 5.786 | 0 | 33.9456 | 13.0128 | 14.464 | 5.816 | 0 | 0.2126 | 11.88 | 0 | 73.515 | 0 | 0 | 0 | 11.4545 | 0
7422 | 310 | 6 | 11 | Thursday | 5 | 5.677 | 0 | 33.9348 | 22.6634 | 20.5805 | 5.816 | 0 | 0.2107 | 11.88 | 0 | 89.2694 | 0 | 0 | 0 | 11.352 | 0
7423 | 310 | 6 | 11 | Thursday | 6 | 4.96 | 0 | 33.8633 | 44.2813 | 35.484 | 29.082 | 0 | 0.625 | 15.12 | 0 | 129.3736 | 0 | 0 | 0 | 33.4459 | 0
7424 | 310 | 6 | 11 | Thursday | 7 | 4.192 | 0 | 33.8351 | 61.1578 | 46.6998 | 40.715 | 0 | 0.6683 | 15.12 | 0.1251 | 157.481 | 0 | 0 | 0 | 44.4862 | 0
7425 | 310 | 6 | 11 | Thursday | 8 | 3.369 | 0 | 33.8386 | 69.3484 | 52.1343 | 46.532 | 0 | 0.6732 | 18.72 | 1.2311 | 174.7145 | 0 | 0 | 0 | 49.8625 | 0
7426 | 310 | 6 | 11 | Thursday | 9 | 2.696 | 0 | 33.824 | 68.8837 | 52.8606 | 29.082 | 0 | 0.5951 | 18.72 | 3.7822 | 174.8833 | 0 | 0 | 0 | 31.7986 | 0
7427 | 310 | 6 | 11 | Thursday | 10 | 2.825 | 0 | 33.9129 | 61.8963 | 51.878 | 11.633 | 0 | 0.2939 | 14.4 | 8.2873 | 162.3811 | 0 | 0 | 0 | 14.281 | 0
7428 | 310 | 6 | 11 | Thursday | 11 | 2.549 | 3.883 | 34.0297 | 60.3066 | 51.878 | 11.633 | 0 | 0.5056 | 18.36 | 13.2561 | 169.2793 | 0 | 0 | 0 | 13.2907 | 0
7429 | 310 | 6 | 11 | Thursday | 12 | 2.307 | 11.022 | 34.0483 | 58.0415 | 51.1854 | 17.449 | 0 | 0.9565 | 18.36 | 15.1337 | 174.5128 | 0 | 0 | 0 | 16.8996 | 0
7430 | 310 | 6 | 11 | Thursday | 13 | 2.23 | 10.254 | 33.9926 | 60.2327 | 51.878 | 17.449 | 0 | 0.8718 | 18.36 | 13.5732 | 176.4246 | 0 | 0 | 0 | 15.5361 | 0
7431 | 310 | 6 | 11 | Thursday | 14 | 2.261 | 8.501 | 33.8817 | 61.8757 | 51.878 | 5.816 | 0 | 0.5891 | 18.36 | 10.7326 | 175.7782 | 0 | 0 | 0 | 6.4026 | 0
7432 | 310 | 6 | 11 | Thursday | 15 | 2.27 | 7.613 | 33.8552 | 64.2729 | 51.878 | 5.816 | 0 | 0.5156 | 18.36 | 5.7889 | 177.1156 | 0 | 0 | 0 | 6.2794 | 0
7433 | 310 | 6 | 11 | Thursday | 16 | 2.278 | 7.168 | 33.8365 | 67.749 | 50.7246 | 23.266 | 0 | 0.715 | 22.68 | 0.8587 | 183.4573 | 0 | 0 | 0 | 18.5388 | 0
7434 | 310 | 6 | 11 | Thursday | 17 | 2.951 | 7.41 | 33.8383 | 59.7898 | 43.0931 | 29.082 | 0 | 0.8285 | 28.8 | 0 | 174.3639 | 0 | 0 | 0 | 23.8659 | 0
7435 | 310 | 6 | 11 | Thursday | 18 | 2.725 | 9.612 | 33.9029 | 65.4399 | 51.7393 | 40.715 | 0 | 1.1206 | 30.96 | 0 | 193.5579 | 0 | 0 | 0 | 33.0355 | 0
7436 | 310 | 6 | 11 | Thursday | 19 | 2.15 | 9.414 | 33.8862 | 70.7204 | 57.1787 | 40.715 | 0 | 1.1191 | 25.2 | 0 | 198.2858 | 0 | 0 | 0 | 33.5736 | 0
7437 | 310 | 6 | 11 | Thursday | 20 | 1.907 | 9.31 | 33.9126 | 75.2516 | 60.483 | 29.082 | 0 | 0.9482 | 25.2 | 0 | 205.8638 | 0 | 0 | 0 | 24.9864 | 0
7438 | 310 | 6 | 11 | Thursday | 21 | 2.105 | 5.948 | 33.7933 | 69.495 | 55.4564 | 17.449 | 0 | 0.6059 | 25.2 | 0 | 190.9834 | 0 | 0 | 0 | 16.1921 | 0
7439 | 310 | 6 | 11 | Thursday | 22 | 2.697 | 1.084 | 33.7819 | 49.7368 | 40.0199 | 11.633 | 0 | 0.2813 | 16.2 | 0 | 141.1922 | 0 | 0 | 0 | 12.184 | 0
7440 | 310 | 6 | 11 | Thursday | 23 | 4.527 | 0.011 | 33.8217 | 26.9226 | 24.6242 | 11.633 | 0 | 0.2628 | 16.2 | 0 | 101.8431 | 0 | 0 | 0 | 14.0885 | 0
7441 | 311 | 7 | 11 | Friday | 0 | 5.261 | 0 | 33.8571 | 17.5343 | 18.3373 | 5.816 | 0 | 0.1869 | 14.4 | 0 | 84.3156 | 0 | 0 | 0 | 10.0686 | 0
7442 | 311 | 7 | 11 | Friday | 1 | 5.485 | 0 | 33.9007 | 14.6472 | 16.4006 | 5.816 | 0 | 0.1915 | 11.88 | 0 | 77.02 | 0 | 0 | 0 | 10.3116 | 0
7443 | 311 | 7 | 11 | Friday | 2 | 5.842 | 0 | 33.9312 | 11.7686 | 14.464 | 5.816 | 0 | 0.1985 | 11.88 | 0 | 72.2424 | 0 | 0 | 0 | 10.6866 | 0
7444 | 311 | 7 | 11 | Friday | 3 | 6.088 | 0 | 33.9478 | 11.7686 | 14.464 | 5.816 | 0 | 0.2034 | 11.88 | 0 | 72.2638 | 0 | 0 | 0 | 10.9505 | 0
7445 | 311 | 7 | 11 | Friday | 4 | 5.998 | 0 | 33.9498 | 13.0128 | 14.464 | 5.816 | 0 | 0.202 | 11.88 | 0 | 73.5086 | 0 | 0 | 0 | 10.8775 | 0
7446 | 311 | 7 | 11 | Friday | 5 | 5.77 | 0 | 33.9384 | 22.6634 | 20.5805 | 5.816 | 0 | 0.1981 | 11.88 | 0 | 89.2604 | 0 | 0 | 0 | 10.6674 | 0
7447 | 311 | 7 | 11 | Friday | 6 | 4.847 | 0 | 33.8636 | 44.2813 | 35.484 | 29.082 | 0 | 0.5539 | 15.12 | 0 | 129.3028 | 0 | 0 | 0 | 29.5827 | 0
7448 | 311 | 7 | 11 | Friday | 7 | 4.092 | 0 | 33.8342 | 61.1578 | 46.6998 | 40.715 | 0 | 0.6682 | 15.12 | 0.1501 | 157.48 | 0 | 0 | 0 | 39.4313 | 0
7449 | 311 | 7 | 11 | Friday | 8 | 3.381 | 0 | 33.8425 | 68.8353 | 52.1343 | 46.532 | 0 | 0.6732 | 18.72 | 2.1103 | 174.2054 | 0 | 0 | 0 | 44.7029 | 0
7450 | 311 | 7 | 11 | Friday | 9 | 2.796 | 0 | 33.8314 | 66.7315 | 52.8606 | 29.082 | 0 | 0.5491 | 18.72 | 6.4772 | 172.6926 | 0 | 0 | 0 | 28.8286 | 0
7451 | 311 | 7 | 11 | Friday | 10 | 2.715 | 0 | 33.9153 | 60.1001 | 51.878 | 11.633 | 0 | 0.2606 | 14.4 | 9.2736 | 160.5541 | 0 | 0 | 0 | 12.9347 | 0
7452 | 311 | 7 | 11 | Friday | 11 | 2.476 | 4.046 | 33.9981 | 57.0206 | 51.878 | 11.633 | 0 | 0.4555 | 18.36 | 10.0173 | 166.0875 | 0 | 0 | 0 | 12.4565 | 0
7453 | 311 | 7 | 11 | Friday | 12 | 2.302 | 9.792 | 34.0309 | 54.5597 | 51.1854 | 17.449 | 0 | 0.8535 | 18.36 | 11.7991 | 169.5795 | 0 | 0 | 0 | 16.8385 | 0
7454 | 311 | 7 | 11 | Friday | 13 | 1.921 | 10.052 | 33.9319 | 57.4577 | 51.878 | 17.449 | 0 | 0.8526 | 18.36 | 12.6993 | 173.3512 | 0 | 0 | 0 | 15.7427 | 0
7455 | 311 | 7 | 11 | Friday | 14 | 1.936 | 8.483 | 33.863 | 59.5592 | 51.878 | 5.816 | 0 | 0.5765 | 18.36 | 10.048 | 173.4108 | 0 | 0 | 0 | 6.3236 | 0
7456 | 311 | 7 | 11 | Friday | 15 | 2.251 | 7.612 | 33.8516 | 63.8116 | 51.878 | 5.816 | 0 | 0.515 | 18.36 | 5.2317 | 176.6481 | 0 | 0 | 0 | 6.5838 | 0
7457 | 311 | 7 | 11 | Friday | 16 | 2.448 | 7.13 | 33.8395 | 67.7098 | 50.7246 | 23.266 | 0 | 0.7402 | 22.68 | 0.9286 | 183.405 | 0 | 0 | 0 | 20.0137 | 0
7458 | 311 | 7 | 11 | Friday | 17 | 3.143 | 7.354 | 33.8431 | 59.7898 | 43.0931 | 29.082 | 0 | 0.8575 | 28.8 | 0 | 174.3371 | 0 | 0 | 0 | 25.6017 | 0
7459 | 311 | 7 | 11 | Friday | 18 | 2.903 | 9.495 | 33.8907 | 65.4399 | 51.7393 | 40.715 | 0 | 1.1541 | 30.96 | 0 | 193.4531 | 0 | 0 | 0 | 35.2227 | 0
7460 | 311 | 7 | 11 | Friday | 19 | 2.283 | 9.334 | 33.8775 | 70.7204 | 57.1787 | 40.715 | 0 | 1.1479 | 25.2 | 0 | 198.219 | 0 | 0 | 0 | 35.5547 | 0
7461 | 311 | 7 | 11 | Friday | 20 | 1.969 | 9.288 | 33.9111 | 75.2516 | 60.483 | 29.082 | 0 | 0.9706 | 25.2 | 0 | 205.8611 | 0 | 0 | 0 | 26.2731 | 0
7462 | 311 | 7 | 11 | Friday | 21 | 2.099 | 5.97 | 33.7916 | 69.495 | 55.4564 | 17.449 | 0 | 0.6197 | 25.2 | 0 | 191.0187 | 0 | 0 | 0 | 16.885 | 0
7463 | 311 | 7 | 11 | Friday | 22 | 2.643 | 1.102 | 33.7812 | 49.7368 | 40.0199 | 11.633 | 0 | 0.2895 | 16.2 | 0 | 141.219 | 0 | 0 | 0 | 12.5818 | 0
7464 | 311 | 7 | 11 | Friday | 23 | 4.604 | 0.012 | 33.8286 | 26.9226 | 24.6242 | 11.633 | 0 | 0.2724 | 16.2 | 0 | 101.8603 | 0 | 0 | 0 | 14.6064 | 0
7465 | 312 | 8 | 11 | Saturday | 0 | 5.578 | 0 | 33.8534 | 18.3332 | 19.1419 | 5.816 | 0 | 0.1969 | 15.84 | 0 | 87.3655 | 0 | 0 | 0 | 10.6026 | 0
7466 | 312 | 8 | 11 | Saturday | 1 | 5.711 | 0 | 33.9032 | 17.5283 | 18.3373 | 5.816 | 0 | 0.1996 | 12.6 | 0 | 82.5684 | 0 | 0 | 0 | 10.7509 | 0
7467 | 312 | 8 | 11 | Saturday | 2 | 6.008 | 0 | 33.9364 | 11.771 | 14.464 | 5.816 | 0 | 0.2055 | 12.6 | 0 | 72.977 | 0 | 0 | 0 | 11.063 | 0
7468 | 312 | 8 | 11 | Saturday | 3 | 6.2 | 0 | 33.9509 | 11.771 | 14.464 | 5.816 | 0 | 0.2094 | 12.6 | 0 | 72.9953 | 0 | 0 | 0 | 11.2698 | 0
7469 | 312 | 8 | 11 | Saturday | 4 | 8.075 | 0 | 33.9087 | 11.771 | 14.464 | 5.816 | 0 | 0.2451 | 12.6 | 0 | 72.9889 | 0 | 0 | 0 | 13.1601 | 0
7470 | 312 | 8 | 11 | Saturday | 5 | 8.02 | 0 | 33.925 | 13.0152 | 14.464 | 5.816 | 0 | 0.2443 | 12.6 | 0 | 74.2486 | 0 | 0 | 0 | 13.1196 | 0
7471 | 312 | 8 | 11 | Saturday | 6 | 7.543 | 0 | 33.8696 | 30.2702 | 24.9086 | 29.082 | 0 | 0.6245 | 14.4 | 0 | 104.073 | 0 | 0 | 0 | 33.2534 | 0
7472 | 312 | 8 | 11 | Saturday | 7 | 7.051 | 0 | 33.8599 | 33.0666 | 26.405 | 40.715 | 0 | 0.6715 | 11.52 | 0.1506 | 105.5229 | 0 | 0 | 0 | 43.7132 | 0
7473 | 312 | 8 | 11 | Saturday | 8 | 5.709 | 0 | 33.8374 | 45.6857 | 37.4339 | 46.532 | 0 | 0.6757 | 16.2 | 1.987 | 133.8326 | 0 | 0 | 0 | 48.4016 | 0
7474 | 312 | 8 | 11 | Saturday | 9 | 4.833 | 0 | 33.8366 | 41.4879 | 37.9057 | 29.082 | 0 | 0.6082 | 16.2 | 6.8904 | 130.0383 | 0 | 0 | 0 | 31.5151 | 0
7475 | 312 | 8 | 11 | Saturday | 10 | 4.688 | 0 | 33.9235 | 35.9576 | 37.2508 | 11.633 | 0 | 0.319 | 15.12 | 11.3778 | 122.5708 | 0 | 0 | 0 | 14.9072 | 0
7476 | 312 | 8 | 11 | Saturday | 11 | 3.854 | 3.321 | 33.9274 | 33.3201 | 35.3135 | 11.633 | 0 | 0.4488 | 21.6 | 11.3438 | 128.2016 | 0 | 0 | 0 | 13.5417 | 0
7477 | 312 | 8 | 11 | Saturday | 12 | 3.512 | 3.167 | 34.0375 | 29.4312 | 34.2247 | 17.449 | 0 | 0.5044 | 23.4 | 10.0779 | 125.0232 | 0 | 0 | 0 | 17.6945 | 0
7478 | 312 | 8 | 11 | Saturday | 13 | 3.406 | 3.22 | 34.1375 | 30.1498 | 33.0722 | 17.449 | 0 | 0.4995 | 23.4 | 9.2999 | 124.7409 | 0 | 0 | 0 | 17.4548 | 0
7479 | 312 | 8 | 11 | Saturday | 14 | 3.567 | 3.27 | 34.1389 | 30.8632 | 33.0722 | 5.816 | 0 | 0.3199 | 23.4 | 7.1053 | 125.3305 | 0 | 0 | 0 | 8.2443 | 0
7480 | 312 | 8 | 11 | Saturday | 15 | 3.967 | 3.299 | 34.1153 | 33.2588 | 33.0722 | 5.816 | 0 | 0.3283 | 23.4 | 4.2368 | 127.7424 | 0 | 0 | 0 | 8.6644 | 0
7481 | 312 | 8 | 11 | Saturday | 16 | 5.489 | 3.311 | 34.1051 | 37.2725 | 33.0722 | 23.266 | 0 | 0.626 | 23.4 | 0.9964 | 132.0562 | 0 | 0 | 0 | 24.468 | 0
7482 | 312 | 8 | 11 | Saturday | 17 | 6.829 | 3.649 | 34.1117 | 35.4248 | 32.9581 | 29.082 | 0 | 0.7669 | 27 | 0 | 134.2074 | 0 | 0 | 0 | 30.9591 | 0
7483 | 312 | 8 | 11 | Saturday | 18 | 5.629 | 7.929 | 33.9361 | 55.5841 | 46.5147 | 40.715 | 0 | 1.0805 | 28.8 | 0 | 174.4912 | 0 | 0 | 0 | 40.191 | 0
7484 | 312 | 8 | 11 | Saturday | 19 | 4.998 | 9.356 | 33.8973 | 61.3403 | 50.3878 | 40.715 | 0 | 1.1525 | 28.8 | 0 | 185.6969 | 0 | 0 | 0 | 40.3349 | 0
7485 | 312 | 8 | 11 | Saturday | 20 | 5.137 | 7.848 | 33.8347 | 61.3343 | 50.3878 | 29.082 | 0 | 0.9797 | 27 | 0 | 182.0242 | 0 | 0 | 0 | 30.7677 | 0
7486 | 312 | 8 | 11 | Saturday | 21 | 4.912 | 6.968 | 33.7996 | 61.3343 | 50.3878 | 17.449 | 0 | 0.7388 | 27 | 0 | 180.7966 | 0 | 0 | 0 | 20.4551 | 0
7487 | 312 | 8 | 11 | Saturday | 22 | 5.333 | 2.136 | 33.7332 | 49.2003 | 40.077 | 11.633 | 0 | 0.4015 | 19.8 | 0 | 145.5217 | 0 | 0 | 0 | 15.7614 | 0
7488 | 312 | 8 | 11 | Saturday | 23 | 7.314 | 0.051 | 33.8029 | 28.1779 | 24.6242 | 11.633 | 0 | 0.3854 | 19.8 | 0 | 106.8457 | 0 | 0 | 0 | 17.7938 | 0
7489 | 313 | 9 | 11 | Sunday | 0 | 8.32 | 0 | 33.7941 | 24.1043 | 23.0149 | 5.816 | 0 | 0.2528 | 19.8 | 0 | 100.9661 | 0 | 0 | 0 | 13.5783 | 0
7490 | 313 | 9 | 11 | Sunday | 1 | 8.411 | 0 | 33.8343 | 23.3102 | 22.2101 | 5.816 | 0 | 0.2548 | 19.8 | 0 | 99.4095 | 0 | 0 | 0 | 13.6827 | 0
7491 | 313 | 9 | 11 | Sunday | 2 | 8.823 | 0 | 33.8612 | 17.5379 | 18.3373 | 5.816 | 0 | 0.2628 | 15.48 | 0 | 85.4792 | 0 | 0 | 0 | 14.1063 | 0
7492 | 313 | 9 | 11 | Sunday | 3 | 8.982 | 0 | 33.875 | 17.5379 | 18.3373 | 5.816 | 0 | 0.266 | 15.48 | 0 | 85.4962 | 0 | 0 | 0 | 14.2771 | 0
7493 | 313 | 9 | 11 | Sunday | 4 | 9.574 | 0 | 33.879 | 17.5379 | 18.3373 | 5.816 | 0 | 0.2776 | 15.48 | 0 | 85.5117 | 0 | 0 | 0 | 14.8815 | 0
7494 | 313 | 9 | 11 | Sunday | 5 | 9.83 | 0 | 33.8974 | 18.7817 | 18.3373 | 5.816 | 0 | 0.2826 | 15.48 | 0 | 86.779 | 0 | 0 | 0 | 15.1495 | 0
7495 | 313 | 9 | 11 | Sunday | 6 | 9.352 | 0 | 33.8249 | 26.931 | 24.6242 | 29.082 | 0 | 0.6659 | 18.72 | 0 | 104.7659 | 0 | 0 | 0 | 36.1287 | 0
7496 | 313 | 9 | 11 | Sunday | 7 | 7.939 | 0 | 33.7935 | 34.2491 | 29.9942 | 40.715 | 0 | 0.6723 | 18.72 | 0 | 117.4291 | 0 | 0 | 0 | 46.0075 | 0
7497 | 313 | 9 | 11 | Sunday | 8 | 8.09 | 0 | 33.7946 | 37.4418 | 33.2132 | 46.532 | 0 | 0.6781 | 23.4 | 0.075 | 128.5277 | 0 | 0 | 0 | 52.2644 | 0
7498 | 313 | 9 | 11 | Sunday | 9 | 8.533 | 0 | 33.8124 | 31.6836 | 29.3396 | 29.082 | 0 | 0.6649 | 23.4 | 0.592 | 118.9005 | 0 | 0 | 0 | 36.3114 | 0
7499 | 313 | 9 | 11 | Sunday | 10 | 8.13 | 0 | 33.8199 | 34.845 | 32.5586 | 11.633 | 0 | 0.36 | 19.08 | 1.1231 | 120.6636 | 0 | 0 | 0 | 19.2964 | 0
7500 | 313 | 9 | 11 | Sunday | 11 | 7.922 | 0 | 33.8601 | 34.6549 | 32.5586 | 11.633 | 0 | 0.3567 | 21.6 | 1.6189 | 123.0302 | 0 | 0 | 0 | 19.1234 | 0
7501 | 313 | 9 | 11 | Sunday | 12 | 7.368 | 0 | 33.8844 | 33.9785 | 33.0367 | 17.449 | 0 | 0.4524 | 19.08 | 2.3243 | 120.4321 | 0 | 0 | 0 | 24.2309 | 0
7502 | 313 | 9 | 11 | Sunday | 13 | 7.1 | 0 | 33.9784 | 27.4146 | 29.1634 | 17.449 | 0 | 0.4489 | 18.36 | 3.6026 | 109.3653 | 0 | 0 | 0 | 24.0326 | 0
7503 | 313 | 9 | 11 | Sunday | 14 | 6.671 | 0 | 34.0508 | 26.1293 | 29.1634 | 5.816 | 0 | 0.2378 | 18 | 5.4024 | 107.5814 | 0 | 0 | 0 | 12.2935 | 0
7504 | 313 | 9 | 11 | Sunday | 15 | 6.618 | 0 | 34.0933 | 26.2237 | 29.1634 | 5.816 | 0 | 0.2319 | 15.84 | 4.2441 | 105.5523 | 0 | 0 | 0 | 12.1709 | 0
7505 | 313 | 9 | 11 | Sunday | 16 | 7.31 | 0 | 34.0924 | 27.5796 | 27.5539 | 23.266 | 0 | 0.553 | 23.04 | 0.9024 | 112.8189 | 0 | 0 | 0 | 29.5587 | 0
7506 | 313 | 9 | 11 | Sunday | 17 | 8.487 | 0 | 34.0481 | 26.7113 | 26.399 | 29.082 | 0 | 0.6648 | 22.32 | 0 | 110.1432 | 0 | 0 | 0 | 36.4984 | 0
7507 | 313 | 9 | 11 | Sunday | 18 | 7.907 | 0 | 33.8933 | 43.9889 | 38.0184 | 40.715 | 0 | 0.672 | 23.4 | 0 | 139.9725 | 0 | 0 | 0 | 47.5999 | 0
7508 | 313 | 9 | 11 | Sunday | 19 | 7.134 | 0 | 33.793 | 55.5005 | 45.7644 | 40.715 | 0 | 0.6709 | 22.68 | 0 | 158.4089 | 0 | 0 | 0 | 47.1871 | 0
7509 | 313 | 9 | 11 | Sunday | 20 | 7.034 | 0 | 33.7609 | 60.0165 | 49.6381 | 29.082 | 0 | 0.6625 | 22.68 | 0 | 166.7581 | 0 | 0 | 0 | 35.7392 | 0
7510 | 313 | 9 | 11 | Sunday | 21 | 7.235 | 0 | 33.7595 | 48.5011 | 41.8913 | 17.449 | 0 | 0.4576 | 22.68 | 0 | 147.2895 | 0 | 0 | 0 | 24.5319 | 0
7511 | 313 | 9 | 11 | Sunday | 22 | 7.562 | 0 | 33.7802 | 40.3665 | 35.5897 | 11.633 | 0 | 0.3562 | 14.4 | 0 | 124.4926 | 0 | 0 | 0 | 19.1232 | 0
7512 | 313 | 9 | 11 | Sunday | 23 | 9.736 | 0 | 33.8302 | 25.6748 | 24.6242 | 11.633 | 0 | 0.3986 | 14.4 | 0 | 98.9278 | 0 | 0 | 0 | 21.3204 | 0
7513 | 314 | 10 | 11 | Monday | 0 | 10.06 | 0 | 33.858 | 17.5343 | 18.3373 | 5.816 | 0 | 0.2959 | 14.4 | 0 | 84.4254 | 0 | 0 | 0 | 15.8608 | 0
7514 | 314 | 10 | 11 | Monday | 1 | 10.361 | 0 | 33.8959 | 14.6472 | 16.4006 | 5.816 | 0 | 0.3017 | 11.88 | 0 | 77.1255 | 0 | 0 | 0 | 16.1673 | 0
7515 | 314 | 10 | 11 | Monday | 2 | 11.953 | 0 | 34.0074 | 11.7686 | 14.464 | 5.816 | 0 | 0.3324 | 11.88 | 0 | 72.4525 | 0 | 0 | 0 | 17.7645 | 0
7516 | 314 | 10 | 11 | Monday | 3 | 12.734 | 0 | 34.0746 | 11.7686 | 14.464 | 5.816 | 0 | 0.3475 | 11.88 | 0 | 72.5347 | 0 | 0 | 0 | 18.5503 | 0
7517 | 314 | 10 | 11 | Monday | 4 | 12.529 | 0 | 34.103 | 13.0128 | 14.464 | 5.816 | 0 | 0.3437 | 11.88 | 0 | 73.8034 | 0 | 0 | 0 | 18.3501 | 0
7518 | 314 | 10 | 11 | Monday | 5 | 11.575 | 0 | 34.0579 | 22.6634 | 20.5805 | 5.816 | 0 | 0.3255 | 11.88 | 0 | 89.5073 | 0 | 0 | 0 | 17.4022 | 0
7519 | 314 | 10 | 11 | Monday | 6 | 9.356 | 0 | 33.8966 | 44.2813 | 35.484 | 29.082 | 0 | 0.6661 | 15.12 | 0 | 129.448 | 0 | 0 | 0 | 38.6114 | 0
7520 | 314 | 10 | 11 | Monday | 7 | 7.693 | 0 | 33.8378 | 61.1578 | 46.6998 | 40.715 | 0 | 0.6724 | 15.12 | 0.126 | 157.4878 | 0 | 0 | 0 | 48.9916 | 0
7521 | 314 | 10 | 11 | Monday | 8 | 6.181 | 0 | 33.834 | 69.4107 | 52.1343 | 46.532 | 0 | 0.6767 | 18.72 | 1.1801 | 174.7758 | 0 | 0 | 0 | 53.712 | 0
7522 | 314 | 10 | 11 | Monday | 9 | 5.259 | 0 | 33.8629 | 69.8614 | 52.8606 | 29.082 | 0 | 0.6536 | 18.72 | 3.2864 | 175.9585 | 0 | 0 | 0 | 34.9468 | 0
7523 | 314 | 10 | 11 | Monday | 10 | 5.381 | 0 | 33.9858 | 63.1976 | 51.878 | 11.633 | 0 | 0.3309 | 14.4 | 6.3464 | 163.7923 | 0 | 0 | 0 | 17.2393 | 0
7524 | 314 | 10 | 11 | Monday | 11 | 5.079 | 3.021 | 34.0677 | 60.3985 | 51.878 | 11.633 | 0 | 0.5073 | 18.36 | 11.726 | 168.4784 | 0 | 0 | 0 | 16.5078 | 0
7525 | 314 | 10 | 11 | Monday | 12 | 5.083 | 8.744 | 34.151 | 58.4291 | 51.1854 | 17.449 | 0 | 0.9085 | 18.36 | 14.9745 | 172.4905 | 0 | 0 | 0 | 20.8467 | 0
7526 | 314 | 10 | 11 | Monday | 13 | 5.041 | 9.072 | 34.0259 | 60.2917 | 51.878 | 17.449 | 0 | 0.8724 | 18.36 | 12.0518 | 175.2397 | 0 | 0 | 0 | 19.634 | 0
7527 | 314 | 10 | 11 | Monday | 14 | 4.875 | 7.682 | 33.9598 | 61.2832 | 51.878 | 5.816 | 0 | 0.5829 | 18.36 | 8.3688 | 174.3725 | 0 | 0 | 0 | 9.5898 | 0
7528 | 314 | 10 | 11 | Monday | 15 | 4.857 | 6.708 | 33.9395 | 64.8621 | 51.878 | 5.816 | 0 | 0.522 | 18.36 | 4.2862 | 176.8167 | 0 | 0 | 0 | 9.5697 | 0
7529 | 314 | 10 | 11 | Monday | 16 | 4.832 | 6.249 | 33.8989 | 67.8779 | 50.7246 | 23.266 | 0 | 0.7668 | 22.68 | 0.7409 | 182.7066 | 0 | 0 | 0 | 23.8722 | 0
7530 | 314 | 10 | 11 | Monday | 17 | 5.486 | 6.575 | 33.9006 | 59.7898 | 43.0931 | 29.082 | 0 | 0.8941 | 28.8 | 0 | 173.5884 | 0 | 0 | 0 | 29.689 | 0
7531 | 314 | 10 | 11 | Monday | 18 | 4.716 | 8.501 | 33.8331 | 65.4399 | 51.7393 | 40.715 | 0 | 1.1073 | 30.96 | 0 | 192.2739 | 0 | 0 | 0 | 39.3621 | 0
7532 | 314 | 10 | 11 | Monday | 19 | 3.652 | 8.419 | 33.8313 | 70.7204 | 57.1787 | 40.715 | 0 | 1.1014 | 25.2 | 0 | 197.1371 | 0 | 0 | 0 | 39.0607 | 0
7533 | 314 | 10 | 11 | Monday | 20 | 3.203 | 8.338 | 33.8399 | 75.2516 | 60.483 | 29.082 | 0 | 0.9693 | 25.2 | 0 | 204.7614 | 0 | 0 | 0 | 28.8922 | 0
7534 | 314 | 10 | 11 | Monday | 21 | 3.606 | 5.296 | 33.7654 | 69.495 | 55.4564 | 17.449 | 0 | 0.6275 | 25.2 | 0 | 190.2714 | 0 | 0 | 0 | 19.1826 | 0
7535 | 314 | 10 | 11 | Monday | 22 | 4.4 | 0.809 | 33.7941 | 49.7368 | 40.0199 | 11.633 | 0 | 0.317 | 16.2 | 0 | 140.9429 | 0 | 0 | 0 | 14.8507 | 0
7536 | 314 | 10 | 11 | Monday | 23 | 8.612 | 0.007 | 33.77 | 26.9226 | 24.6242 | 11.633 | 0 | 0.3575 | 16.2 | 0 | 101.882 | 0 | 0 | 0 | 19.113 | 0
7537 | 315 | 11 | 11 | Tuesday | 0 | 9.213 | 0 | 33.8305 | 17.5343 | 18.3373 | 5.816 | 0 | 0.27 | 14.4 | 0 | 84.372 | 0 | 0 | 0 | 14.482 | 0
7538 | 315 | 11 | 11 | Tuesday | 1 | 9.663 | 0 | 33.8772 | 14.6472 | 16.4006 | 5.816 | 0 | 0.2788 | 11.88 | 0 | 77.0838 | 0 | 0 | 0 | 14.9437 | 0
7539 | 315 | 11 | 11 | Tuesday | 2 | 10.069 | 0 | 33.9863 | 11.7686 | 14.464 | 5.816 | 0 | 0.2867 | 11.88 | 0 | 72.3856 | 0 | 0 | 0 | 15.3622 | 0
7540 | 315 | 11 | 11 | Tuesday | 3 | 11.217 | 0 | 34.0212 | 11.7686 | 14.464 | 5.816 | 0 | 0.3089 | 11.88 | 0 | 72.4427 | 0 | 0 | 0 | 16.5219 | 0
7541 | 315 | 11 | 11 | Tuesday | 4 | 10.731 | 0 | 34.0308 | 13.0128 | 14.464 | 5.816 | 0 | 0.2999 | 11.88 | 0 | 73.6874 | 0 | 0 | 0 | 16.0478 | 0
7542 | 315 | 11 | 11 | Tuesday | 5 | 10.072 | 0 | 33.998 | 22.6634 | 20.5805 | 5.816 | 0 | 0.2876 | 11.88 | 0 | 89.4095 | 0 | 0 | 0 | 15.4008 | 0
7543 | 315 | 11 | 11 | Tuesday | 6 | 8.533 | 0 | 33.8588 | 44.2813 | 35.484 | 29.082 | 0 | 0.662 | 15.12 | 0 | 129.4062 | 0 | 0 | 0 | 35.3488 | 0
7544 | 315 | 11 | 11 | Tuesday | 7 | 7.159 | 0 | 33.8125 | 61.1578 | 46.6998 | 40.715 | 0 | 0.6719 | 15.12 | 0 | 157.462 | 0 | 0 | 0 | 45.2806 | 0
7545 | 315 | 11 | 11 | Tuesday | 8 | 6.614 | 0 | 33.8294 | 69.4626 | 52.1343 | 46.532 | 0 | 0.6772 | 18.72 | 0.2615 | 174.8236 | 0 | 0 | 0 | 50.8376 | 0
7546 | 315 | 11 | 11 | Tuesday | 9 | 5.778 | 0 | 33.8575 | 71.0546 | 52.8606 | 29.082 | 0 | 0.6291 | 18.72 | 2.1796 | 177.1217 | 0 | 0 | 0 | 33.5819 | 0
7547 | 315 | 11 | 11 | Tuesday | 10 | 5.506 | 0 | 33.9788 | 63.5415 | 51.878 | 11.633 | 0 | 0.3112 | 14.4 | 4.942 | 164.1096 | 0 | 0 | 0 | 16.6866 | 0
7548 | 315 | 11 | 11 | Tuesday | 11 | 5.196 | 3.365 | 34.0565 | 59.987 | 51.878 | 11.633 | 0 | 0.4924 | 18.36 | 8.7279 | 168.4135 | 0 | 0 | 0 | 16.2932 | 0
7549 | 315 | 11 | 11 | Tuesday | 12 | 5.007 | 8.99 | 34.1312 | 58.2618 | 51.1854 | 17.449 | 0 | 0.8925 | 18.36 | 11.0435 | 172.5533 | 0 | 0 | 0 | 21.0922 | 0
7550 | 315 | 11 | 11 | Tuesday | 13 | 4.863 | 9.32 | 34.0181 | 60.212 | 51.878 | 17.449 | 0 | 0.8875 | 18.36 | 10.5489 | 175.4356 | 0 | 0 | 0 | 20.3071 | 0
7551 | 315 | 11 | 11 | Tuesday | 14 | 4.938 | 7.826 | 33.9617 | 61.9775 | 51.878 | 5.816 | 0 | 0.5994 | 18.36 | 8.1529 | 175.24 | 0 | 0 | 0 | 9.9514 | 0
7552 | 315 | 11 | 11 | Tuesday | 15 | 4.967 | 6.839 | 33.9464 | 64.9007 | 51.878 | 5.816 | 0 | 0.5362 | 18.36 | 4.3792 | 177.0175 | 0 | 0 | 0 | 9.9618 | 0
7553 | 315 | 11 | 11 | Tuesday | 16 | 4.963 | 6.379 | 33.9089 | 67.7831 | 50.7246 | 23.266 | 0 | 0.7962 | 22.68 | 0.8937 | 182.7914 | 0 | 0 | 0 | 25.0974 | 0
7554 | 315 | 11 | 11 | Tuesday | 17 | 5.891 | 6.625 | 33.9285 | 59.7898 | 43.0931 | 29.082 | 0 | 0.9285 | 28.8 | 0 | 173.7052 | 0 | 0 | 0 | 31.3876 | 0
7555 | 315 | 11 | 11 | Tuesday | 18 | 5.544 | 8.328 | 33.8571 | 65.4399 | 51.7393 | 40.715 | 0 | 1.0991 | 30.96 | 0 | 192.1017 | 0 | 0 | 0 | 41.9086 | 0
7556 | 315 | 11 | 11 | Tuesday | 19 | 4.699 | 8.138 | 33.8379 | 70.7204 | 57.1787 | 40.715 | 0 | 1.0878 | 25.2 | 0 | 196.8263 | 0 | 0 | 0 | 41.6905 | 0
7557 | 315 | 11 | 11 | Tuesday | 20 | 4.413 | 7.984 | 33.8326 | 75.2516 | 60.483 | 29.082 | 0 | 0.9928 | 25.2 | 0 | 204.3945 | 0 | 0 | 0 | 31.1284 | 0
7558 | 315 | 11 | 11 | Tuesday | 21 | 4.653 | 5.132 | 33.7606 | 69.495 | 55.4564 | 17.449 | 0 | 0.6497 | 25.2 | 0 | 190.1123 | 0 | 0 | 0 | 20.8165 | 0
7559 | 315 | 11 | 11 | Tuesday | 22 | 6.321 | 0.744 | 33.7754 | 49.7368 | 40.0199 | 11.633 | 0 | 0.3571 | 16.2 | 0 | 140.8938 | 0 | 0 | 0 | 17.15 | 0
7560 | 315 | 11 | 11 | Tuesday | 23 | 9.405 | 0.008 | 33.8077 | 26.9226 | 24.6242 | 11.633 | 0 | 0.3797 | 16.2 | 0 | 101.9426 | 0 | 0 | 0 | 20.2748 | 0
7561 | 316 | 12 | 11 | Wednesday | 0 | 10.444 | 0 | 33.8962 | 17.5343 | 18.3373 | 5.816 | 0 | 0.2968 | 14.4 | 0 | 84.4646 | 0 | 0 | 0 | 15.8938 | 0
7562 | 316 | 12 | 11 | Wednesday | 1 | 11.236 | 0 | 33.9991 | 14.6472 | 16.4006 | 5.816 | 0 | 0.3122 | 11.88 | 0 | 77.2391 | 0 | 0 | 0 | 16.6962 | 0
7563 | 316 | 12 | 11 | Wednesday | 2 | 12.414 | 0 | 34.0928 | 11.7686 | 14.464 | 5.816 | 0 | 0.335 | 11.88 | 0 | 72.5404 | 0 | 0 | 0 | 17.8838 | 0
7564 | 316 | 12 | 11 | Wednesday | 3 | 13.462 | 0 | 34.1305 | 11.7686 | 14.464 | 5.816 | 0 | 0.3554 | 11.88 | 0 | 72.5985 | 0 | 0 | 0 | 18.9407 | 0
7565 | 316 | 12 | 11 | Wednesday | 4 | 13.413 | 0 | 34.1701 | 13.0128 | 14.464 | 5.816 | 0 | 0.3547 | 11.88 | 0 | 73.8816 | 0 | 0 | 0 | 18.9015 | 0
7566 | 316 | 12 | 11 | Wednesday | 5 | 12.436 | 0 | 34.115 | 22.6634 | 20.5805 | 5.816 | 0 | 0.3361 | 11.88 | 0 | 89.575 | 0 | 0 | 0 | 17.9337 | 0
7567 | 316 | 12 | 11 | Wednesday | 6 | 10.054 | 0 | 33.9579 | 44.2813 | 35.484 | 29.082 | 0 | 0.6671 | 15.12 | 0 | 129.5103 | 0 | 0 | 0 | 37.7132 | 0
7568 | 316 | 12 | 11 | Wednesday | 7 | 8.011 | 0 | 33.8561 | 61.1578 | 46.6998 | 40.715 | 0 | 0.6729 | 15.12 | 0 | 157.5066 | 0 | 0 | 0 | 47.2222 | 0
7569 | 316 | 12 | 11 | Wednesday | 8 | 6.967 | 0 | 33.8432 | 69.3885 | 52.1343 | 46.532 | 0 | 0.6777 | 18.72 | 0.8064 | 174.7637 | 0 | 0 | 0 | 52.3227 | 0
7570 | 316 | 12 | 11 | Wednesday | 9 | 6.209 | 0 | 33.8714 | 68.1927 | 52.8606 | 29.082 | 0 | 0.6758 | 18.72 | 8.128 | 174.3204 | 0 | 0 | 0 | 34.1301 | 0
7571 | 316 | 12 | 11 | Wednesday | 10 | 6.233 | 0 | 34.0004 | 62.4237 | 51.878 | 11.633 | 0 | 0.3811 | 14.4 | 14.637 | 163.0833 | 0 | 0 | 0 | 16.5152 | 0
7572 | 316 | 12 | 11 | Wednesday | 11 | 6.078 | 3.208 | 34.0805 | 61.2287 | 51.878 | 11.633 | 0 | 0.5195 | 18.36 | 16.8213 | 169.5361 | 0 | 0 | 0 | 15.2094 | 0
7573 | 316 | 12 | 11 | Wednesday | 12 | 5.888 | 9.362 | 34.1548 | 58.3134 | 51.1854 | 17.449 | 0 | 0.8885 | 18.36 | 16.9783 | 173.0279 | 0 | 0 | 0 | 18.1052 | 0
7574 | 316 | 12 | 11 | Wednesday | 13 | 5.722 | 9.171 | 34.0515 | 60.1003 | 51.878 | 17.449 | 0 | 0.8303 | 18.36 | 14.6125 | 175.1391 | 0 | 0 | 0 | 16.9093 | 0
7575 | 316 | 12 | 11 | Wednesday | 14 | 5.846 | 7.743 | 34.006 | 62.222 | 51.878 | 5.816 | 0 | 0.5815 | 18.36 | 9.8185 | 175.4212 | 0 | 0 | 0 | 9.4551 | 0
7576 | 316 | 12 | 11 | Wednesday | 15 | 5.633 | 6.792 | 33.9765 | 65.5458 | 51.878 | 5.816 | 0 | 0.521 | 18.36 | 4.5261 | 177.6265 | 0 | 0 | 0 | 9.2635 | 0
7577 | 316 | 12 | 11 | Wednesday | 16 | 5.575 | 6.302 | 33.9305 | 67.9289 | 50.7246 | 23.266 | 0 | 0.7065 | 22.68 | 0.6431 | 182.7864 | 0 | 0 | 0 | 20.4177 | 0
7578 | 316 | 12 | 11 | Wednesday | 17 | 6.345 | 6.6 | 33.9405 | 59.7898 | 43.0931 | 29.082 | 0 | 0.8206 | 28.8 | 0 | 173.5813 | 0 | 0 | 0 | 25.5832 | 0
7579 | 316 | 12 | 11 | Wednesday | 18 | 5.642 | 8.361 | 33.8624 | 65.4399 | 51.7393 | 40.715 | 0 | 1.0711 | 30.96 | 0 | 192.1157 | 0 | 0 | 0 | 33.7694 | 0
7580 | 316 | 12 | 11 | Wednesday | 19 | 4.458 | 8.253 | 33.8261 | 70.7204 | 57.1787 | 40.715 | 0 | 1.0658 | 25.2 | 0 | 196.9168 | 0 | 0 | 0 | 33.8776 | 0
7581 | 316 | 12 | 11 | Wednesday | 20 | 3.969 | 8.154 | 33.8351 | 75.2516 | 60.483 | 29.082 | 0 | 0.9021 | 25.2 | 0 | 204.4907 | 0 | 0 | 0 | 25.7179 | 0
7582 | 316 | 12 | 11 | Wednesday | 21 | 4.401 | 5.189 | 33.7619 | 69.495 | 55.4564 | 17.449 | 0 | 0.5958 | 25.2 | 0 | 190.1213 | 0 | 0 | 0 | 17.7282 | 0
7583 | 316 | 12 | 11 | Wednesday | 22 | 5.872 | 0.746 | 33.7896 | 49.7368 | 40.0199 | 11.633 | 0 | 0.3149 | 16.2 | 0 | 140.868 | 0 | 0 | 0 | 14.8674 | 0
7584 | 316 | 12 | 11 | Wednesday | 23 | 9.769 | 0.007 | 33.7956 | 26.9226 | 24.6242 | 11.633 | 0 | 0.3535 | 16.2 | 0 | 101.9037 | 0 | 0 | 0 | 18.8505 | 0
7585 | 317 | 13 | 11 | Thursday | 0 | 10.977 | 0 | 33.9249 | 17.5343 | 18.3373 | 5.816 | 0 | 0.2907 | 14.4 | 0 | 84.4873 | 0 | 0 | 0 | 15.5495 | 0
7586 | 317 | 13 | 11 | Thursday | 1 | 13.729 | 0 | 34.0839 | 14.6472 | 16.4006 | 5.816 | 0 | 0.344 | 11.88 | 0 | 77.3558 | 0 | 0 | 0 | 18.3231 | 0
7587 | 317 | 13 | 11 | Thursday | 2 | 16.119 | 0 | 34.2338 | 11.7686 | 14.464 | 5.816 | 0 | 0.3908 | 11.88 | 0 | 72.7373 | 0 | 0 | 0 | 20.7339 | 0
7588 | 317 | 13 | 11 | Thursday | 3 | 19.162 | 0 | 34.4672 | 11.7686 | 14.464 | 5.816 | 0 | 0.4514 | 11.88 | 0 | 73.0312 | 0 | 0 | 0 | 23.7964 | 0
7589 | 317 | 13 | 11 | Thursday | 4 | 24.024 | 0 | 34.6449 | 13.0128 | 14.464 | 5.816 | 0 | 0.5483 | 11.88 | 0 | 74.55 | 0 | 0 | 0 | 28.679 | 0
7590 | 317 | 13 | 11 | Thursday | 5 | 22.369 | 0 | 34.6845 | 22.6634 | 20.5805 | 5.816 | 0 | 0.5156 | 11.88 | 0 | 90.3241 | 0 | 0 | 0 | 27.0435 | 0
7591 | 317 | 13 | 11 | Thursday | 6 | 19.73 | 0 | 34.3569 | 44.2813 | 35.484 | 29.082 | 0 | 0.6789 | 15.12 | 0 | 129.9211 | 0 | 0 | 0 | 43.467 | 0
7592 | 317 | 13 | 11 | Thursday | 7 | 19.08 | 0 | 34.2704 | 61.1578 | 46.6998 | 40.715 | 0 | 0.6858 | 15.12 | 0 | 157.9338 | 0 | 0 | 0 | 53.1554 | 0
7593 | 317 | 13 | 11 | Thursday | 8 | 15.894 | 0 | 34.3802 | 69.1433 | 52.1343 | 46.532 | 0 | 0.6887 | 18.72 | 0.8468 | 175.0665 | 0 | 0 | 0 | 55.8639 | 0
7594 | 317 | 13 | 11 | Thursday | 9 | 14.85 | 0 | 34.4371 | 65.5098 | 52.8606 | 29.082 | 0 | 0.6943 | 18.72 | 8.7454 | 172.2218 | 0 | 0 | 0 | 40.0329 | 0
7595 | 317 | 13 | 11 | Thursday | 10 | 13.231 | 0 | 34.4597 | 60.5655 | 51.878 | 11.633 | 0 | 0.5135 | 14.4 | 18.7894 | 161.8167 | 0 | 0 | 0 | 22.4915 | 0
7596 | 317 | 13 | 11 | Thursday | 11 | 10.407 | 2.047 | 34.4654 | 58.051 | 51.878 | 11.633 | 0 | 0.5576 | 18.36 | 24.279 | 165.5256 | 0 | 0 | 0 | 17.9995 | 0
7597 | 317 | 13 | 11 | Thursday | 12 | 9.483 | 6.215 | 34.5321 | 56.7604 | 51.1854 | 17.449 | 0 | 0.742 | 18.36 | 20.5121 | 168.302 | 0 | 0 | 0 | 18.7841 | 0
7598 | 317 | 13 | 11 | Thursday | 13 | 9.156 | 8.565 | 34.3278 | 57.0881 | 51.878 | 17.449 | 0 | 0.7856 | 18.36 | 10.4695 | 171.7029 | 0 | 0 | 0 | 18.1103 | 0
7599 | 317 | 13 | 11 | Thursday | 14 | 9.036 | 6.98 | 34.2951 | 62.7215 | 51.878 | 5.816 | 0 | 0.5847 | 18.36 | 3.8917 | 175.3881 | 0 | 0 | 0 | 12.1 | 0
7600 | 317 | 13 | 11 | Thursday | 15 | 8.755 | 6.245 | 34.1835 | 67.7877 | 51.878 | 5.816 | 0 | 0.5416 | 18.36 | 1.5419 | 179.5043 | 0 | 0 | 0 | 11.8599 | 0
7601 | 317 | 13 | 11 | Thursday | 16 | 8.679 | 5.751 | 34.0482 | 67.9854 | 50.7246 | 23.266 | 0 | 0.6999 | 22.68 | 0.3274 | 182.3581 | 0 | 0 | 0 | 21.4847 | 0
7602 | 317 | 13 | 11 | Thursday | 17 | 9.221 | 6.159 | 34.0254 | 59.7898 | 43.0931 | 29.082 | 0 | 0.8089 | 28.8 | 0 | 173.1783 | 0 | 0 | 0 | 26.0492 | 0
7603 | 317 | 13 | 11 | Thursday | 18 | 7.526 | 7.822 | 33.7731 | 65.4399 | 51.7393 | 40.715 | 0 | 1.0218 | 30.96 | 0 | 191.3934 | 0 | 0 | 0 | 32.5173 | 0
7604 | 317 | 13 | 11 | Thursday | 19 | 5.215 | 7.736 | 33.8151 | 70.7204 | 57.1787 | 40.715 | 0 | 1.0004 | 25.2 | 0 | 196.2816 | 0 | 0 | 0 | 31.7546 | 0
7605 | 317 | 13 | 11 | Thursday | 20 | 3.778 | 7.893 | 33.8305 | 75.2516 | 60.483 | 29.082 | 0 | 0.8496 | 25.2 | 0 | 204.1511 | 0 | 0 | 0 | 23.6164 | 0
7606 | 317 | 13 | 11 | Thursday | 21 | 3.69 | 5.155 | 33.764 | 69.495 | 55.4564 | 17.449 | 0 | 0.5605 | 25.2 | 0 | 190.0504 | 0 | 0 | 0 | 15.9255 | 0
7607 | 317 | 13 | 11 | Thursday | 22 | 4.455 | 0.727 | 33.7977 | 49.7368 | 40.0199 | 11.633 | 0 | 0.2742 | 16.2 | 0 | 140.8143 | 0 | 0 | 0 | 12.7455 | 0
7608 | 317 | 13 | 11 | Thursday | 23 | 8.599 | 0.005 | 33.749 | 26.9226 | 24.6242 | 11.633 | 0 | 0.3182 | 16.2 | 0 | 101.819 | 0 | 0 | 0 | 16.9939 | 0
7609 | 318 | 14 | 11 | Friday | 0 | 9.353 | 0 | 33.7881 | 17.5343 | 18.3373 | 5.816 | 0 | 0.2536 | 14.4 | 0 | 84.3132 | 0 | 0 | 0 | 13.5889 | 0
7610 | 318 | 14 | 11 | Friday | 1 | 9.515 | 0 | 33.8019 | 14.6472 | 16.4006 | 5.816 | 0 | 0.2571 | 11.88 | 0 | 76.9869 | 0 | 0 | 0 | 13.7758 | 0
7611 | 318 | 14 | 11 | Friday | 2 | 9.942 | 0 | 33.8792 | 11.7686 | 14.464 | 5.816 | 0 | 0.2657 | 11.88 | 0 | 72.2575 | 0 | 0 | 0 | 14.2289 | 0
7612 | 318 | 14 | 11 | Friday | 3 | 10.099 | 0 | 33.9675 | 11.7686 | 14.464 | 5.816 | 0 | 0.2691 | 11.88 | 0 | 72.3493 | 0 | 0 | 0 | 14.4106 | 0
7613 | 318 | 14 | 11 | Friday | 4 | 10.052 | 0 | 33.9825 | 13.0128 | 14.464 | 5.816 | 0 | 0.2688 | 11.88 | 0 | 73.6081 | 0 | 0 | 0 | 14.3885 | 0
7614 | 318 | 14 | 11 | Friday | 5 | 9.513 | 0 | 33.8928 | 22.6634 | 20.5805 | 5.816 | 0 | 0.259 | 11.88 | 0 | 89.2757 | 0 | 0 | 0 | 13.8739 | 0
7615 | 318 | 14 | 11 | Friday | 6 | 7.775 | 0 | 33.7685 | 44.2813 | 35.484 | 29.082 | 0 | 0.5633 | 15.12 | 0 | 129.2171 | 0 | 0 | 0 | 29.9245 | 0
7616 | 318 | 14 | 11 | Friday | 7 | 6.647 | 0 | 33.7281 | 61.1578 | 46.6998 | 40.715 | 0 | 0.6714 | 15.12 | 0 | 157.3771 | 0 | 0 | 0 | 38.6057 | 0
7617 | 318 | 14 | 11 | Friday | 8 | 5.925 | 0 | 33.7279 | 69.4626 | 52.1343 | 46.532 | 0 | 0.6765 | 18.72 | 0.1383 | 174.7214 | 0 | 0 | 0 | 43.7123 | 0
7618 | 318 | 14 | 11 | Friday | 9 | 5.515 | 0 | 33.7476 | 71.7334 | 52.8606 | 29.082 | 0 | 0.5566 | 18.72 | 1.3721 | 177.6182 | 0 | 0 | 0 | 29.6617 | 0
7619 | 318 | 14 | 11 | Friday | 10 | 5.438 | 0 | 33.8883 | 65.8239 | 51.878 | 11.633 | 0 | 0.2837 | 14.4 | 4.0188 | 166.2739 | 0 | 0 | 0 | 15.2182 | 0
7620 | 318 | 14 | 11 | Friday | 11 | 5.11 | 3.401 | 33.991 | 62.3926 | 51.878 | 11.633 | 0 | 0.4581 | 18.36 | 6.8738 | 170.7582 | 0 | 0 | 0 | 14.9176 | 0
7621 | 318 | 14 | 11 | Friday | 12 | 5.009 | 10.1 | 34.0379 | 59.2593 | 51.1854 | 17.449 | 0 | 0.9005 | 18.36 | 7.3056 | 174.667 | 0 | 0 | 0 | 19.6552 | 0
7622 | 318 | 14 | 11 | Friday | 13 | 4.867 | 9.668 | 33.9277 | 61.9355 | 51.878 | 17.449 | 0 | 0.8722 | 18.36 | 6.9565 | 177.4295 | 0 | 0 | 0 | 19.4874 | 0
7623 | 318 | 14 | 11 | Friday | 14 | 4.972 | 8.099 | 33.8637 | 63.6232 | 51.878 | 5.816 | 0 | 0.6095 | 18.36 | 6.4818 | 177.0932 | 0 | 0 | 0 | 9.7966 | 0
7624 | 318 | 14 | 11 | Friday | 15 | 5.054 | 7.16 | 33.8473 | 66.2598 | 51.878 | 5.816 | 0 | 0.5517 | 18.36 | 3.4787 | 178.6405 | 0 | 0 | 0 | 9.8563 | 0
7625 | 318 | 14 | 11 | Friday | 16 | 4.846 | 6.739 | 33.8006 | 67.9563 | 50.7246 | 23.266 | 0 | 0.7991 | 22.68 | 0.5459 | 183.2488 | 0 | 0 | 0 | 24.2326 | 0
7626 | 318 | 14 | 11 | Friday | 17 | 5.585 | 7.031 | 33.8054 | 59.7898 | 43.0931 | 29.082 | 0 | 0.9276 | 28.8 | 0 | 174.0203 | 0 | 0 | 0 | 30.1976 | 0
7627 | 318 | 14 | 11 | Friday | 18 | 4.428 | 9.06 | 33.8057 | 65.4399 | 51.7393 | 40.715 | 0 | 1.1366 | 30.96 | 0 | 192.8795 | 0 | 0 | 0 | 39.6119 | 0
7628 | 318 | 14 | 11 | Friday | 19 | 2.897 | 8.967 | 33.8575 | 70.7204 | 57.1787 | 40.715 | 0 | 1.1296 | 25.2 | 0 | 197.7838 | 0 | 0 | 0 | 38.7931 | 0
7629 | 318 | 14 | 11 | Friday | 20 | 2.535 | 8.897 | 33.8946 | 75.2516 | 60.483 | 29.082 | 0 | 0.992 | 25.2 | 0 | 205.4437 | 0 | 0 | 0 | 28.5502 | 0
7630 | 318 | 14 | 11 | Friday | 21 | 2.807 | 5.667 | 33.7752 | 69.495 | 55.4564 | 17.449 | 0 | 0.6351 | 25.2 | 0 | 190.6905 | 0 | 0 | 0 | 18.5702 | 0
7631 | 318 | 14 | 11 | Friday | 22 | 3.382 | 0.947 | 33.7911 | 49.7368 | 40.0199 | 11.633 | 0 | 0.307 | 16.2 | 0 | 141.0786 | 0 | 0 | 0 | 13.9521 | 0
7632 | 318 | 14 | 11 | Friday | 23 | 5.852 | 0.008 | 33.7753 | 26.9226 | 24.6242 | 11.633 | 0 | 0.3071 | 16.2 | 0 | 101.8383 | 0 | 0 | 0 | 16.4704 | 0
7633 | 319 | 15 | 11 | Saturday | 0 | 7.27 | 0 | 33.8263 | 18.3332 | 19.1419 | 5.816 | 0 | 0.2343 | 15.84 | 0 | 87.3758 | 0 | 0 | 0 | 12.5961 | 0
7634 | 319 | 15 | 11 | Saturday | 1 | 8.032 | 0 | 33.8637 | 17.5283 | 18.3373 | 5.816 | 0 | 0.2489 | 12.6 | 0 | 82.5782 | 0 | 0 | 0 | 13.3696 | 0
7635 | 319 | 15 | 11 | Saturday | 2 | 8.537 | 0 | 33.9679 | 11.771 | 14.464 | 5.816 | 0 | 0.2587 | 12.6 | 0 | 73.0617 | 0 | 0 | 0 | 13.8862 | 0
7636 | 319 | 15 | 11 | Saturday | 3 | 9.669 | 0 | 34.0966 | 11.771 | 14.464 | 5.816 | 0 | 0.2804 | 12.6 | 0 | 73.2121 | 0 | 0 | 0 | 15.0294 | 0
7637 | 319 | 15 | 11 | Saturday | 4 | 10.024 | 0 | 34.1234 | 11.771 | 14.464 | 5.816 | 0 | 0.2874 | 12.6 | 0 | 73.2458 | 0 | 0 | 0 | 15.3952 | 0
7638 | 319 | 15 | 11 | Saturday | 5 | 10.159 | 0 | 34.1404 | 13.0152 | 14.464 | 5.816 | 0 | 0.2901 | 12.6 | 0 | 74.5097 | 0 | 0 | 0 | 15.5416 | 0
7639 | 319 | 15 | 11 | Saturday | 6 | 9.37 | 0 | 34.0337 | 30.2702 | 24.9086 | 29.082 | 0 | 0.6662 | 14.4 | 0 | 104.2787 | 0 | 0 | 0 | 36.4556 | 0
7640 | 319 | 15 | 11 | Saturday | 7 | 9.08 | 0 | 34.0692 | 33.0666 | 26.405 | 40.715 | 0 | 0.6739 | 11.52 | 0 | 105.7346 | 0 | 0 | 0 | 47.5621 | 0
7641 | 319 | 15 | 11 | Saturday | 8 | 8.366 | 0 | 33.9543 | 46.1194 | 37.4339 | 46.532 | 0 | 0.6787 | 16.2 | 0.6404 | 134.3863 | 0 | 0 | 0 | 52.962 | 0
7642 | 319 | 15 | 11 | Saturday | 9 | 7.156 | 0 | 33.9398 | 43.4939 | 37.9057 | 29.082 | 0 | 0.6716 | 16.2 | 6.3906 | 132.211 | 0 | 0 | 0 | 34.9997 | 0
7643 | 319 | 15 | 11 | Saturday | 10 | 6.616 | 0 | 34.0506 | 35.6796 | 37.2508 | 11.633 | 0 | 0.3822 | 15.12 | 13.5701 | 122.4832 | 0 | 0 | 0 | 17.1716 | 0
7644 | 319 | 15 | 11 | Saturday | 11 | 5.442 | 3.253 | 34.0676 | 31.3574 | 35.3135 | 11.633 | 0 | 0.5235 | 21.6 | 17.7152 | 126.3795 | 0 | 0 | 0 | 14.8363 | 0
7645 | 319 | 15 | 11 | Saturday | 12 | 5.116 | 3.16 | 34.1266 | 29.663 | 34.2247 | 17.449 | 0 | 0.5488 | 23.4 | 16.8275 | 125.3804 | 0 | 0 | 0 | 17.57 | 0
7646 | 319 | 15 | 11 | Saturday | 13 | 5.194 | 3.206 | 34.2419 | 29.982 | 33.0722 | 17.449 | 0 | 0.4937 | 23.4 | 11.6698 | 124.6567 | 0 | 0 | 0 | 17.0001 | 0
7647 | 319 | 15 | 11 | Saturday | 14 | 5.432 | 3.259 | 34.2234 | 29.901 | 33.0722 | 5.816 | 0 | 0.3402 | 23.4 | 6.2824 | 124.4612 | 0 | 0 | 0 | 9.3991 | 0
7648 | 319 | 15 | 11 | Saturday | 15 | 5.718 | 3.295 | 34.211 | 34.6854 | 33.0722 | 5.816 | 0 | 0.348 | 23.4 | 3.0605 | 129.2802 | 0 | 0 | 0 | 9.714 | 0
7649 | 319 | 15 | 11 | Saturday | 16 | 7.102 | 3.303 | 34.2569 | 37.7456 | 33.0722 | 23.266 | 0 | 0.6065 | 23.4 | 0.7091 | 132.6537 | 0 | 0 | 0 | 23.3639 | 0
7650 | 319 | 15 | 11 | Saturday | 17 | 8.774 | 3.611 | 34.252 | 35.4248 | 32.9581 | 29.082 | 0 | 0.7433 | 27 | 0 | 134.2829 | 0 | 0 | 0 | 29.6899 | 0
7651 | 319 | 15 | 11 | Saturday | 18 | 7.31 | 6.941 | 33.9959 | 55.5841 | 46.5147 | 40.715 | 0 | 1.0308 | 28.8 | 0 | 173.4327 | 0 | 0 | 0 | 37.6511 | 0
7652 | 319 | 15 | 11 | Saturday | 19 | 6.729 | 8.72 | 33.8561 | 61.3403 | 50.3878 | 40.715 | 0 | 1.1206 | 28.8 | 0 | 184.9357 | 0 | 0 | 0 | 38.1921 | 0
7653 | 319 | 15 | 11 | Saturday | 20 | 6.771 | 7.17 | 33.805 | 61.3343 | 50.3878 | 29.082 | 0 | 0.9287 | 27 | 0 | 181.21 | 0 | 0 | 0 | 29.8515 | 0
7654 | 319 | 15 | 11 | Saturday | 21 | 6.298 | 6.382 | 33.7928 | 61.3343 | 50.3878 | 17.449 | 0 | 0.7077 | 27 | 0 | 180.1246 | 0 | 0 | 0 | 20.3849 | 0
7655 | 319 | 15 | 11 | Saturday | 22 | 6.548 | 1.875 | 33.733 | 49.2003 | 40.077 | 11.633 | 0 | 0.3939 | 19.8 | 0 | 145.232 | 0 | 0 | 0 | 16.0358 | 0
7656 | 319 | 15 | 11 | Saturday | 23 | 8.595 | 0.04 | 33.7892 | 28.1779 | 24.6242 | 11.633 | 0 | 0.3923 | 19.8 | 0 | 106.8267 | 0 | 0 | 0 | 18.1569 | 0
7657 | 320 | 16 | 11 | Sunday | 0 | 9.395 | 0 | 33.8289 | 24.1043 | 23.0149 | 5.816 | 0 | 0.2648 | 19.8 | 0 | 101.013 | 0 | 0 | 0 | 14.2031 | 0
7658 | 320 | 16 | 11 | Sunday | 1 | 9.548 | 0 | 33.8705 | 23.3102 | 22.2101 | 5.816 | 0 | 0.2681 | 19.8 | 0 | 99.4589 | 0 | 0 | 0 | 14.3746 | 0
7659 | 320 | 16 | 11 | Sunday | 2 | 9.954 | 0 | 33.94 | 17.5379 | 18.3373 | 5.816 | 0 | 0.2761 | 15.48 | 0 | 85.5712 | 0 | 0 | 0 | 14.7985 | 0
7660 | 320 | 16 | 11 | Sunday | 3 | 10.368 | 0 | 34.0484 | 17.5379 | 18.3373 | 5.816 | 0 | 0.2844 | 15.48 | 0 | 85.688 | 0 | 0 | 0 | 15.2304 | 0
7661 | 320 | 16 | 11 | Sunday | 4 | 11.145 | 0 | 34.0496 | 17.5379 | 18.3373 | 5.816 | 0 | 0.2995 | 15.48 | 0 | 85.7044 | 0 | 0 | 0 | 16.0253 | 0
7662 | 320 | 16 | 11 | Sunday | 5 | 12.337 | 0 | 34.0916 | 18.7817 | 18.3373 | 5.816 | 0 | 0.3227 | 15.48 | 0 | 87.0133 | 0 | 0 | 0 | 17.2343 | 0
7663 | 320 | 16 | 11 | Sunday | 6 | 13.449 | 0 | 34.093 | 26.931 | 24.6242 | 29.082 | 0 | 0.6706 | 18.72 | 0 | 105.0388 | 0 | 0 | 0 | 38.2114 | 0
7664 | 320 | 16 | 11 | Sunday | 7 | 12.456 | 0 | 34.0458 | 34.2491 | 29.9942 | 40.715 | 0 | 0.6775 | 18.72 | 0 | 117.6867 | 0 | 0 | 0 | 47.884 | 0
7665 | 320 | 16 | 11 | Sunday | 8 | 13.01 | 0 | 34.021 | 37.4417 | 33.2132 | 46.532 | 0 | 0.6838 | 23.4 | 0.3965 | 128.7596 | 0 | 0 | 0 | 54.4234 | 0
7666 | 320 | 16 | 11 | Sunday | 9 | 12.928 | 0 | 34.0686 | 30.5229 | 29.3396 | 29.082 | 0 | 0.67 | 23.4 | 3.4952 | 118.0011 | 0 | 0 | 0 | 39.1401 | 0
7667 | 320 | 16 | 11 | Sunday | 10 | 12.282 | 0 | 34.1002 | 30.4295 | 32.5586 | 11.633 | 0 | 0.4288 | 19.08 | 6.7394 | 116.5971 | 0 | 0 | 0 | 22.8372 | 0
7668 | 320 | 16 | 11 | Sunday | 11 | 12.504 | 0 | 34.2983 | 27.6694 | 32.5586 | 11.633 | 0 | 0.4407 | 21.6 | 8.9237 | 116.567 | 0 | 0 | 0 | 23.0648 | 0
7669 | 320 | 16 | 11 | Sunday | 12 | 11.758 | 0 | 34.399 | 26.331 | 33.0367 | 17.449 | 0 | 0.5402 | 19.08 | 11.813 | 113.3869 | 0 | 0 | 0 | 27.2863 | 0
7670 | 320 | 16 | 11 | Sunday | 13 | 12.445 | 0 | 34.4682 | 22.8309 | 29.1634 | 17.449 | 0 | 0.5576 | 18.36 | 13.8079 | 105.3801 | 0 | 0 | 0 | 27.1316 | 0
7671 | 320 | 16 | 11 | Sunday | 14 | 12.229 | 0 | 34.4921 | 24.7987 | 29.1634 | 5.816 | 0 | 0.3328 | 18 | 9.3434 | 106.7869 | 0 | 0 | 0 | 16.8763 | 0
7672 | 320 | 16 | 11 | Sunday | 15 | 13.573 | 0 | 34.5242 | 27.8573 | 29.1634 | 5.816 | 0 | 0.3416 | 15.84 | 3.8398 | 107.7266 | 0 | 0 | 0 | 18.2008 | 0
7673 | 320 | 16 | 11 | Sunday | 16 | 15.421 | 0 | 34.5124 | 27.9177 | 27.5539 | 23.266 | 0 | 0.6458 | 23.04 | 0.7157 | 113.6698 | 0 | 0 | 0 | 34.1306 | 0
7674 | 320 | 16 | 11 | Sunday | 17 | 16.796 | 0 | 34.524 | 26.7113 | 26.399 | 29.082 | 0 | 0.6748 | 22.32 | 0 | 110.6292 | 0 | 0 | 0 | 40.6578 | 0
7675 | 320 | 16 | 11 | Sunday | 18 | 14.411 | 0 | 34.3368 | 43.9889 | 38.0184 | 40.715 | 0 | 0.6798 | 23.4 | 0 | 140.4239 | 0 | 0 | 0 | 48.6444 | 0
7676 | 320 | 16 | 11 | Sunday | 19 | 11.829 | 0 | 33.8016 | 55.5005 | 45.7644 | 40.715 | 0 | 0.6765 | 22.68 | 0 | 158.423 | 0 | 0 | 0 | 46.8579 | 0
7677 | 320 | 16 | 11 | Sunday | 20 | 11.257 | 0 | 33.7536 | 60.0165 | 49.6381 | 29.082 | 0 | 0.6675 | 22.68 | 0 | 166.7557 | 0 | 0 | 0 | 36.6508 | 0
7678 | 320 | 16 | 11 | Sunday | 21 | 12.735 | 0 | 33.7502 | 48.5011 | 41.8913 | 17.449 | 0 | 0.5292 | 22.68 | 0 | 147.3517 | 0 | 0 | 0 | 28.1346 | 0
7679 | 320 | 16 | 11 | Sunday | 22 | 15.016 | 0 | 33.7859 | 40.3665 | 35.5897 | 11.633 | 0 | 0.4777 | 14.4 | 0 | 124.6198 | 0 | 0 | 0 | 25.3511 | 0
7680 | 320 | 16 | 11 | Sunday | 23 | 18.902 | 0 | 33.9836 | 25.6748 | 24.6242 | 11.633 | 0 | 0.5555 | 14.4 | 0 | 99.2381 | 0 | 0 | 0 | 29.2894 | 0
7681 | 321 | 17 | 11 | Monday | 0 | 23.181 | 0 | 34.4509 | 17.5343 | 18.3373 | 5.816 | 0 | 0.5384 | 14.4 | 0 | 85.2609 | 0 | 0 | 0 | 28.3937 | 0
7682 | 321 | 17 | 11 | Monday | 1 | 27.051 | 0 | 34.5739 | 14.6472 | 16.4006 | 5.816 | 0 | 0.619 | 11.88 | 0 | 78.1207 | 0 | 0 | 0 | 32.2768 | 0
7683 | 321 | 17 | 11 | Monday | 2 | 32.005 | 0 | 34.7807 | 11.7686 | 14.464 | 5.816 | 0 | 0.6805 | 11.88 | 0 | 73.5738 | 0 | 0 | 0 | 37.2474 | 0
7684 | 321 | 17 | 11 | Monday | 3 | 33.438 | 0 | 34.9159 | 11.7686 | 14.464 | 5.816 | 0 | 0.6862 | 11.88 | 0 | 73.7148 | 0 | 0 | 0 | 38.6954 | 0
7685 | 321 | 17 | 11 | Monday | 4 | 35.624 | 0 | 34.9635 | 13.0128 | 14.464 | 5.816 | 0 | 0.6891 | 11.88 | 0 | 75.0094 | 0 | 0 | 0 | 40.8983 | 0
7686 | 321 | 17 | 11 | Monday | 5 | 33.358 | 0 | 34.7268 | 22.6634 | 20.5805 | 5.816 | 0 | 0.687 | 11.88 | 0 | 90.5378 | 0 | 0 | 0 | 38.6399 | 0
7687 | 321 | 17 | 11 | Monday | 6 | 26.251 | 0 | 34.4225 | 44.2813 | 35.484 | 29.082 | 0 | 0.6874 | 15.12 | 0 | 129.9951 | 0 | 0 | 0 | 52.9555 | 0
7688 | 321 | 17 | 11 | Monday | 7 | 23.121 | 0 | 34.3407 | 61.1578 | 46.6998 | 40.715 | 0 | 0.6918 | 15.12 | 0 | 158.0102 | 0 | 0 | 0 | 61.0399 | 0
7689 | 321 | 17 | 11 | Monday | 8 | 20.092 | 0 | 34.3588 | 69.4521 | 52.1343 | 46.532 | 0 | 0.694 | 18.72 | 0.538 | 175.3593 | 0 | 0 | 0 | 64.077 | 0
7690 | 321 | 17 | 11 | Monday | 9 | 18.574 | 0 | 34.3813 | 69.3103 | 52.8606 | 29.082 | 0 | 0.6832 | 18.72 | 5.4275 | 175.9553 | 0 | 0 | 0 | 46.2581 | 0
7691 | 321 | 17 | 11 | Monday | 10 | 17.437 | 0 | 34.4952 | 61.865 | 51.878 | 11.633 | 0 | 0.577 | 14.4 | 12.1136 | 163.2151 | 0 | 0 | 0 | 28.1743 | 0
7692 | 321 | 17 | 11 | Monday | 11 | 14.527 | 1.038 | 34.5449 | 59.5367 | 51.878 | 11.633 | 0 | 0.5775 | 18.36 | 16.5741 | 166.0196 | 0 | 0 | 0 | 24.4021 | 0
7693 | 321 | 17 | 11 | Monday | 12 | 13.506 | 3.461 | 34.5451 | 56.5461 | 51.1854 | 17.449 | 0 | 0.7345 | 18.36 | 15.9226 | 165.1136 | 0 | 0 | 0 | 27.0392 | 0
7694 | 321 | 17 | 11 | Monday | 13 | 12.702 | 3.831 | 34.616 | 58.9976 | 51.878 | 17.449 | 0 | 0.6908 | 18.36 | 11.148 | 168.6861 | 0 | 0 | 0 | 25.7387 | 0
7695 | 321 | 17 | 11 | Monday | 14 | 12.804 | 3.983 | 34.5768 | 63.2629 | 51.878 | 5.816 | 0 | 0.5256 | 18.36 | 5.9734 | 172.9105 | 0 | 0 | 0 | 17.1791 | 0
7696 | 321 | 17 | 11 | Monday | 15 | 12.76 | 4.201 | 34.4257 | 67.0459 | 51.878 | 5.816 | 0 | 0.5364 | 18.36 | 2.5181 | 176.7893 | 0 | 0 | 0 | 17.1592 | 0
7697 | 321 | 17 | 11 | Monday | 16 | 12.788 | 3.796 | 34.3298 | 67.9841 | 50.7246 | 23.266 | 0 | 0.7726 | 22.68 | 0.4903 | 180.5962 | 0 | 0 | 0 | 30.6108 | 0
7698 | 321 | 17 | 11 | Monday | 17 | 14.52 | 2.912 | 34.4103 | 59.7898 | 43.0931 | 29.082 | 0 | 0.8211 | 28.8 | 0 | 170.0633 | 0 | 0 | 0 | 37.3013 | 0
7699 | 321 | 17 | 11 | Monday | 18 | 11.545 | 5.253 | 34.2425 | 65.4399 | 51.7393 | 40.715 | 0 | 0.949 | 30.96 | 0 | 189.012 | 0 | 0 | 0 | 44.3703 | 0
7700 | 321 | 17 | 11 | Monday | 19 | 8.915 | 6.88 | 33.7545 | 70.7204 | 57.1787 | 40.715 | 0 | 1.0268 | 25.2 | 0 | 195.3207 | 0 | 0 | 0 | 42.6441 | 0
7701 | 321 | 17 | 11 | Monday | 20 | 8.435 | 6.648 | 33.7182 | 75.2516 | 60.483 | 29.082 | 0 | 0.961 | 25.2 | 0 | 202.8034 | 0 | 0 | 0 | 32.9837 | 0
7702 | 321 | 17 | 11 | Monday | 21 | 9.292 | 4.038 | 33.7216 | 69.495 | 55.4564 | 17.449 | 0 | 0.6592 | 25.2 | 0 | 188.8995 | 0 | 0 | 0 | 24.217 | 0
7703 | 321 | 17 | 11 | Monday | 22 | 12.938 | 0.324 | 33.7743 | 49.7368 | 40.0199 | 11.633 | 0 | 0.4479 | 16.2 | 0 | 140.5293 | 0 | 0 | 0 | 22.9659 | 0
7704 | 321 | 17 | 11 | Monday | 23 | 18.594 | 0 | 33.906 | 26.9226 | 24.6242 | 11.633 | 0 | 0.5439 | 16.2 | 0 | 102.1967 | 0 | 0 | 0 | 28.6822 | 0
7705 | 322 | 18 | 11 | Tuesday | 0 | 21.871 | 0 | 34.4209 | 17.5343 | 18.3373 | 5.816 | 0 | 0.5126 | 14.4 | 0 | 85.205 | 0 | 0 | 0 | 26.9372 | 0
7706 | 322 | 18 | 11 | Tuesday | 1 | 25.035 | 0 | 34.5076 | 14.6472 | 16.4006 | 5.816 | 0 | 0.5724 | 11.88 | 0 | 78.0078 | 0 | 0 | 0 | 30.1163 | 0
7707 | 322 | 18 | 11 | Tuesday | 2 | 30.506 | 0 | 34.7943 | 11.7686 | 14.464 | 5.816 | 0 | 0.6662 | 11.88 | 0 | 73.5732 | 0 | 0 | 0 | 35.6032 | 0
7708 | 322 | 18 | 11 | Tuesday | 3 | 36.167 | 0 | 35.1715 | 11.7686 | 14.464 | 5.816 | 0 | 0.6871 | 11.88 | 0 | 73.9713 | 0 | 0 | 0 | 41.2877 | 0
7709 | 322 | 18 | 11 | Tuesday | 4 | 53.572 | 0 | 35.0269 | 13.0128 | 14.464 | 5.816 | 0 | 0.7074 | 11.88 | 0 | 75.0911 | 0 | 0 | 0 | 58.7278 | 0
7710 | 322 | 18 | 11 | Tuesday | 5 | 55.167 | 0 | 34.6894 | 22.6634 | 20.5805 | 5.816 | 0 | 0.7084 | 11.88 | 0 | 90.5218 | 0 | 0 | 0 | 60.3382 | 0
7711 | 322 | 18 | 11 | Tuesday | 6 | 44.797 | 0 | 34.246 | 44.2813 | 35.484 | 29.082 | 0 | 0.7053 | 15.12 | 0 | 129.8366 | 0 | 0 | 0 | 70.9026 | 0
7712 | 322 | 18 | 11 | Tuesday | 7 | 38.255 | 0 | 34.1055 | 61.1578 | 46.6998 | 40.715 | 0 | 0.7071 | 15.12 | 0 | 157.7903 | 0 | 0 | 0 | 75.3659 | 0
7713 | 322 | 18 | 11 | Tuesday | 8 | 36.121 | 0 | 34.1798 | 69.417 | 52.1343 | 46.532 | 0 | 0.7104 | 18.72 | 0.6899 | 175.1615 | 0 | 0 | 0 | 79.2672 | 0
7714 | 322 | 18 | 11 | Tuesday | 9 | 33.511 | 0 | 34.3355 | 66.2889 | 52.8606 | 29.082 | 0 | 0.7065 | 18.72 | 7.0118 | 172.9115 | 0 | 0 | 0 | 60.6787 | 0
7715 | 322 | 18 | 11 | Tuesday | 10 | 29.36 | 0 | 34.494 | 59.1193 | 51.878 | 11.633 | 0 | 0.7516 | 14.4 | 15.1052 | 160.6429 | 0 | 0 | 0 | 39.6294 | 0
7716 | 322 | 18 | 11 | Tuesday | 11 | 23.929 | 0.708 | 34.5022 | 58.7744 | 51.878 | 11.633 | 0 | 0.7667 | 18.36 | 21.2878 | 165.0473 | 0 | 0 | 0 | 32.8402 | 0
7717 | 322 | 18 | 11 | Tuesday | 12 | 20.835 | 3.502 | 34.372 | 55.9581 | 51.1854 | 17.449 | 0 | 0.8917 | 18.36 | 22.8419 | 164.5548 | 0 | 0 | 0 | 31.8206 | 0
7718 | 322 | 18 | 11 | Tuesday | 13 | 19.447 | 3.861 | 34.3702 | 56.9018 | 51.878 | 17.449 | 0 | 0.8136 | 18.36 | 19.5605 | 166.4991 | 0 | 0 | 0 | 28.4822 | 0
7719 | 322 | 18 | 11 | Tuesday | 14 | 19.457 | 4.018 | 34.2893 | 58.2556 | 51.878 | 5.816 | 0 | 0.6346 | 18.36 | 10.9458 | 167.7632 | 0 | 0 | 0 | 22.2486 | 0
7720 | 322 | 18 | 11 | Tuesday | 15 | 18.267 | 4.217 | 34.0783 | 64.0344 | 51.878 | 5.816 | 0 | 0.6151 | 18.36 | 4.0709 | 173.5258 | 0 | 0 | 0 | 21.0956 | 0
7721 | 322 | 18 | 11 | Tuesday | 16 | 17.304 | 3.885 | 33.9594 | 67.8238 | 50.7246 | 23.266 | 0 | 0.7526 | 22.68 | 0.7495 | 180.1423 | 0 | 0 | 0 | 29.0366 | 0
7722 | 322 | 18 | 11 | Tuesday | 17 | 18.917 | 3.158 | 34.0704 | 59.7898 | 43.0931 | 29.082 | 0 | 0.8216 | 28.8 | 0 | 169.9901 | 0 | 0 | 0 | 34.4752 | 0
7723 | 322 | 18 | 11 | Tuesday | 18 | 12.885 | 6.848 | 33.9425 | 65.4399 | 51.7393 | 40.715 | 0 | 1.034 | 30.96 | 0 | 190.5218 | 0 | 0 | 0 | 36.2333 | 0
7724 | 322 | 18 | 11 | Tuesday | 19 | 7.598 | 7.051 | 33.7654 | 70.7204 | 57.1787 | 40.715 | 0 | 0.982 | 25.2 | 0 | 195.472 | 0 | 0 | 0 | 32.6247 | 0
7725 | 322 | 18 | 11 | Tuesday | 20 | 7.738 | 6.733 | 33.7195 | 75.2516 | 60.483 | 29.082 | 0 | 0.8463 | 25.2 | 0 | 202.7818 | 0 | 0 | 0 | 26.5704 | 0
7726 | 322 | 18 | 11 | Tuesday | 21 | 8.211 | 4.231 | 33.7182 | 69.495 | 55.4564 | 17.449 | 0 | 0.5879 | 25.2 | 0 | 189.0328 | 0 | 0 | 0 | 19.872 | 0
7727 | 322 | 18 | 11 | Tuesday | 22 | 10.18 | 0.461 | 33.7596 | 49.7368 | 40.0199 | 11.633 | 0 | 0.3625 | 16.2 | 0 | 140.5775 | 0 | 0 | 0 | 18.0992 | 0
7728 | 322 | 18 | 11 | Tuesday | 23 | 14.42 | 0.002 | 33.7848 | 26.9226 | 24.6242 | 11.633 | 0 | 0.4233 | 16.2 | 0 | 101.9574 | 0 | 0 | 0 | 22.452 | 0
7729 | 323 | 19 | 11 | Wednesday | 0 | 17.999 | 0 | 33.9644 | 17.5343 | 18.3373 | 5.816 | 0 | 0.417 | 14.4 | 0 | 84.653 | 0 | 0 | 0 | 22.0564 | 0
7730 | 323 | 19 | 11 | Wednesday | 1 | 20.041 | 0 | 34.3643 | 14.6472 | 16.4006 | 5.816 | 0 | 0.4576 | 11.88 | 0 | 77.7498 | 0 | 0 | 0 | 24.1259 | 0
7731 | 323 | 19 | 11 | Wednesday | 2 | 23.33 | 0 | 34.525 | 11.7686 | 14.464 | 5.816 | 0 | 0.5233 | 11.88 | 0 | 73.1609 | 0 | 0 | 0 | 27.4421 | 0
7732 | 323 | 19 | 11 | Wednesday | 3 | 24.459 | 0 | 34.6564 | 11.7686 | 14.464 | 5.816 | 0 | 0.5468 | 11.88 | 0 | 73.3159 | 0 | 0 | 0 | 28.5982 | 0
7733 | 323 | 19 | 11 | Wednesday | 4 | 23.77 | 0 | 34.7756 | 13.0128 | 14.464 | 5.816 | 0 | 0.5336 | 11.88 | 0 | 74.666 | 0 | 0 | 0 | 27.9363 | 0
7734 | 323 | 19 | 11 | Wednesday | 5 | 21.12 | 0 | 34.5894 | 22.6634 | 20.5805 | 5.816 | 0 | 0.4814 | 11.88 | 0 | 90.1947 | 0 | 0 | 0 | 25.3134 | 0
7735 | 323 | 19 | 11 | Wednesday | 6 | 16.27 | 0 | 34.1982 | 44.2813 | 35.484 | 29.082 | 0 | 0.6749 | 15.12 | 0 | 129.7584 | 0 | 0 | 0 | 37.633 | 0
7736 | 323 | 19 | 11 | Wednesday | 7 | 11.919 | 0 | 33.773 | 61.1578 | 46.6998 | 40.715 | 0 | 0.6779 | 15.12 | 0 | 157.4285 | 0 | 0 | 0 | 42.876 | 0
7737 | 323 | 19 | 11 | Wednesday | 8 | 8.556 | 0 | 33.7441 | 69.4626 | 52.1343 | 46.532 | 0 | 0.6798 | 18.72 | 0.116 | 174.7409 | 0 | 0 | 0 | 45.267 | 0
7738 | 323 | 19 | 11 | Wednesday | 9 | 7.292 | 0 | 33.7573 | 71.8302 | 52.8606 | 29.082 | 0 | 0.5798 | 18.72 | 1.0124 | 177.7478 | 0 | 0 | 0 | 30.8101 | 0
7739 | 323 | 19 | 11 | Wednesday | 10 | 7.522 | 0 | 33.8801 | 66.9041 | 51.878 | 11.633 | 0 | 0.3189 | 14.4 | 2.6807 | 167.3811 | 0 | 0 | 0 | 17.061 | 0
7740 | 323 | 19 | 11 | Wednesday | 11 | 7.475 | 3.005 | 34.0313 | 64.6879 | 51.878 | 11.633 | 0 | 0.4727 | 18.36 | 4.6277 | 172.6793 | 0 | 0 | 0 | 17.0883 | 0
7741 | 323 | 19 | 11 | Wednesday | 12 | 7.589 | 8.079 | 34.2342 | 62.5124 | 51.1854 | 17.449 | 0 | 0.8346 | 18.36 | 4.7859 | 175.8642 | 0 | 0 | 0 | 22.1431 | 0
7742 | 323 | 19 | 11 | Wednesday | 13 | 7.513 | 8.875 | 34.1506 | 64.752 | 51.878 | 17.449 | 0 | 0.8745 | 18.36 | 3.6699 | 179.614 | 0 | 0 | 0 | 22.2205 | 0
7743 | 323 | 19 | 11 | Wednesday | 14 | 7.21 | 7.535 | 34.0095 | 66.1147 | 51.878 | 5.816 | 0 | 0.6139 | 18.36 | 2.795 | 179.1257 | 0 | 0 | 0 | 12.1459 | 0
7744 | 323 | 19 | 11 | Wednesday | 15 | 6.943 | 6.622 | 33.87 | 67.6641 | 51.878 | 5.816 | 0 | 0.5612 | 18.36 | 1.6625 | 179.4946 | 0 | 0 | 0 | 11.896 | 0
7745 | 323 | 19 | 11 | Wednesday | 16 | 6.876 | 6.135 | 33.7964 | 67.9854 | 50.7246 | 23.266 | 0 | 0.8177 | 22.68 | 0.3471 | 182.6391 | 0 | 0 | 0 | 26.8483 | 0
7746 | 323 | 19 | 11 | Wednesday | 17 | 7.927 | 6.411 | 33.8104 | 59.7898 | 43.0931 | 29.082 | 0 | 0.9538 | 28.8 | 0 | 173.381 | 0 | 0 | 0 | 33.2325 | 0
7747 | 323 | 19 | 11 | Wednesday | 18 | 6.172 | 8.211 | 33.7748 | 65.4399 | 51.7393 | 40.715 | 0 | 1.0937 | 30.96 | 0 | 191.8876 | 0 | 0 | 0 | 42.2932 | 0
7748 | 323 | 19 | 11 | Wednesday | 19 | 4.287 | 7.963 | 33.8197 | 70.7204 | 57.1787 | 40.715 | 0 | 1.0781 | 25.2 | 0 | 196.6092 | 0 | 0 | 0 | 41.0433 | 0
7749 | 323 | 19 | 11 | Wednesday | 20 | 3.581 | 7.896 | 33.8327 | 75.2516 | 60.483 | 29.082 | 0 | 0.9693 | 25.2 | 0 | 204.2758 | 0 | 0 | 0 | 30.1467 | 0
7750 | 323 | 19 | 11 | Wednesday | 21 | 3.462 | 5.109 | 33.7658 | 69.495 | 55.4564 | 17.449 | 0 | 0.6242 | 25.2 | 0 | 190.0663 | 0 | 0 | 0 | 19.5395 | 0
7751 | 323 | 19 | 11 | Wednesday | 22 | 4.462 | 0.719 | 33.7973 | 49.7368 | 40.0199 | 11.633 | 0 | 0.3195 | 16.2 | 0 | 140.8512 | 0 | 0 | 0 | 15.2362 | 0
7752 | 323 | 19 | 11 | Wednesday | 23 | 8.496 | 0.004 | 33.7448 | 26.9226 | 24.6242 | 11.633 | 0 | 0.3609 | 16.2 | 0 | 101.8564 | 0 | 0 | 0 | 19.312 | 0
7753 | 324 | 20 | 11 | Thursday | 0 | 9.244 | 0 | 33.7759 | 17.5343 | 18.3373 | 5.816 | 0 | 0.2734 | 14.4 | 0 | 84.3209 | 0 | 0 | 0 | 14.6671 | 0
7754 | 324 | 20 | 11 | Thursday | 1 | 9.66 | 0 | 33.7887 | 14.6472 | 16.4006 | 5.816 | 0 | 0.2815 | 11.88 | 0 | 76.9981 | 0 | 0 | 0 | 15.0936 | 0
7755 | 324 | 20 | 11 | Thursday | 2 | 10.061 | 0 | 33.8859 | 11.7686 | 14.464 | 5.816 | 0 | 0.2894 | 11.88 | 0 | 72.2879 | 0 | 0 | 0 | 15.505 | 0
7756 | 324 | 20 | 11 | Thursday | 3 | 10.225 | 0 | 33.9655 | 11.7686 | 14.464 | 5.816 | 0 | 0.2927 | 11.88 | 0 | 72.3708 | 0 | 0 | 0 | 15.6793 | 0
7757 | 324 | 20 | 11 | Thursday | 4 | 10.272 | 0 | 33.9859 | 13.0128 | 14.464 | 5.816 | 0 | 0.2938 | 11.88 | 0 | 73.6365 | 0 | 0 | 0 | 15.7353 | 0
7758 | 324 | 20 | 11 | Thursday | 5 | 10.091 | 0 | 33.8949 | 22.6634 | 20.5805 | 5.816 | 0 | 0.2906 | 11.88 | 0 | 89.3094 | 0 | 0 | 0 | 15.5643 | 0
7759 | 324 | 20 | 11 | Thursday | 6 | 8.65 | 0 | 33.7782 | 44.2813 | 35.484 | 29.082 | 0 | 0.6653 | 15.12 | 0 | 129.3289 | 0 | 0 | 0 | 36.1727 | 0
7760 | 324 | 20 | 11 | Thursday | 7 | 7.115 | 0 | 33.7277 | 61.1578 | 46.6998 | 40.715 | 0 | 0.6718 | 15.12 | 0 | 157.3772 | 0 | 0 | 0 | 46.1589 | 0
7761 | 324 | 20 | 11 | Thursday | 8 | 6.257 | 0 | 33.7228 | 69.4626 | 52.1343 | 46.532 | 0 | 0.6768 | 18.72 | 0.1334 | 174.7166 | 0 | 0 | 0 | 51.4405 | 0
7762 | 324 | 20 | 11 | Thursday | 9 | 5.452 | 0 | 33.7545 | 71.7985 | 52.8606 | 29.082 | 0 | 0.6329 | 18.72 | 1.137 | 177.7664 | 0 | 0 | 0 | 33.8044 | 0
7763 | 324 | 20 | 11 | Thursday | 10 | 5.384 | 0 | 33.9315 | 66.6966 | 51.878 | 11.633 | 0 | 0.3123 | 14.4 | 2.8572 | 167.2184 | 0 | 0 | 0 | 16.7742 | 0
7764 | 324 | 20 | 11 | Thursday | 11 | 5.146 | 9.407 | 34.04 | 64.1965 | 51.878 | 11.633 | 0 | 0.7773 | 18.36 | 5.2798 | 179.0598 | 0 | 0 | 0 | 16.5248 | 0
7765 | 324 | 20 | 11 | Thursday | 12 | 4.884 | 9.724 | 34.1007 | 61.7589 | 51.1854 | 17.449 | 0 | 0.9213 | 18.36 | 5.7959 | 176.8425 | 0 | 0 | 0 | 21.7658 | 0
7766 | 324 | 20 | 11 | Thursday | 13 | 4.75 | 9.615 | 33.985 | 64.6366 | 51.878 | 17.449 | 0 | 0.9005 | 18.36 | 4.4096 | 180.1588 | 0 | 0 | 0 | 21.5912 | 0
7767 | 324 | 20 | 11 | Thursday | 14 | 4.989 | 7.963 | 33.9201 | 66.5142 | 51.878 | 5.816 | 0 | 0.6072 | 18.36 | 2.7696 | 179.8914 | 0 | 0 | 0 | 10.6171 | 0
7768 | 324 | 20 | 11 | Thursday | 15 | 5.201 | 6.93 | 33.9171 | 67.9139 | 51.878 | 5.816 | 0 | 0.5571 | 18.36 | 1.1226 | 180.1207 | 0 | 0 | 0 | 10.8379 | 0
7769 | 324 | 20 | 11 | Thursday | 16 | 5.054 | 6.48 | 33.877 | 67.9854 | 50.7246 | 23.266 | 0 | 0.8492 | 22.68 | 0.2244 | 183.1243 | 0 | 0 | 0 | 27.6779 | 0
7770 | 324 | 20 | 11 | Thursday | 17 | 5.578 | 6.849 | 33.8677 | 59.7898 | 43.0931 | 29.082 | 0 | 0.9884 | 28.8 | 0 | 173.9462 | 0 | 0 | 0 | 34.0209 | 0
7771 | 324 | 20 | 11 | Thursday | 18 | 4.658 | 8.832 | 33.7968 | 65.4399 | 51.7393 | 40.715 | 0 | 1.1247 | 30.96 | 0 | 192.6127 | 0 | 0 | 0 | 44.9043 | 0
7772 | 324 | 20 | 11 | Thursday | 19 | 3.355 | 8.705 | 33.8423 | 70.7204 | 57.1787 | 40.715 | 0 | 1.1162 | 25.2 | 0 | 197.4724 | 0 | 0 | 0 | 43.9061 | 0
7773 | 324 | 20 | 11 | Thursday | 20 | 2.919 | 8.634 | 33.8723 | 75.2516 | 60.483 | 29.082 | 0 | 1.0411 | 25.2 | 0 | 205.186 | 0 | 0 | 0 | 31.9733 | 0
7774 | 324 | 20 | 11 | Thursday | 21 | 3.181 | 5.484 | 33.7705 | 69.495 | 55.4564 | 17.449 | 0 | 0.6644 | 25.2 | 0 | 190.5167 | 0 | 0 | 0 | 20.6793 | 0
7775 | 324 | 20 | 11 | Thursday | 22 | 3.825 | 0.872 | 33.7938 | 49.7368 | 40.0199 | 11.633 | 0 | 0.3321 | 16.2 | 0 | 141.0256 | 0 | 0 | 0 | 15.5179 | 0
7776 | 324 | 20 | 11 | Thursday | 23 | 6.4 | 0.007 | 33.7735 | 26.9226 | 24.6242 | 11.633 | 0 | 0.3376 | 16.2 | 0 | 101.8655 | 0 | 0 | 0 | 18.1127 | 0
7777 | 325 | 21 | 11 | Friday | 0 | 8.115 | 0 | 33.8038 | 17.5343 | 18.3373 | 5.816 | 0 | 0.2602 | 14.4 | 0 | 84.3356 | 0 | 0 | 0 | 13.9783 | 0
7778 | 325 | 21 | 11 | Friday | 1 | 9.05 | 0 | 33.8335 | 14.6472 | 16.4006 | 5.816 | 0 | 0.278 | 11.88 | 0 | 77.0394 | 0 | 0 | 0 | 14.9177 | 0
7779 | 325 | 21 | 11 | Friday | 2 | 9.675 | 0 | 33.9572 | 11.7686 | 14.464 | 5.816 | 0 | 0.29 | 11.88 | 0 | 72.3598 | 0 | 0 | 0 | 15.5474 | 0
7780 | 325 | 21 | 11 | Friday | 3 | 11.35 | 0 | 34.0644 | 11.7686 | 14.464 | 5.816 | 0 | 0.3221 | 11.88 | 0 | 72.4992 | 0 | 0 | 0 | 17.2263 | 0
7781 | 325 | 21 | 11 | Friday | 4 | 11.586 | 0 | 34.1228 | 13.0128 | 14.464 | 5.816 | 0 | 0.3267 | 11.88 | 0 | 73.8063 | 0 | 0 | 0 | 17.4667 | 0
7782 | 325 | 21 | 11 | Friday | 5 | 11.298 | 0 | 34.1065 | 22.6634 | 20.5805 | 5.816 | 0 | 0.3213 | 11.88 | 0 | 89.5518 | 0 | 0 | 0 | 17.1826 | 0
7783 | 325 | 21 | 11 | Friday | 6 | 9.506 | 0 | 33.955 | 44.2813 | 35.484 | 29.082 | 0 | 0.6663 | 15.12 | 0 | 129.5067 | 0 | 0 | 0 | 39.0468 | 0
7784 | 325 | 21 | 11 | Friday | 7 | 7.942 | 0 | 33.8656 | 61.1578 | 46.6998 | 40.715 | 0 | 0.6727 | 15.12 | 0 | 157.5159 | 0 | 0 | 0 | 49.6133 | 0
7785 | 325 | 21 | 11 | Friday | 8 | 6.764 | 0 | 33.8559 | 69.4626 | 52.1343 | 46.532 | 0 | 0.6774 | 18.72 | 0.3974 | 174.8503 | 0 | 0 | 0 | 54.687 | 0
7786 | 325 | 21 | 11 | Friday | 9 | 5.889 | 0 | 33.8833 | 70.6949 | 52.8606 | 29.082 | 0 | 0.665 | 18.72 | 3.7086 | 176.8238 | 0 | 0 | 0 | 35.7828 | 0
7787 | 325 | 21 | 11 | Friday | 10 | 5.908 | 0 | 34.0444 | 64.3418 | 51.878 | 11.633 | 0 | 0.3409 | 14.4 | 6.2047 | 165.0051 | 0 | 0 | 0 | 17.7792 | 0
7788 | 325 | 21 | 11 | Friday | 11 | 5.655 | 3.45 | 34.1844 | 63.0839 | 51.878 | 11.633 | 0 | 0.5064 | 18.36 | 6.5713 | 171.7439 | 0 | 0 | 0 | 17.4081 | 0
7789 | 325 | 21 | 11 | Friday | 12 | 5.676 | 8.288 | 34.3509 | 61.2081 | 51.1854 | 17.449 | 0 | 0.8689 | 18.36 | 6.699 | 174.9367 | 0 | 0 | 0 | 23.2163 | 0
7790 | 325 | 21 | 11 | Friday | 13 | 5.594 | 9.1 | 34.2612 | 62.2428 | 51.878 | 17.449 | 0 | 0.9078 | 18.36 | 6.9288 | 177.4915 | 0 | 0 | 0 | 23.0212 | 0
7791 | 325 | 21 | 11 | Friday | 14 | 5.629 | 7.616 | 34.2631 | 63.6051 | 51.878 | 5.816 | 0 | 0.6128 | 18.36 | 6.3118 | 176.9551 | 0 | 0 | 0 | 11.3684 | 0
7792 | 325 | 21 | 11 | Friday | 15 | 5.672 | 6.641 | 34.1813 | 66.6485 | 51.878 | 5.816 | 0 | 0.5531 | 18.36 | 3.2688 | 178.8033 | 0 | 0 | 0 | 11.3739 | 0
7793 | 325 | 21 | 11 | Friday | 16 | 5.896 | 6.12 | 34.0672 | 67.9712 | 50.7246 | 23.266 | 0 | 0.8513 | 22.68 | 0.4969 | 182.9132 | 0 | 0 | 0 | 28.7703 | 0
7794 | 325 | 21 | 11 | Friday | 17 | 6.805 | 6.413 | 34.1381 | 59.7898 | 43.0931 | 29.082 | 0 | 0.9912 | 28.8 | 0 | 173.7476 | 0 | 0 | 0 | 35.5458 | 0
7795 | 325 | 21 | 11 | Friday | 18 | 6.312 | 8.049 | 33.8826 | 65.4399 | 51.7393 | 40.715 | 0 | 1.0853 | 30.96 | 0 | 191.8121 | 0 | 0 | 0 | 46.9667 | 0
7796 | 325 | 21 | 11 | Friday | 19 | 5.79 | 7.584 | 33.789 | 70.7204 | 57.1787 | 40.715 | 0 | 1.0599 | 25.2 | 0 | 196.1501 | 0 | 0 | 0 | 46.727 | 0
7797 | 325 | 21 | 11 | Friday | 20 | 6.023 | 7.247 | 33.7616 | 75.2516 | 60.483 | 29.082 | 0 | 1.0277 | 25.2 | 0 | 203.562 | 0 | 0 | 0 | 35.3141 | 0
7798 | 325 | 21 | 11 | Friday | 21 | 6.861 | 4.6 | 33.7188 | 69.495 | 55.4564 | 17.449 | 0 | 0.6916 | 25.2 | 0 | 189.5361 | 0 | 0 | 0 | 24.4925 | 0
7799 | 325 | 21 | 11 | Friday | 22 | 8.902 | 0.516 | 33.7655 | 49.7368 | 40.0199 | 11.633 | 0 | 0.4124 | 16.2 | 0 | 140.6923 | 0 | 0 | 0 | 20.6791 | 0
7800 | 325 | 21 | 11 | Friday | 23 | 12.993 | 0.003 | 33.9412 | 26.9226 | 24.6242 | 11.633 | 0 | 0.4658 | 16.2 | 0 | 102.1566 | 0 | 0 | 0 | 24.7879 | 0
7801 | 326 | 22 | 11 | Saturday | 0 | 17.275 | 0 | 34.2453 | 18.3332 | 19.1419 | 5.816 | 0 | 0.4374 | 15.84 | 0 | 87.9978 | 0 | 0 | 0 | 23.1781 | 0
7802 | 326 | 22 | 11 | Saturday | 1 | 25.005 | 0 | 34.6036 | 17.5283 | 18.3373 | 5.816 | 0 | 0.5851 | 12.6 | 0 | 83.6543 | 0 | 0 | 0 | 30.9124 | 0
7803 | 326 | 22 | 11 | Saturday | 2 | 38.141 | 0 | 34.6566 | 11.771 | 14.464 | 5.816 | 0 | 0.6852 | 12.6 | 0 | 74.1768 | 0 | 0 | 0 | 44.069 | 0
7804 | 326 | 22 | 11 | Saturday | 3 | 50.712 | 0 | 34.8842 | 11.771 | 14.464 | 5.816 | 0 | 0.6967 | 12.6 | 0 | 74.4159 | 0 | 0 | 0 | 56.6609 | 0
7805 | 326 | 22 | 11 | Saturday | 4 | 58.893 | 0 | 35.0413 | 11.771 | 14.464 | 5.816 | 0 | 0.7046 | 12.6 | 0 | 74.5809 | 0 | 0 | 0 | 64.8543 | 0
7806 | 326 | 22 | 11 | Saturday | 5 | 64.191 | 0 | 35.0603 | 13.0152 | 14.464 | 5.816 | 0 | 0.7114 | 12.6 | 0 | 75.8509 | 0 | 0 | 0 | 70.16 | 0
7807 | 326 | 22 | 11 | Saturday | 6 | 65.827 | 0 | 34.6345 | 30.2702 | 24.9086 | 29.082 | 0 | 0.7207 | 14.4 | 0 | 104.934 | 0 | 0 | 0 | 95.8037 | 0
7808 | 326 | 22 | 11 | Saturday | 7 | 64.03 | 0 | 34.626 | 33.0666 | 26.405 | 40.715 | 0 | 0.7268 | 11.52 | 0 | 106.3444 | 0 | 0 | 0 | 106.1913 | 0
7809 | 326 | 22 | 11 | Saturday | 8 | 54.713 | 0 | 34.4656 | 46.1515 | 37.4339 | 46.532 | 0 | 0.7228 | 16.2 | 0.4953 | 134.9737 | 0 | 0 | 0 | 103.1146 | 0
7810 | 326 | 22 | 11 | Saturday | 9 | 45.812 | 0 | 34.4781 | 44.2152 | 37.9057 | 29.082 | 0 | 0.7016 | 16.2 | 4.3679 | 133.5005 | 0 | 0 | 0 | 76.1179 | 0
7811 | 326 | 22 | 11 | Saturday | 10 | 39.588 | 0 | 34.6129 | 37.0658 | 37.2508 | 11.633 | 0 | 0.6918 | 15.12 | 7.7039 | 124.7412 | 0 | 0 | 0 | 51.6842 | 0
7812 | 326 | 22 | 11 | Saturday | 11 | 32.341 | 0 | 34.7372 | 32.9427 | 35.3135 | 11.633 | 0 | 0.6942 | 21.6 | 9.926 | 125.2877 | 0 | 0 | 0 | 44.3393 | 0
7813 | 326 | 22 | 11 | Saturday | 12 | 26.805 | 1.852 | 34.7259 | 28.6195 | 34.2247 | 17.449 | 0 | 0.7909 | 23.4 | 10.7559 | 123.7643 | 0 | 0 | 0 | 44.5254 | 0
7814 | 326 | 22 | 11 | Saturday | 13 | 25.712 | 2.375 | 34.6756 | 28.0424 | 33.0722 | 17.449 | 0 | 0.809 | 23.4 | 9.3418 | 122.5675 | 0 | 0 | 0 | 43.1899 | 0
7815 | 326 | 22 | 11 | Saturday | 14 | 28.688 | 2.348 | 34.6558 | 28.2973 | 33.0722 | 5.816 | 0 | 0.7718 | 23.4 | 6.4223 | 122.7363 | 0 | 0 | 0 | 34.4884 | 0
7816 | 326 | 22 | 11 | Saturday | 15 | 30.616 | 2.339 | 34.6161 | 34.2747 | 33.0722 | 5.816 | 0 | 0.7984 | 23.4 | 3.1964 | 128.6914 | 0 | 0 | 0 | 36.4236 | 0
7817 | 326 | 22 | 11 | Saturday | 16 | 33.25 | 2.343 | 34.5993 | 37.7172 | 33.0722 | 23.266 | 0 | 0.8121 | 23.4 | 0.5782 | 132.1343 | 0 | 0 | 0 | 56.6684 | 0
7818 | 326 | 22 | 11 | Saturday | 17 | 34.907 | 1.99 | 34.495 | 35.4248 | 32.9581 | 29.082 | 0 | 0.7985 | 27 | 0 | 132.8288 | 0 | 0 | 0 | 64.3394 | 0
7819 | 326 | 22 | 11 | Saturday | 18 | 26.029 | 0.531 | 34.0462 | 55.5841 | 46.5147 | 40.715 | 0 | 0.7211 | 28.8 | 0 | 166.2408 | 0 | 0 | 0 | 67.4687 | 0
7820 | 326 | 22 | 11 | Saturday | 19 | 22.29 | 1.331 | 33.9648 | 61.3403 | 50.3878 | 40.715 | 0 | 0.7568 | 28.8 | 0 | 176.6893 | 0 | 0 | 0 | 63.9449 | 0
7821 | 326 | 22 | 11 | Saturday | 20 | 20.94 | 1.118 | 33.9604 | 61.3343 | 50.3878 | 29.082 | 0 | 0.7361 | 27 | 0 | 174.6271 | 0 | 0 | 0 | 50.7563 | 0
7822 | 326 | 22 | 11 | Saturday | 21 | 18.372 | 0.888 | 33.9188 | 61.3343 | 50.3878 | 17.449 | 0 | 0.716 | 27 | 0 | 174.3169 | 0 | 0 | 0 | 36.2284 | 0
7823 | 326 | 22 | 11 | Saturday | 22 | 19.346 | 0.267 | 33.7694 | 49.2003 | 40.077 | 11.633 | 0 | 0.6067 | 19.8 | 0 | 143.7416 | 0 | 0 | 0 | 31.2644 | 0
7824 | 326 | 22 | 11 | Saturday | 23 | 26.813 | 0.007 | 33.8889 | 28.1779 | 24.6242 | 11.633 | 0 | 0.6782 | 19.8 | 0 | 107.1763 | 0 | 0 | 0 | 38.7616 | 0
7825 | 327 | 23 | 11 | Sunday | 0 | 30.235 | 0 | 34.0222 | 24.1043 | 23.0149 | 5.816 | 0 | 0.6767 | 19.8 | 0 | 101.6182 | 0 | 0 | 0 | 36.2079 | 0
7826 | 327 | 23 | 11 | Sunday | 1 | 28.851 | 0 | 34.0077 | 23.3102 | 22.2101 | 5.816 | 0 | 0.666 | 19.8 | 0 | 99.9941 | 0 | 0 | 0 | 34.8245 | 0
7827 | 327 | 23 | 11 | Sunday | 2 | 29.206 | 0 | 34.0215 | 17.5379 | 18.3373 | 5.816 | 0 | 0.6723 | 15.48 | 0 | 86.049 | 0 | 0 | 0 | 35.1833 | 0
7828 | 327 | 23 | 11 | Sunday | 3 | 30.036 | 0 | 33.9906 | 17.5379 | 18.3373 | 5.816 | 0 | 0.6726 | 15.48 | 0 | 86.0184 | 0 | 0 | 0 | 36.018 | 0
7829 | 327 | 23 | 11 | Sunday | 4 | 30.099 | 0 | 33.9233 | 17.5379 | 18.3373 | 5.816 | 0 | 0.6824 | 15.48 | 0 | 85.9609 | 0 | 0 | 0 | 36.0829 | 0
7830 | 327 | 23 | 11 | Sunday | 5 | 27.373 | 0 | 33.8775 | 18.7817 | 18.3373 | 5.816 | 0 | 0.6413 | 15.48 | 0 | 87.1177 | 0 | 0 | 0 | 33.3586 | 0
7831 | 327 | 23 | 11 | Sunday | 6 | 22.825 | 0 | 33.7511 | 26.931 | 24.6242 | 29.082 | 0 | 0.6825 | 18.72 | 0 | 104.7088 | 0 | 0 | 0 | 52.9737 | 0
7832 | 327 | 23 | 11 | Sunday | 7 | 18.525 | 0 | 33.7218 | 34.2491 | 29.9942 | 40.715 | 0 | 0.6852 | 18.72 | 0 | 117.3703 | 0 | 0 | 0 | 60.9335 | 0
7833 | 327 | 23 | 11 | Sunday | 8 | 18.268 | 0 | 33.7231 | 37.4418 | 33.2132 | 46.532 | 0 | 0.6905 | 23.4 | 0.079 | 128.4686 | 0 | 0 | 0 | 66.9585 | 0
7834 | 327 | 23 | 11 | Sunday | 9 | 19.377 | 0 | 33.7248 | 31.6836 | 29.3396 | 29.082 | 0 | 0.6783 | 23.4 | 0.683 | 118.8262 | 0 | 0 | 0 | 49.8115 | 0
7835 | 327 | 23 | 11 | Sunday | 10 | 17.683 | 0 | 33.7254 | 34.718 | 32.5586 | 11.633 | 0 | 0.5645 | 19.08 | 1.6068 | 120.6465 | 0 | 0 | 0 | 29.816 | 0
7836 | 327 | 23 | 11 | Sunday | 11 | 18.291 | 0 | 33.7357 | 33.6295 | 32.5586 | 11.633 | 0 | 0.5774 | 21.6 | 2.8018 | 122.1012 | 0 | 0 | 0 | 30.4325 | 0
7837 | 327 | 23 | 11 | Sunday | 12 | 17.192 | 0 | 33.7382 | 32.3691 | 33.0367 | 17.449 | 0 | 0.6736 | 19.08 | 3.7405 | 118.8976 | 0 | 0 | 0 | 35.3614 | 0
7838 | 327 | 23 | 11 | Sunday | 13 | 19.194 | 0 | 33.8405 | 28.0538 | 29.1634 | 17.449 | 0 | 0.6743 | 18.36 | 2.932 | 110.0919 | 0 | 0 | 0 | 37.3315 | 0
7839 | 327 | 23 | 11 | Sunday | 14 | 20.372 | 0 | 33.9357 | 29.3974 | 29.1634 | 5.816 | 0 | 0.5017 | 18 | 1.578 | 110.9982 | 0 | 0 | 0 | 26.4164 | 0
7840 | 327 | 23 | 11 | Sunday | 15 | 21.499 | 0 | 34.0376 | 29.5211 | 29.1634 | 5.816 | 0 | 0.5242 | 15.84 | 0.8027 | 109.0863 | 0 | 0 | 0 | 27.5456 | 0
7841 | 327 | 23 | 11 | Sunday | 16 | 21.283 | 0 | 34.0193 | 27.9569 | 27.5539 | 23.266 | 0 | 0.6783 | 23.04 | 0.1491 | 113.2484 | 0 | 0 | 0 | 45.5848 | 0
7842 | 327 | 23 | 11 | Sunday | 17 | 20.764 | 0 | 33.9402 | 26.7113 | 26.399 | 29.082 | 0 | 0.6802 | 22.32 | 0 | 110.0507 | 0 | 0 | 0 | 51.2429 | 0
7843 | 327 | 23 | 11 | Sunday | 18 | 15.265 | 0 | 33.7478 | 43.9889 | 38.0184 | 40.715 | 0 | 0.681 | 23.4 | 0 | 139.836 | 0 | 0 | 0 | 58.1002 | 0
7844 | 327 | 23 | 11 | Sunday | 19 | 10.382 | 0 | 33.7207 | 55.5005 | 45.7644 | 40.715 | 0 | 0.6745 | 22.68 | 0 | 158.3402 | 0 | 0 | 0 | 53.2971 | 0
7845 | 327 | 23 | 11 | Sunday | 20 | 9.595 | 0 | 33.7449 | 60.0165 | 49.6381 | 29.082 | 0 | 0.6653 | 22.68 | 0 | 166.7448 | 0 | 0 | 0 | 40.2064 | 0
7846 | 327 | 23 | 11 | Sunday | 21 | 10.021 | 0 | 33.723 | 48.5011 | 41.8913 | 17.449 | 0 | 0.5309 | 22.68 | 0 | 147.3263 | 0 | 0 | 0 | 28.3755 | 0
7847 | 327 | 23 | 11 | Sunday | 22 | 11.101 | 0 | 33.7727 | 40.3665 | 35.5897 | 11.633 | 0 | 0.437 | 14.4 | 0 | 124.5658 | 0 | 0 | 0 | 23.346 | 0
7848 | 327 | 23 | 11 | Sunday | 23 | 14.216 | 0 | 33.772 | 25.6748 | 24.6242 | 11.633 | 0 | 0.4979 | 14.4 | 0 | 98.9689 | 0 | 0 | 0 | 26.4664 | 0
7849 | 328 | 24 | 11 | Monday | 0 | 17.24 | 0 | 33.8492 | 17.5343 | 18.3373 | 5.816 | 0 | 0.4409 | 14.4 | 0 | 84.5617 | 0 | 0 | 0 | 23.3668 | 0
7850 | 328 | 24 | 11 | Monday | 1 | 19.95 | 0 | 33.9534 | 14.6472 | 16.4006 | 5.816 | 0 | 0.4943 | 11.88 | 0 | 77.3755 | 0 | 0 | 0 | 26.0777 | 0
7851 | 328 | 24 | 11 | Monday | 2 | 23.631 | 0 | 34.3586 | 11.7686 | 14.464 | 5.816 | 0 | 0.5653 | 11.88 | 0 | 73.0366 | 0 | 0 | 0 | 29.7593 | 0
7852 | 328 | 24 | 11 | Monday | 3 | 26.081 | 0 | 34.6942 | 11.7686 | 14.464 | 5.816 | 0 | 0.6172 | 11.88 | 0 | 73.4241 | 0 | 0 | 0 | 32.2093 | 0
7853 | 328 | 24 | 11 | Monday | 4 | 26.15 | 0 | 35.0173 | 13.0128 | 14.464 | 5.816 | 0 | 0.6188 | 11.88 | 0 | 74.9929 | 0 | 0 | 0 | 32.2793 | 0
7854 | 328 | 24 | 11 | Monday | 5 | 25.179 | 0 | 34.9483 | 22.6634 | 20.5805 | 5.816 | 0 | 0.5993 | 11.88 | 0 | 90.6715 | 0 | 0 | 0 | 31.3094 | 0
7855 | 328 | 24 | 11 | Monday | 6 | 21.436 | 0 | 34.5604 | 44.2813 | 35.484 | 29.082 | 0 | 0.6811 | 15.12 | 0 | 130.1268 | 0 | 0 | 0 | 52.2837 | 0
7856 | 328 | 24 | 11 | Monday | 7 | 18.809 | 0 | 34.386 | 61.1578 | 46.6998 | 40.715 | 0 | 0.6862 | 15.12 | 0 | 158.0499 | 0 | 0 | 0 | 62.1407 | 0
7857 | 328 | 24 | 11 | Monday | 8 | 17.153 | 0 | 34.448 | 69.4617 | 52.1343 | 46.532 | 0 | 0.6902 | 18.72 | 0.3023 | 175.4543 | 0 | 0 | 0 | 66.7988 | 0
7858 | 328 | 24 | 11 | Monday | 9 | 16.136 | 0 | 34.5795 | 70.1821 | 52.8606 | 29.082 | 0 | 0.677 | 18.72 | 3.1837 | 177.0192 | 0 | 0 | 0 | 47.0943 | 0
7859 | 328 | 24 | 11 | Monday | 10 | 14.625 | 0 | 34.8048 | 62.81 | 51.878 | 11.633 | 0 | 0.5385 | 14.4 | 8.9605 | 164.4313 | 0 | 0 | 0 | 26.7252 | 0
7860 | 328 | 24 | 11 | Monday | 11 | 12.899 | 0.996 | 34.926 | 59.7215 | 51.878 | 11.633 | 0 | 0.5765 | 18.36 | 15.1256 | 166.5396 | 0 | 0 | 0 | 24.1291 | 0
7861 | 328 | 24 | 11 | Monday | 12 | 12.502 | 3.245 | 34.9384 | 57.2796 | 51.1854 | 17.449 | 0 | 0.7587 | 18.36 | 16.9314 | 166.0317 | 0 | 0 | 0 | 27.5798 | 0
7862 | 328 | 24 | 11 | Monday | 13 | 12.491 | 3.539 | 35.028 | 57.9229 | 51.878 | 17.449 | 0 | 0.7195 | 18.36 | 13.9295 | 167.736 | 0 | 0 | 0 | 26.2451 | 0
7863 | 328 | 24 | 11 | Monday | 14 | 12.826 | 3.38 | 34.9814 | 59.3054 | 51.878 | 5.816 | 0 | 0.5046 | 18.36 | 8.9908 | 168.6843 | 0 | 0 | 0 | 17.2409 | 0
7864 | 328 | 24 | 11 | Monday | 15 | 12.572 | 3.834 | 34.8354 | 65.0297 | 51.878 | 5.816 | 0 | 0.5143 | 18.36 | 3.7352 | 174.764 | 0 | 0 | 0 | 16.9946 | 0
7865 | 328 | 24 | 11 | Monday | 16 | 12.143 | 3.514 | 34.732 | 67.9523 | 50.7246 | 23.266 | 0 | 0.747 | 22.68 | 0.593 | 180.6362 | 0 | 0 | 0 | 30.0569 | 0
7866 | 328 | 24 | 11 | Monday | 17 | 13.724 | 2.677 | 34.7503 | 59.7898 | 43.0931 | 29.082 | 0 | 0.805 | 28.8 | 0 | 170.1333 | 0 | 0 | 0 | 36.6081 | 0
7867 | 328 | 24 | 11 | Monday | 18 | 11.986 | 2.671 | 34.5286 | 65.4399 | 51.7393 | 40.715 | 0 | 0.8129 | 30.96 | 0 | 186.3691 | 0 | 0 | 0 | 44.9578 | 0
7868 | 328 | 24 | 11 | Monday | 19 | 10.783 | 1.98 | 34.0201 | 70.7204 | 57.1787 | 40.715 | 0 | 0.7759 | 25.2 | 0 | 190.0363 | 0 | 0 | 0 | 44.6606 | 0
7869 | 328 | 24 | 11 | Monday | 20 | 11.135 | 4.186 | 33.9836 | 75.2516 | 60.483 | 29.082 | 0 | 0.884 | 25.2 | 0 | 200.33 | 0 | 0 | 0 | 35.7719 | 0
7870 | 328 | 24 | 11 | Monday | 21 | 11.699 | 3.278 | 33.7843 | 69.495 | 55.4564 | 17.449 | 0 | 0.6677 | 25.2 | 0 | 188.1485 | 0 | 0 | 0 | 26.6718 | 0
7871 | 328 | 24 | 11 | Monday | 22 | 15.285 | 0.181 | 33.7904 | 49.7368 | 40.0199 | 11.633 | 0 | 0.538 | 16.2 | 0 | 140.4808 | 0 | 0 | 0 | 25.3437 | 0
7872 | 328 | 24 | 11 | Monday | 23 | 24.535 | 0 | 34.1352 | 26.9226 | 24.6242 | 11.633 | 0 | 0.6426 | 16.2 | 0 | 102.5246 | 0 | 0 | 0 | 34.6576 | 0
7873 | 329 | 25 | 11 | Tuesday | 0 | 34.843 | 0 | 34.541 | 17.5343 | 18.3373 | 5.816 | 0 | 0.682 | 14.4 | 0 | 85.4945 | 0 | 0 | 0 | 39.9321 | 0
7874 | 329 | 25 | 11 | Tuesday | 1 | 40.677 | 0 | 34.9531 | 14.6472 | 16.4006 | 5.816 | 0 | 0.6895 | 11.88 | 0 | 78.5705 | 0 | 0 | 0 | 45.7909 | 0
7875 | 329 | 25 | 11 | Tuesday | 2 | 51.137 | 0 | 35.207 | 11.7686 | 14.464 | 5.816 | 0 | 0.7009 | 11.88 | 0 | 74.0205 | 0 | 0 | 0 | 56.2764 | 0
7876 | 329 | 25 | 11 | Tuesday | 3 | 66.229 | 0 | 34.9746 | 11.7686 | 14.464 | 5.816 | 0 | 0.7193 | 11.88 | 0 | 73.8065 | 0 | 0 | 0 | 71.3943 | 0
7877 | 329 | 25 | 11 | Tuesday | 4 | 69.661 | 0 | 34.7999 | 13.0128 | 14.464 | 5.816 | 0 | 0.7237 | 11.88 | 0 | 74.8804 | 0 | 0 | 0 | 74.8428 | 0
7878 | 329 | 25 | 11 | Tuesday | 5 | 63.173 | 0 | 34.6643 | 22.6634 | 20.5805 | 5.816 | 0 | 0.7169 | 11.88 | 0 | 90.5052 | 0 | 0 | 0 | 68.3646 | 0
7879 | 329 | 25 | 11 | Tuesday | 6 | 48.265 | 0 | 34.4032 | 44.2813 | 35.484 | 29.082 | 0 | 0.7102 | 15.12 | 0 | 129.9987 | 0 | 0 | 0 | 74.4484 | 0
7880 | 329 | 25 | 11 | Tuesday | 7 | 39.607 | 0 | 34.2614 | 61.1578 | 46.6998 | 40.715 | 0 | 0.7103 | 15.12 | 0 | 157.9493 | 0 | 0 | 0 | 76.8116 | 0
7881 | 329 | 25 | 11 | Tuesday | 8 | 35.779 | 0 | 34.3035 | 69.4626 | 52.1343 | 46.532 | 0 | 0.7125 | 18.72 | 0.3701 | 175.333 | 0 | 0 | 0 | 79.016 | 0
7882 | 329 | 25 | 11 | Tuesday | 9 | 33.535 | 0 | 34.3541 | 70.7728 | 52.8606 | 29.082 | 0 | 0.6985 | 18.72 | 4.1434 | 177.406 | 0 | 0 | 0 | 60.8499 | 0
7883 | 329 | 25 | 11 | Tuesday | 10 | 32.756 | 0 | 34.4088 | 63.7697 | 51.878 | 11.633 | 0 | 0.7326 | 14.4 | 11.0891 | 165.189 | 0 | 0 | 0 | 43.4134 | 0
7884 | 329 | 25 | 11 | Tuesday | 11 | 28.744 | 0.29 | 34.4528 | 59.8091 | 51.878 | 11.633 | 0 | 0.7836 | 18.36 | 17.3446 | 165.5971 | 0 | 0 | 0 | 38.3815 | 0
7885 | 329 | 25 | 11 | Tuesday | 12 | 26.036 | 3.45 | 34.4394 | 57.06 | 51.1854 | 17.449 | 0 | 0.9575 | 18.36 | 20.2498 | 165.7332 | 0 | 0 | 0 | 38.3497 | 0
7886 | 329 | 25 | 11 | Tuesday | 13 | 23.085 | 3.781 | 34.525 | 59.9488 | 51.878 | 17.449 | 0 | 0.9037 | 18.36 | 16.9213 | 169.7048 | 0 | 0 | 0 | 33.5656 | 0
7887 | 329 | 25 | 11 | Tuesday | 14 | 22.717 | 3.868 | 34.4576 | 61.7519 | 51.878 | 5.816 | 0 | 0.7065 | 18.36 | 10.4874 | 171.3376 | 0 | 0 | 0 | 25.9626 | 0
7888 | 329 | 25 | 11 | Tuesday | 15 | 22.114 | 4.109 | 34.2657 | 66.2027 | 51.878 | 5.816 | 0 | 0.6939 | 18.36 | 4.2301 | 175.8436 | 0 | 0 | 0 | 25.3737 | 0
7889 | 329 | 25 | 11 | Tuesday | 16 | 22.387 | 3.614 | 34.1861 | 67.9621 | 50.7246 | 23.266 | 0 | 0.8569 | 22.68 | 0.4988 | 180.3183 | 0 | 0 | 0 | 35.7954 | 0
7890 | 329 | 25 | 11 | Tuesday | 17 | 26.069 | 2.593 | 34.2816 | 59.7898 | 43.0931 | 29.082 | 0 | 0.8197 | 28.8 | 0 | 169.588 | 0 | 0 | 0 | 43.6572 | 0
7891 | 329 | 25 | 11 | Tuesday | 18 | 19.495 | 2.595 | 34.0501 | 65.4399 | 51.7393 | 40.715 | 0 | 0.8188 | 30.96 | 0 | 185.8139 | 0 | 0 | 0 | 45.5016 | 0
7892 | 329 | 25 | 11 | Tuesday | 19 | 14.259 | 1.782 | 34.0277 | 70.7204 | 57.1787 | 40.715 | 0 | 0.7701 | 25.2 | 0 | 189.8245 | 0 | 0 | 0 | 41.7141 | 0
7893 | 329 | 25 | 11 | Tuesday | 20 | 12.677 | 1.563 | 34.0259 | 75.2516 | 60.483 | 29.082 | 0 | 0.7051 | 25.2 | 0 | 197.3557 | 0 | 0 | 0 | 33.0778 | 0
7894 | 329 | 25 | 11 | Tuesday | 21 | 14.92 | 0.66 | 33.9476 | 69.495 | 55.4564 | 17.449 | 0 | 0.5518 | 25.2 | 0 | 185.3645 | 0 | 0 | 0 | 27.4756 | 0
7895 | 329 | 25 | 11 | Tuesday | 22 | 24.729 | 0.058 | 33.8123 | 49.7368 | 40.0199 | 11.633 | 0 | 0.636 | 16.2 | 0 | 140.4678 | 0 | 0 | 0 | 33.2249 | 0
7896 | 329 | 25 | 11 | Tuesday | 23 | 40.543 | 0 | 33.9385 | 26.9226 | 24.6242 | 11.633 | 0 | 0.6916 | 16.2 | 0 | 102.3768 | 0 | 0 | 0 | 49.1748 | 0
7897 | 330 | 26 | 11 | Wednesday | 0 | 52.868 | 0 | 34.3524 | 17.5343 | 18.3373 | 5.816 | 0 | 0.703 | 14.4 | 0 | 85.327 | 0 | 0 | 0 | 57.2274 | 0
7898 | 330 | 26 | 11 | Wednesday | 1 | 61.015 | 0 | 34.7054 | 14.6472 | 16.4006 | 5.816 | 0 | 0.7105 | 11.88 | 0 | 78.3437 | 0 | 0 | 0 | 65.4055 | 0
7899 | 330 | 26 | 11 | Wednesday | 2 | 68.172 | 0 | 34.9633 | 11.7686 | 14.464 | 5.816 | 0 | 0.7172 | 11.88 | 0 | 73.7931 | 0 | 0 | 0 | 72.5905 | 0
7900 | 330 | 26 | 11 | Wednesday | 3 | 78.869 | 0 | 34.9856 | 11.7686 | 14.464 | 5.816 | 0 | 0.7291 | 11.88 | 0 | 73.8274 | 0 | 0 | 0 | 83.3151 | 0
7901 | 330 | 26 | 11 | Wednesday | 4 | 93.896 | 0 | 34.8947 | 13.0128 | 14.464 | 5.816 | 0 | 0.7444 | 11.88 | 0 | 74.9959 | 0 | 0 | 0 | 98.3713 | 0
7902 | 330 | 26 | 11 | Wednesday | 5 | 93.427 | 0 | 34.7514 | 22.6634 | 20.5805 | 5.816 | 0 | 0.7429 | 11.88 | 0 | 90.6182 | 0 | 0 | 0 | 97.9256 | 0
7903 | 330 | 26 | 11 | Wednesday | 6 | 79.868 | 0 | 34.4627 | 44.2813 | 35.484 | 29.082 | 0 | 0.7362 | 15.12 | 0 | 130.0842 | 0 | 0 | 0 | 102.6981 | 0
7904 | 330 | 26 | 11 | Wednesday | 7 | 71.707 | 0 | 34.3342 | 61.1578 | 46.6998 | 40.715 | 0 | 0.7364 | 15.12 | 0 | 158.0482 | 0 | 0 | 0 | 104.5464 | 0
7905 | 330 | 26 | 11 | Wednesday | 8 | 61.818 | 0 | 34.3337 | 69.4626 | 52.1343 | 46.532 | 0 | 0.7336 | 18.72 | 0.3851 | 175.3843 | 0 | 0 | 0 | 100.4907 | 0
7906 | 330 | 26 | 11 | Wednesday | 9 | 55.879 | 0 | 34.3704 | 70.8042 | 52.8606 | 29.082 | 0 | 0.7148 | 18.72 | 4.35 | 177.47 | 0 | 0 | 0 | 80.5926 | 0
7907 | 330 | 26 | 11 | Wednesday | 10 | 53.223 | 0 | 34.4363 | 63.3164 | 51.878 | 11.633 | 0 | 0.737 | 14.4 | 11.5159 | 164.7677 | 0 | 0 | 0 | 63.0336 | 0
7908 | 330 | 26 | 11 | Wednesday | 11 | 45.07 | 0 | 34.4834 | 61.009 | 51.878 | 11.633 | 0 | 0.7665 | 18.36 | 17.3448 | 166.4968 | 0 | 0 | 0 | 54.1073 | 0
7909 | 330 | 26 | 11 | Wednesday | 12 | 39.95 | 1.198 | 34.5199 | 56.7657 | 51.1854 | 17.449 | 0 | 0.824 | 18.36 | 18.5256 | 162.9507 | 0 | 0 | 0 | 51.9996 | 0
7910 | 330 | 26 | 11 | Wednesday | 13 | 37.967 | 2.386 | 34.447 | 57.05 | 51.878 | 17.449 | 0 | 0.8468 | 18.36 | 14.7998 | 165.1623 | 0 | 0 | 0 | 49.0966 | 0
7911 | 330 | 26 | 11 | Wednesday | 14 | 37.516 | 2.214 | 34.448 | 59.647 | 51.878 | 5.816 | 0 | 0.807 | 18.36 | 9.8872 | 167.5341 | 0 | 0 | 0 | 41.1866 | 0
7912 | 330 | 26 | 11 | Wednesday | 15 | 37.876 | 2.548 | 34.4279 | 64.7279 | 51.878 | 5.816 | 0 | 0.8229 | 18.36 | 4.2457 | 172.972 | 0 | 0 | 0 | 41.5791 | 0
7913 | 330 | 26 | 11 | Wednesday | 16 | 37.089 | 2.258 | 34.3976 | 67.8961 | 50.7246 | 23.266 | 0 | 0.8121 | 22.68 | 0.6506 | 178.9522 | 0 | 0 | 0 | 52.2617 | 0
7914 | 330 | 26 | 11 | Wednesday | 17 | 40.633 | 1.501 | 34.3916 | 59.7898 | 43.0931 | 29.082 | 0 | 0.7791 | 28.8 | 0 | 168.477 | 0 | 0 | 0 | 60.2998 | 0
7915 | 330 | 26 | 11 | Wednesday | 18 | 32.001 | 2.145 | 34.258 | 65.4399 | 51.7393 | 40.715 | 0 | 0.809 | 30.96 | 0 | 185.5257 | 0 | 0 | 0 | 60.7104 | 0
7916 | 330 | 26 | 11 | Wednesday | 19 | 24.132 | 1.497 | 33.9026 | 70.7204 | 57.1787 | 40.715 | 0 | 0.7653 | 25.2 | 0 | 189.3858 | 0 | 0 | 0 | 54.078 | 0
7917 | 330 | 26 | 11 | Wednesday | 20 | 21.27 | 1.336 | 33.9124 | 75.2516 | 60.483 | 29.082 | 0 | 0.7445 | 25.2 | 0 | 197.0359 | 0 | 0 | 0 | 43.3222 | 0
7918 | 330 | 26 | 11 | Wednesday | 21 | 20.727 | 0.624 | 33.8095 | 69.495 | 55.4564 | 17.449 | 0 | 0.6809 | 25.2 | 0 | 185.3166 | 0 | 0 | 0 | 34.1887 | 0
7919 | 330 | 26 | 11 | Wednesday | 22 | 26.693 | 0.052 | 33.7805 | 49.7368 | 40.0199 | 11.633 | 0 | 0.6701 | 16.2 | 0 | 140.4629 | 0 | 0 | 0 | 35.7785 | 0
7920 | 330 | 26 | 11 | Wednesday | 23 | 39.895 | 0 | 33.9324 | 26.9226 | 24.6242 | 11.633 | 0 | 0.6939 | 16.2 | 0 | 102.373 | 0 | 0 | 0 | 49.1009 | 0
7921 | 331 | 27 | 11 | Thursday | 0 | 49.3 | 0 | 34.2465 | 17.5343 | 18.3373 | 5.816 | 0 | 0.7042 | 14.4 | 0 | 85.2222 | 0 | 0 | 0 | 53.9392 | 0
7922 | 331 | 27 | 11 | Thursday | 1 | 52.335 | 0 | 34.4709 | 14.6472 | 16.4006 | 5.816 | 0 | 0.7079 | 11.88 | 0 | 78.1066 | 0 | 0 | 0 | 56.9976 | 0
7923 | 331 | 27 | 11 | Thursday | 2 | 56.474 | 0 | 34.7172 | 11.7686 | 14.464 | 5.816 | 0 | 0.7125 | 11.88 | 0 | 73.5423 | 0 | 0 | 0 | 61.1606 | 0
7924 | 331 | 27 | 11 | Thursday | 3 | 60.376 | 0 | 34.7844 | 11.7686 | 14.464 | 5.816 | 0 | 0.7171 | 11.88 | 0 | 73.6141 | 0 | 0 | 0 | 65.0852 | 0
7925 | 331 | 27 | 11 | Thursday | 4 | 61.183 | 0 | 34.7882 | 13.0128 | 14.464 | 5.816 | 0 | 0.7182 | 11.88 | 0 | 74.8632 | 0 | 0 | 0 | 65.9127 | 0
7926 | 331 | 27 | 11 | Thursday | 5 | 57.029 | 0 | 34.686 | 22.6634 | 20.5805 | 5.816 | 0 | 0.7133 | 11.88 | 0 | 90.5232 | 0 | 0 | 0 | 61.7753 | 0
7927 | 331 | 27 | 11 | Thursday | 6 | 47.276 | 0 | 34.407 | 44.2813 | 35.484 | 29.082 | 0 | 0.7104 | 15.12 | 0 | 130.0027 | 0 | 0 | 0 | 71.3274 | 0
7928 | 331 | 27 | 11 | Thursday | 7 | 42.013 | 0 | 34.2887 | 61.1578 | 46.6998 | 40.715 | 0 | 0.7132 | 15.12 | 0 | 157.9795 | 0 | 0 | 0 | 76.4499 | 0
7929 | 331 | 27 | 11 | Thursday | 8 | 38.673 | 0 | 34.3042 | 69.4626 | 52.1343 | 46.532 | 0 | 0.7159 | 18.72 | 0.0769 | 175.3371 | 0 | 0 | 0 | 79.0222 | 0
7930 | 331 | 27 | 11 | Thursday | 9 | 37.618 | 0 | 34.3626 | 71.8396 | 52.8606 | 29.082 | 0 | 0.7017 | 18.72 | 0.6403 | 178.4844 | 0 | 0 | 0 | 63.2834 | 0
7931 | 331 | 27 | 11 | Thursday | 10 | 38.115 | 0 | 34.448 | 67.8708 | 51.878 | 11.633 | 0 | 0.6966 | 14.4 | 1.4076 | 169.2934 | 0 | 0 | 0 | 48.4501 | 0
7932 | 331 | 27 | 11 | Thursday | 11 | 38.943 | 0 | 34.4594 | 67.0688 | 51.878 | 11.633 | 0 | 0.6983 | 18.36 | 2.063 | 172.4645 | 0 | 0 | 0 | 49.3351 | 0
7933 | 331 | 27 | 11 | Thursday | 12 | 38.349 | 1.299 | 34.4697 | 64.4973 | 51.1854 | 17.449 | 0 | 0.7655 | 18.36 | 2.6623 | 170.6831 | 0 | 0 | 0 | 54.0549 | 0
7934 | 331 | 27 | 11 | Thursday | 13 | 37.881 | 2.391 | 34.4014 | 66.7843 | 51.878 | 17.449 | 0 | 0.8199 | 18.36 | 2.4287 | 174.8289 | 0 | 0 | 0 | 53.7009 | 0
7935 | 331 | 27 | 11 | Thursday | 14 | 39.876 | 2.211 | 34.3903 | 67.7549 | 51.878 | 5.816 | 0 | 0.8101 | 18.36 | 1.7518 | 175.5847 | 0 | 0 | 0 | 45.1624 | 0
7936 | 331 | 27 | 11 | Thursday | 15 | 41.53 | 2.507 | 34.3385 | 67.9581 | 51.878 | 5.816 | 0 | 0.8268 | 18.36 | 1.1218 | 176.0725 | 0 | 0 | 0 | 46.8312 | 0
7937 | 331 | 27 | 11 | Thursday | 16 | 40.491 | 2.219 | 34.3052 | 67.9854 | 50.7246 | 23.266 | 0 | 0.8154 | 22.68 | 0.2482 | 178.9105 | 0 | 0 | 0 | 61.8858 | 0
7938 | 331 | 27 | 11 | Thursday | 17 | 42.623 | 1.464 | 34.291 | 59.7898 | 43.0931 | 29.082 | 0 | 0.7812 | 28.8 | 0 | 168.3384 | 0 | 0 | 0 | 69.6533 | 0
7939 | 331 | 27 | 11 | Thursday | 18 | 32.478 | 2.078 | 34.1414 | 65.4399 | 51.7393 | 40.715 | 0 | 0.8076 | 30.96 | 0 | 185.3356 | 0 | 0 | 0 | 70.7811 | 0
7940 | 331 | 27 | 11 | Thursday | 19 | 24.067 | 1.454 | 33.8811 | 70.7204 | 57.1787 | 40.715 | 0 | 0.7638 | 25.2 | 0 | 189.3166 | 0 | 0 | 0 | 62.824 | 0
7941 | 331 | 27 | 11 | Thursday | 20 | 20.079 | 1.294 | 33.8735 | 75.2516 | 60.483 | 29.082 | 0 | 0.7419 | 25.2 | 0 | 196.9499 | 0 | 0 | 0 | 47.9634 | 0
7942 | 331 | 27 | 11 | Thursday | 21 | 21.933 | 0.615 | 33.801 | 69.495 | 55.4564 | 17.449 | 0 | 0.7043 | 25.2 | 0 | 185.3222 | 0 | 0 | 0 | 38.718 | 0
7943 | 331 | 27 | 11 | Thursday | 22 | 32.62 | 0.05 | 33.7849 | 49.7368 | 40.0199 | 11.633 | 0 | 0.6847 | 16.2 | 0 | 140.48 | 0 | 0 | 0 | 43.8688 | 0
7944 | 331 | 27 | 11 | Thursday | 23 | 49.411 | 0 | 33.9812 | 26.9226 | 24.6242 | 11.633 | 0 | 0.7022 | 16.2 | 0 | 102.4302 | 0 | 0 | 0 | 60.7321 | 0
7945 | 332 | 28 | 11 | Friday | 0 | 62.597 | 0 | 34.2165 | 17.5343 | 18.3373 | 5.816 | 0 | 0.716 | 14.4 | 0 | 85.204 | 0 | 0 | 0 | 68.2744 | 0
7946 | 332 | 28 | 11 | Friday | 1 | 68.573 | 0 | 34.4858 | 14.6472 | 16.4006 | 5.816 | 0 | 0.7221 | 11.88 | 0 | 78.1358 | 0 | 0 | 0 | 74.2616 | 0
7947 | 332 | 28 | 11 | Friday | 2 | 74.584 | 0 | 34.7049 | 11.7686 | 14.464 | 5.816 | 0 | 0.7289 | 11.88 | 0 | 73.5465 | 0 | 0 | 0 | 80.2833 | 0
7948 | 332 | 28 | 11 | Friday | 3 | 78.879 | 0 | 34.7296 | 11.7686 | 14.464 | 5.816 | 0 | 0.7341 | 11.88 | 0 | 73.5764 | 0 | 0 | 0 | 84.5886 | 0
7949 | 332 | 28 | 11 | Friday | 4 | 80.083 | 0 | 34.7231 | 13.0128 | 14.464 | 5.816 | 0 | 0.7356 | 11.88 | 0 | 74.8155 | 0 | 0 | 0 | 85.7999 | 0
7950 | 332 | 28 | 11 | Friday | 5 | 75.407 | 0 | 34.6704 | 22.6634 | 20.5805 | 5.816 | 0 | 0.73 | 11.88 | 0 | 90.5244 | 0 | 0 | 0 | 81.1295 | 0
7951 | 332 | 28 | 11 | Friday | 6 | 65.033 | 0 | 34.373 | 44.2813 | 35.484 | 29.082 | 0 | 0.7262 | 15.12 | 0 | 129.9845 | 0 | 0 | 0 | 93.7835 | 0
7952 | 332 | 28 | 11 | Friday | 7 | 59.513 | 0 | 34.2273 | 61.1578 | 46.6998 | 40.715 | 0 | 0.7286 | 15.12 | 0 | 157.9335 | 0 | 0 | 0 | 100.0701 | 0
7953 | 332 | 28 | 11 | Friday | 8 | 56.288 | 0 | 34.2401 | 69.4626 | 52.1343 | 46.532 | 0 | 0.7314 | 18.72 | 0.2188 | 175.2884 | 0 | 0 | 0 | 103.0289 | 0
7954 | 332 | 28 | 11 | Friday | 9 | 54.82 | 0 | 34.2744 | 71.3289 | 52.8606 | 29.082 | 0 | 0.7167 | 18.72 | 2.1429 | 177.9005 | 0 | 0 | 0 | 84.1888 | 0
7955 | 332 | 28 | 11 | Friday | 10 | 55.847 | 0 | 34.3587 | 64.0325 | 51.878 | 11.633 | 0 | 0.7123 | 14.4 | 5.4958 | 165.3815 | 0 | 0 | 0 | 67.6114 | 0
7956 | 332 | 28 | 11 | Friday | 11 | 57.746 | 0 | 34.3768 | 60.7802 | 51.878 | 11.633 | 0 | 0.7156 | 18.36 | 8.0387 | 166.1106 | 0 | 0 | 0 | 69.5294 | 0
7957 | 332 | 28 | 11 | Friday | 12 | 59.971 | 0.696 | 34.3861 | 58.4928 | 51.1854 | 17.449 | 0 | 0.7626 | 18.36 | 9.4124 | 163.9395 | 0 | 0 | 0 | 77.5829 | 0
7958 | 332 | 28 | 11 | Friday | 13 | 58.893 | 1.877 | 34.335 | 60.2733 | 51.878 | 17.449 | 0 | 0.8349 | 18.36 | 10.6141 | 167.7112 | 0 | 0 | 0 | 76.1494 | 0
7959 | 332 | 28 | 11 | Friday | 14 | 59.409 | 2.18 | 34.2961 | 62.1672 | 51.878 | 5.816 | 0 | 0.843 | 18.36 | 9.2263 | 169.9021 | 0 | 0 | 0 | 64.9847 | 0
7960 | 332 | 28 | 11 | Friday | 15 | 58.838 | 2.449 | 34.2776 | 65.6949 | 51.878 | 5.816 | 0 | 0.8384 | 18.36 | 4.1808 | 173.6974 | 0 | 0 | 0 | 64.3519 | 0
7961 | 332 | 28 | 11 | Friday | 16 | 63.271 | 2.137 | 34.2439 | 67.9218 | 50.7246 | 23.266 | 0 | 0.8292 | 22.68 | 0.5261 | 178.7105 | 0 | 0 | 0 | 85.4722 | 0
7962 | 332 | 28 | 11 | Friday | 17 | 72.033 | 1.363 | 34.294 | 59.7898 | 43.0931 | 29.082 | 0 | 0.7999 | 28.8 | 0 | 168.2511 | 0 | 0 | 0 | 100.0216 | 0
7963 | 332 | 28 | 11 | Friday | 18 | 65.014 | 1.871 | 34.1079 | 65.4399 | 51.7393 | 40.715 | 0 | 0.8233 | 30.96 | 0 | 185.094 | 0 | 0 | 0 | 104.5753 | 0
7964 | 332 | 28 | 11 | Friday | 19 | 51.773 | 1.325 | 33.8198 | 70.7204 | 57.1787 | 40.715 | 0 | 0.7793 | 25.2 | 0 | 189.131 | 0 | 0 | 0 | 91.7018 | 0
7965 | 332 | 28 | 11 | Friday | 20 | 38.747 | 1.174 | 33.8267 | 75.2516 | 60.483 | 29.082 | 0 | 0.7504 | 25.2 | 0 | 196.7818 | 0 | 0 | 0 | 67.4305 | 0
7966 | 332 | 28 | 11 | Friday | 21 | 40.309 | 0.584 | 33.7991 | 69.495 | 55.4564 | 17.449 | 0 | 0.7174 | 25.2 | 0 | 185.2995 | 0 | 0 | 0 | 57.5771 | 0
7967 | 332 | 28 | 11 | Friday | 22 | 50.819 | 0.044 | 33.8373 | 49.7368 | 40.0199 | 11.633 | 0 | 0.7513 | 16.2 | 0 | 140.5924 | 0 | 0 | 0 | 62.371 | 0
7968 | 332 | 28 | 11 | Friday | 23 | 70.299 | 0 | 34.0018 | 26.9226 | 24.6242 | 11.633 | 0 | 0.7211 | 16.2 | 0 | 102.4696 | 0 | 0 | 0 | 81.9018 | 0
7969 | 333 | 29 | 11 | Saturday | 0 | 80.988 | 0 | 34.15 | 18.3332 | 19.1419 | 5.816 | 0 | 0.732 | 15.84 | 0 | 88.1971 | 0 | 0 | 0 | 86.8007 | 0
7970 | 333 | 29 | 11 | Saturday | 1 | 81.941 | 0 | 34.3768 | 17.5283 | 18.3373 | 5.816 | 0 | 0.734 | 12.6 | 0 | 83.5764 | 0 | 0 | 0 | 87.7602 | 0
7971 | 333 | 29 | 11 | Saturday | 2 | 83.033 | 0 | 34.6339 | 11.771 | 14.464 | 5.816 | 0 | 0.738 | 12.6 | 0 | 74.2069 | 0 | 0 | 0 | 88.8582 | 0
7972 | 333 | 29 | 11 | Saturday | 3 | 80.301 | 0 | 34.6355 | 11.771 | 14.464 | 5.816 | 0 | 0.7376 | 12.6 | 0 | 74.2082 | 0 | 0 | 0 | 86.1308 | 0
7973 | 333 | 29 | 11 | Saturday | 4 | 80.71 | 0 | 34.6408 | 11.771 | 14.464 | 5.816 | 0 | 0.7381 | 12.6 | 0 | 74.2139 | 0 | 0 | 0 | 86.5451 | 0
7974 | 333 | 29 | 11 | Saturday | 5 | 84.528 | 0 | 34.6432 | 13.0152 | 14.464 | 5.816 | 0 | 0.7419 | 12.6 | 0 | 75.4643 | 0 | 0 | 0 | 90.3704 | 0
7975 | 333 | 29 | 11 | Saturday | 6 | 76.429 | 0 | 34.4303 | 30.2702 | 24.9086 | 29.082 | 0 | 0.7408 | 14.4 | 0 | 104.75 | 0 | 0 | 0 | 105.7617 | 0
7976 | 333 | 29 | 11 | Saturday | 7 | 74.779 | 0 | 34.3487 | 33.0666 | 26.405 | 40.715 | 0 | 0.7476 | 11.52 | 0 | 106.0878 | 0 | 0 | 0 | 116.0995 | 0
7977 | 333 | 29 | 11 | Saturday | 8 | 65.457 | 0 | 34.2385 | 46.1551 | 37.4339 | 46.532 | 0 | 0.7424 | 16.2 | 0.1547 | 134.7699 | 0 | 0 | 0 | 112.9841 | 0
7978 | 333 | 29 | 11 | Saturday | 9 | 64.745 | 0 | 34.2401 | 46.8024 | 37.9057 | 29.082 | 0 | 0.7277 | 16.2 | 1.5005 | 135.8759 | 0 | 0 | 0 | 94.5768 | 0
7979 | 333 | 29 | 11 | Saturday | 10 | 66.914 | 0 | 34.2688 | 41.6952 | 37.2508 | 11.633 | 0 | 0.7235 | 15.12 | 4.2045 | 129.0583 | 0 | 0 | 0 | 78.8616 | 0
7980 | 333 | 29 | 11 | Saturday | 11 | 66.624 | 0 | 34.2518 | 36.225 | 35.3135 | 11.633 | 0 | 0.7272 | 21.6 | 7.2776 | 128.1175 | 0 | 0 | 0 | 78.5761 | 0
7981 | 333 | 29 | 11 | Saturday | 12 | 64.032 | 0.256 | 34.2864 | 32.1371 | 34.2247 | 17.449 | 0 | 0.7422 | 23.4 | 8.2574 | 125.0675 | 0 | 0 | 0 | 81.878 | 0
7982 | 333 | 29 | 11 | Saturday | 13 | 65.391 | 1.069 | 34.2349 | 32.1806 | 33.0722 | 17.449 | 0 | 0.7799 | 23.4 | 7.2203 | 124.8232 | 0 | 0 | 0 | 83.2308 | 0
7983 | 333 | 29 | 11 | Saturday | 14 | 69.23 | 0.928 | 34.1803 | 33.6822 | 33.0722 | 5.816 | 0 | 0.7738 | 23.4 | 5.3965 | 126.112 | 0 | 0 | 0 | 75.1805 | 0
7984 | 333 | 29 | 11 | Saturday | 15 | 73.191 | 0.934 | 34.1395 | 36.9996 | 33.0722 | 5.816 | 0 | 0.7784 | 23.4 | 2.3642 | 129.3997 | 0 | 0 | 0 | 79.1477 | 0
7985 | 333 | 29 | 11 | Saturday | 16 | 80.586 | 1.546 | 34.1163 | 37.7911 | 33.0722 | 23.266 | 0 | 0.8225 | 23.4 | 0.4555 | 130.874 | 0 | 0 | 0 | 104.5019 | 0
7986 | 333 | 29 | 11 | Saturday | 17 | 86.487 | 1.714 | 34.0536 | 35.4248 | 32.9581 | 29.082 | 0 | 0.8369 | 27 | 0 | 132.1267 | 0 | 0 | 0 | 116.4962 | 0
7987 | 333 | 29 | 11 | Saturday | 18 | 73.969 | 0.226 | 33.9487 | 55.5841 | 46.5147 | 40.715 | 0 | 0.7513 | 28.8 | 0 | 165.8437 | 0 | 0 | 0 | 116.153 | 0
7988 | 333 | 29 | 11 | Saturday | 19 | 67.532 | 0.052 | 33.8543 | 61.3403 | 50.3878 | 40.715 | 0 | 0.7334 | 28.8 | 0 | 175.1724 | 0 | 0 | 0 | 109.8898 | 0
7989 | 333 | 29 | 11 | Saturday | 20 | 68.451 | 0.033 | 33.8373 | 61.3343 | 50.3878 | 29.082 | 0 | 0.7243 | 27 | 0 | 173.3197 | 0 | 0 | 0 | 98.7943 | 0
7990 | 333 | 29 | 11 | Saturday | 21 | 72.456 | 0.001 | 33.8431 | 61.3343 | 50.3878 | 17.449 | 0 | 0.7202 | 27 | 0 | 173.2868 | 0 | 0 | 0 | 90.6901 | 0
7991 | 333 | 29 | 11 | Saturday | 22 | 80.006 | 0 | 33.8356 | 49.2003 | 40.077 | 11.633 | 0 | 0.7272 | 19.8 | 0 | 143.6401 | 0 | 0 | 0 | 92.1778 | 0
7992 | 333 | 29 | 11 | Saturday | 23 | 93.311 | 0 | 34.0246 | 28.1779 | 24.6242 | 11.633 | 0 | 0.7456 | 19.8 | 0 | 107.3723 | 0 | 0 | 0 | 105.5022 | 0
7993 | 334 | 30 | 11 | Sunday | 0 | 101.093 | 0 | 34.0739 | 24.1043 | 23.0149 | 5.816 | 0 | 0.7531 | 19.8 | 0 | 101.7462 | 0 | 0 | 0 | 107.1926 | 0
7994 | 334 | 30 | 11 | Sunday | 1 | 104.4 | 0 | 34.3478 | 23.3102 | 22.2101 | 5.816 | 0 | 0.7569 | 19.8 | 0 | 100.4251 | 0 | 0 | 0 | 110.503 | 0
7995 | 334 | 30 | 11 | Sunday | 2 | 117.283 | 0 | 34.4593 | 17.5379 | 18.3373 | 5.816 | 0 | 0.7726 | 15.48 | 0 | 86.5871 | 0 | 0 | 0 | 123.3918 | 0
7996 | 334 | 30 | 11 | Sunday | 3 | 123.946 | 0 | 34.4841 | 17.5379 | 18.3373 | 5.816 | 0 | 0.7803 | 15.48 | 0 | 86.6195 | 0 | 0 | 0 | 130.0582 | 0
7997 | 334 | 30 | 11 | Sunday | 4 | 118.943 | 0 | 34.4251 | 17.5379 | 18.3373 | 5.816 | 0 | 0.7759 | 15.48 | 0 | 86.5562 | 0 | 0 | 0 | 125.0569 | 0
7998 | 334 | 30 | 11 | Sunday | 5 | 119.05 | 0 | 34.4287 | 18.7817 | 18.3373 | 5.816 | 0 | 0.7761 | 15.48 | 0 | 87.8037 | 0 | 0 | 0 | 125.1664 | 0
7999 | 334 | 30 | 11 | Sunday | 6 | 119.374 | 0 | 34.3686 | 26.931 | 24.6242 | 29.082 | 0 | 0.7823 | 18.72 | 0 | 105.426 | 0 | 0 | 0 | 150.0199 | 0
8000 | 334 | 30 | 11 | Sunday | 7 | 119.947 | 0 | 34.327 | 34.2491 | 29.9942 | 40.715 | 0 | 0.7892 | 18.72 | 0 | 118.0795 | 0 | 0 | 0 | 162.9743 | 0
8001 | 334 | 30 | 11 | Sunday | 8 | 123.104 | 0 | 34.1702 | 37.4283 | 33.2132 | 46.532 | 0 | 0.7983 | 23.4 | 0.4263 | 129.01 | 0 | 0 | 0 | 172.432 | 0
8002 | 334 | 30 | 11 | Sunday | 9 | 121.705 | 0 | 34.1267 | 29.9845 | 29.3396 | 29.082 | 0 | 0.7876 | 23.4 | 5.0041 | 117.6384 | 0 | 0 | 0 | 152.5785 | 0
8003 | 334 | 30 | 11 | Sunday | 10 | 107.883 | 0 | 34.0813 | 30.1809 | 32.5586 | 11.633 | 0 | 0.8165 | 19.08 | 13.0127 | 116.7173 | 0 | 0 | 0 | 119.8009 | 0
8004 | 334 | 30 | 11 | Sunday | 11 | 98.879 | 0 | 34.0658 | 28.113 | 32.5586 | 11.633 | 0 | 0.8364 | 21.6 | 18.0181 | 117.1739 | 0 | 0 | 0 | 109.6451 | 0
8005 | 334 | 30 | 11 | Sunday | 12 | 90.645 | 0 | 34.0292 | 27.8056 | 33.0367 | 17.449 | 0 | 0.8281 | 19.08 | 19.1111 | 114.7796 | 0 | 0 | 0 | 104.8539 | 0
8006 | 334 | 30 | 11 | Sunday | 13 | 93.23 | 0 | 33.9999 | 23.9808 | 29.1634 | 17.449 | 0 | 0.7972 | 18.36 | 15.4279 | 106.3013 | 0 | 0 | 0 | 106.0835 | 0
8007 | 334 | 30 | 11 | Sunday | 14 | 96.857 | 0 | 33.9491 | 25.775 | 29.1634 | 5.816 | 0 | 0.76 | 18 | 9.1775 | 107.6476 | 0 | 0 | 0 | 101.0164 | 0
8008 | 334 | 30 | 11 | Sunday | 15 | 99.125 | 0 | 33.9356 | 28.9875 | 29.1634 | 5.816 | 0 | 0.7588 | 15.84 | 2.4678 | 108.6853 | 0 | 0 | 0 | 103.307 | 0
8009 | 334 | 30 | 11 | Sunday | 16 | 103.861 | 0 | 33.9484 | 27.9569 | 27.5539 | 23.266 | 0 | 0.7687 | 23.04 | 0.4227 | 113.2679 | 0 | 0 | 0 | 120.8649 | 0
8010 | 334 | 30 | 11 | Sunday | 17 | 107.236 | 0 | 33.9552 | 26.7113 | 26.399 | 29.082 | 0 | 0.774 | 22.32 | 0 | 110.1595 | 0 | 0 | 0 | 129.0582 | 0
8011 | 334 | 30 | 11 | Sunday | 18 | 91.318 | 0 | 33.8573 | 43.9889 | 38.0184 | 40.715 | 0 | 0.7615 | 23.4 | 0 | 140.0261 | 0 | 0 | 0 | 122.8383 | 0
8012 | 334 | 30 | 11 | Sunday | 19 | 73.916 | 0 | 33.7954 | 55.5005 | 45.7644 | 40.715 | 0 | 0.7394 | 22.68 | 0 | 158.4798 | 0 | 0 | 0 | 106.4697 | 0
8013 | 334 | 30 | 11 | Sunday | 20 | 66.258 | 0 | 33.7854 | 60.0165 | 49.6381 | 29.082 | 0 | 0.7211 | 22.68 | 0 | 166.8411 | 0 | 0 | 0 | 90.0879 | 0
8014 | 334 | 30 | 11 | Sunday | 21 | 69.967 | 0 | 33.7889 | 48.5011 | 41.8913 | 17.449 | 0 | 0.7211 | 22.68 | 0 | 147.5824 | 0 | 0 | 0 | 84.4837 | 0
8015 | 334 | 30 | 11 | Sunday | 22 | 77.228 | 0 | 33.8163 | 40.3665 | 35.5897 | 11.633 | 0 | 0.7291 | 14.4 | 0 | 124.9017 | 0 | 0 | 0 | 86.9971 | 0
8016 | 334 | 30 | 11 | Sunday | 23 | 88.703 | 0 | 33.8936 | 25.6748 | 24.6242 | 11.633 | 0 | 0.7442 | 14.4 | 0 | 99.3369 | 0 | 0 | 0 | 98.5499 | 0
8017 | 335 | 1 | 12 | Monday | 0 | 95.686 | 0 | 34.2083 | 17.5343 | 18.3373 | 6.064 | 0 | 0.7525 | 14.4 | 0 | 85.2324 | 0 | 0 | 0 | 100.6378 | 0
8018 | 335 | 1 | 12 | Monday | 1 | 102.831 | 0 | 34.2332 | 14.6472 | 16.4006 | 6.064 | 0 | 0.7617 | 11.88 | 0 | 77.9227 | 0 | 0 | 0 | 107.8052 | 0
8019 | 335 | 1 | 12 | Monday | 2 | 110.569 | 0 | 34.2525 | 11.7686 | 14.464 | 6.064 | 0 | 0.7708 | 11.88 | 0 | 73.1359 | 0 | 0 | 0 | 115.5642 | 0
8020 | 335 | 1 | 12 | Monday | 3 | 114.941 | 0 | 34.2845 | 11.7686 | 14.464 | 6.064 | 0 | 0.7756 | 11.88 | 0 | 73.1728 | 0 | 0 | 0 | 119.9578 | 0
8021 | 335 | 1 | 12 | Monday | 4 | 117.306 | 0 | 34.2967 | 13.0128 | 14.464 | 6.064 | 0 | 0.7781 | 11.88 | 0 | 74.4316 | 0 | 0 | 0 | 122.3426 | 0
8022 | 335 | 1 | 12 | Monday | 5 | 112.183 | 0 | 34.2503 | 22.6634 | 20.5805 | 6.064 | 0 | 0.7708 | 11.88 | 0 | 90.145 | 0 | 0 | 0 | 117.2377 | 0
8023 | 335 | 1 | 12 | Monday | 6 | 98.228 | 0 | 34.0818 | 44.2813 | 35.484 | 30.32 | 0 | 0.7615 | 15.12 | 0 | 129.7286 | 0 | 0 | 0 | 123.7919 | 0
8024 | 335 | 1 | 12 | Monday | 7 | 90.317 | 0 | 33.9365 | 61.1578 | 46.6998 | 42.448 | 0 | 0.7612 | 15.12 | 0 | 157.6754 | 0 | 0 | 0 | 126.8501 | 0
8025 | 335 | 1 | 12 | Monday | 8 | 90.69 | 0 | 33.8846 | 69.4548 | 52.1343 | 48.512 | 0 | 0.767 | 18.72 | 0.3443 | 174.9608 | 0 | 0 | 0 | 133.4247 | 0
8026 | 335 | 1 | 12 | Monday | 9 | 93.786 | 0 | 33.8868 | 70.1692 | 52.8606 | 30.32 | 0 | 0.7569 | 18.72 | 4.1651 | 176.3934 | 0 | 0 | 0 | 120.972 | 0
8027 | 335 | 1 | 12 | Monday | 10 | 92.728 | 0 | 33.9137 | 63.6871 | 51.878 | 12.128 | 0 | 0.7943 | 14.4 | 12.3426 | 164.6731 | 0 | 0 | 0 | 103.4197 | 0
8028 | 335 | 1 | 12 | Monday | 11 | 88.481 | 0 | 33.9075 | 61.9041 | 51.878 | 12.128 | 0 | 0.8401 | 18.36 | 20.0343 | 166.8898 | 0 | 0 | 0 | 98.0585 | 0
8029 | 335 | 1 | 12 | Monday | 12 | 85.477 | 0 | 33.9692 | 59.7249 | 51.1854 | 18.192 | 0 | 0.8518 | 18.36 | 23.2601 | 164.0912 | 0 | 0 | 0 | 97.4848 | 0
8030 | 335 | 1 | 12 | Monday | 13 | 80.956 | 0.955 | 33.955 | 60.8634 | 51.878 | 18.192 | 0 | 0.8689 | 18.36 | 20.5026 | 166.9581 | 0 | 0 | 0 | 90.9033 | 0
8031 | 335 | 1 | 12 | Monday | 14 | 82.239 | 0.922 | 33.9527 | 61.7018 | 51.878 | 6.064 | 0 | 0.8091 | 18.36 | 13.0287 | 167.6984 | 0 | 0 | 0 | 85.2004 | 0
8032 | 335 | 1 | 12 | Monday | 15 | 84.429 | 2.443 | 33.9122 | 66.9286 | 51.878 | 6.064 | 0 | 0.8649 | 18.36 | 2.8085 | 174.5854 | 0 | 0 | 0 | 87.3894 | 0
8033 | 335 | 1 | 12 | Monday | 16 | 85.009 | 1.926 | 33.8904 | 67.9854 | 50.7246 | 24.256 | 0 | 0.8425 | 22.68 | 0.4512 | 178.2057 | 0 | 0 | 0 | 97.2984 | 0
8034 | 335 | 1 | 12 | Monday | 17 | 86.498 | 1.12 | 33.8971 | 59.7898 | 43.0931 | 30.32 | 0 | 0.8056 | 28.8 | 0 | 167.5971 | 0 | 0 | 0 | 102.8101 | 0
8035 | 335 | 1 | 12 | Monday | 18 | 73.381 | 0.988 | 33.8269 | 65.4399 | 51.7393 | 42.448 | 0 | 0.7889 | 30.96 | 0 | 183.8237 | 0 | 0 | 0 | 97.8577 | 0
8036 | 335 | 1 | 12 | Monday | 19 | 58.745 | 0.301 | 33.8171 | 70.7204 | 57.1787 | 42.448 | 0 | 0.7352 | 25.2 | 0 | 187.9765 | 0 | 0 | 0 | 84.9784 | 0
8037 | 335 | 1 | 12 | Monday | 20 | 51.679 | 0.209 | 33.809 | 75.2516 | 60.483 | 30.32 | 0 | 0.7139 | 25.2 | 0 | 195.6838 | 0 | 0 | 0 | 71.4021 | 0
8038 | 335 | 1 | 12 | Monday | 21 | 56.233 | 0.008 | 33.8331 | 69.495 | 55.4564 | 18.192 | 0 | 0.7028 | 25.2 | 0 | 184.6955 | 0 | 0 | 0 | 68.4426 | 0
8039 | 335 | 1 | 12 | Monday | 22 | 68.291 | 0 | 33.8882 | 49.7368 | 40.0199 | 12.128 | 0 | 0.7148 | 16.2 | 0 | 140.5596 | 0 | 0 | 0 | 76.5908 | 0
8040 | 335 | 1 | 12 | Monday | 23 | 87.058 | 0 | 33.8741 | 26.9226 | 24.6242 | 12.128 | 0 | 0.7387 | 16.2 | 0 | 102.3596 | 0 | 0 | 0 | 95.4887 | 0
8041 | 336 | 2 | 12 | Tuesday | 0 | 99.189 | 0 | 34.2264 | 17.5343 | 18.3373 | 6.064 | 0 | 0.7516 | 14.4 | 0 | 85.2496 | 0 | 0 | 0 | 103.4502 | 0
8042 | 336 | 2 | 12 | Tuesday | 1 | 108.788 | 0 | 34.4622 | 14.6472 | 16.4006 | 6.064 | 0 | 0.7638 | 11.88 | 0 | 78.1539 | 0 | 0 | 0 | 113.0812 | 0
8043 | 336 | 2 | 12 | Tuesday | 2 | 117.26 | 0 | 34.5382 | 11.7686 | 14.464 | 6.064 | 0 | 0.7735 | 11.88 | 0 | 73.4244 | 0 | 0 | 0 | 121.5836 | 0
8044 | 336 | 2 | 12 | Tuesday | 3 | 124.799 | 0 | 34.5297 | 11.7686 | 14.464 | 6.064 | 0 | 0.7825 | 11.88 | 0 | 73.4248 | 0 | 0 | 0 | 129.1526 | 0
8045 | 336 | 2 | 12 | Tuesday | 4 | 125.455 | 0 | 34.5306 | 13.0128 | 14.464 | 6.064 | 0 | 0.7834 | 11.88 | 0 | 74.6708 | 0 | 0 | 0 | 129.8368 | 0
8046 | 336 | 2 | 12 | Tuesday | 5 | 119.797 | 0 | 34.4774 | 22.6634 | 20.5805 | 6.064 | 0 | 0.7759 | 11.88 | 0 | 90.3773 | 0 | 0 | 0 | 124.2059 | 0
8047 | 336 | 2 | 12 | Tuesday | 6 | 106.747 | 0 | 34.2684 | 44.2813 | 35.484 | 30.32 | 0 | 0.7675 | 15.12 | 0 | 129.9213 | 0 | 0 | 0 | 129.192 | 0
8048 | 336 | 2 | 12 | Tuesday | 7 | 99.883 | 0 | 34.1598 | 61.1578 | 46.6998 | 42.448 | 0 | 0.7681 | 15.12 | 0 | 157.9055 | 0 | 0 | 0 | 132.3555 | 0
8049 | 336 | 2 | 12 | Tuesday | 8 | 96.928 | 0 | 34.1083 | 69.4447 | 52.1343 | 48.512 | 0 | 0.771 | 18.72 | 0.414 | 175.1784 | 0 | 0 | 0 | 135.4216 | 0
8050 | 336 | 2 | 12 | Tuesday | 9 | 92.552 | 0 | 34.0957 | 69.7164 | 52.8606 | 30.32 | 0 | 0.755 | 18.72 | 5.0953 | 176.1476 | 0 | 0 | 0 | 117.2822 | 0
8051 | 336 | 2 | 12 | Tuesday | 10 | 90.287 | 0 | 34.1135 | 63.9065 | 51.878 | 12.128 | 0 | 0.7994 | 14.4 | 14.316 | 165.0973 | 0 | 0 | 0 | 99.9396 | 0
8052 | 336 | 2 | 12 | Tuesday | 11 | 86.531 | 0 | 34.1071 | 62.456 | 51.878 | 12.128 | 0 | 0.8362 | 18.36 | 21.1754 | 167.6373 | 0 | 0 | 0 | 95.0058 | 0
8053 | 336 | 2 | 12 | Tuesday | 12 | 83.369 | 0.187 | 34.1655 | 60.249 | 51.1854 | 18.192 | 0 | 0.8473 | 18.36 | 23.3336 | 165.0096 | 0 | 0 | 0 | 93.8967 | 0
8054 | 336 | 2 | 12 | Tuesday | 13 | 82.272 | 1.068 | 34.1525 | 61.997 | 51.878 | 18.192 | 0 | 0.8623 | 18.36 | 20.4282 | 168.4052 | 0 | 0 | 0 | 91.0646 | 0
8055 | 336 | 2 | 12 | Tuesday | 14 | 83.369 | 0.948 | 34.1367 | 63.3805 | 51.878 | 6.064 | 0 | 0.8028 | 18.36 | 12.9681 | 169.5833 | 0 | 0 | 0 | 86.0315 | 0
8056 | 336 | 2 | 12 | Tuesday | 15 | 82.571 | 2.752 | 34.082 | 67.3456 | 51.878 | 6.064 | 0 | 0.8767 | 18.36 | 2.7415 | 175.5184 | 0 | 0 | 0 | 85.2509 | 0
8057 | 336 | 2 | 12 | Tuesday | 16 | 80.443 | 2.02 | 34.0661 | 67.9854 | 50.7246 | 24.256 | 0 | 0.8415 | 22.68 | 0.4165 | 178.4823 | 0 | 0 | 0 | 91.6423 | 0
8058 | 336 | 2 | 12 | Tuesday | 17 | 82.078 | 1.221 | 34.0668 | 59.7898 | 43.0931 | 30.32 | 0 | 0.805 | 28.8 | 0 | 167.8748 | 0 | 0 | 0 | 97.0982 | 0
8059 | 336 | 2 | 12 | Tuesday | 18 | 70.73 | 1.084 | 33.9237 | 65.4399 | 51.7393 | 42.448 | 0 | 0.7903 | 30.96 | 0 | 184.0254 | 0 | 0 | 0 | 93.5258 | 0
8060 | 336 | 2 | 12 | Tuesday | 19 | 57.375 | 0.369 | 33.8191 | 70.7204 | 57.1787 | 42.448 | 0 | 0.7371 | 25.2 | 0 | 188.0549 | 0 | 0 | 0 | 82.0659 | 0
8061 | 336 | 2 | 12 | Tuesday | 20 | 50.449 | 0.24 | 33.806 | 75.2516 | 60.483 | 30.32 | 0 | 0.714 | 25.2 | 0 | 195.7141 | 0 | 0 | 0 | 69.149 | 0
8062 | 336 | 2 | 12 | Tuesday | 21 | 51.861 | 0.009 | 33.8307 | 69.495 | 55.4564 | 18.192 | 0 | 0.75 | 25.2 | 0 | 184.7424 | 0 | 0 | 0 | 63.482 | 0
8063 | 336 | 2 | 12 | Tuesday | 22 | 63.033 | 0 | 33.8828 | 49.7368 | 40.0199 | 12.128 | 0 | 0.7097 | 16.2 | 0 | 140.5492 | 0 | 0 | 0 | 70.9516 | 0
8064 | 336 | 2 | 12 | Tuesday | 23 | 84.326 | 0 | 33.8782 | 26.9226 | 24.6242 | 12.128 | 0 | 0.7353 | 16.2 | 0 | 102.3603 | 0 | 0 | 0 | 92.3878 | 0
8065 | 337 | 3 | 12 | Wednesday | 0 | 99.574 | 0 | 34.3446 | 17.5343 | 18.3373 | 6.064 | 0 | 0.7509 | 14.4 | 0 | 85.367 | 0 | 0 | 0 | 103.655 | 0
8066 | 337 | 3 | 12 | Wednesday | 1 | 112.047 | 0 | 34.5868 | 14.6472 | 16.4006 | 6.064 | 0 | 0.7655 | 11.88 | 0 | 78.2801 | 0 | 0 | 0 | 116.1626 | 0
8067 | 337 | 3 | 12 | Wednesday | 2 | 113.589 | 0 | 34.6324 | 11.7686 | 14.464 | 6.064 | 0 | 0.7685 | 11.88 | 0 | 73.5136 | 0 | 0 | 0 | 117.7359 | 0
8068 | 337 | 3 | 12 | Wednesday | 3 | 113.305 | 0 | 34.6329 | 11.7686 | 14.464 | 6.064 | 0 | 0.7693 | 11.88 | 0 | 73.5149 | 0 | 0 | 0 | 117.4832 | 0
8069 | 337 | 3 | 12 | Wednesday | 4 | 114.318 | 0 | 34.6101 | 13.0128 | 14.464 | 6.064 | 0 | 0.7707 | 11.88 | 0 | 74.7376 | 0 | 0 | 0 | 118.5263 | 0
8070 | 337 | 3 | 12 | Wednesday | 5 | 108.654 | 0 | 34.5595 | 22.6634 | 20.5805 | 6.064 | 0 | 0.7635 | 11.88 | 0 | 90.4469 | 0 | 0 | 0 | 112.8916 | 0
8071 | 337 | 3 | 12 | Wednesday | 6 | 96.174 | 0 | 34.3313 | 44.2813 | 35.484 | 30.32 | 0 | 0.7562 | 15.12 | 0 | 129.9729 | 0 | 0 | 0 | 117.7953 | 0
8072 | 337 | 3 | 12 | Wednesday | 7 | 89.577 | 0 | 34.2517 | 61.1578 | 46.6998 | 42.448 | 0 | 0.7574 | 15.12 | 0 | 157.9867 | 0 | 0 | 0 | 120.9766 | 0
8073 | 337 | 3 | 12 | Wednesday | 8 | 86.573 | 0 | 34.2012 | 69.4626 | 52.1343 | 48.512 | 0 | 0.7603 | 18.72 | 0.1754 | 175.2785 | 0 | 0 | 0 | 123.9448 | 0
8074 | 337 | 3 | 12 | Wednesday | 9 | 85.391 | 0 | 34.1994 | 71.6154 | 52.8606 | 30.32 | 0 | 0.7457 | 18.72 | 1.5874 | 178.141 | 0 | 0 | 0 | 109.4785 | 0
8075 | 337 | 3 | 12 | Wednesday | 10 | 87.595 | 0 | 34.2171 | 65.3412 | 51.878 | 12.128 | 0 | 0.7427 | 14.4 | 3.982 | 166.5789 | 0 | 0 | 0 | 97.3736 | 0
8076 | 337 | 3 | 12 | Wednesday | 11 | 85.788 | 0 | 34.1835 | 62.6664 | 51.878 | 12.128 | 0 | 0.7414 | 18.36 | 6.0925 | 167.8292 | 0 | 0 | 0 | 95.6491 | 0
8077 | 337 | 3 | 12 | Wednesday | 12 | 80.05 | 0.399 | 34.2314 | 59.7417 | 51.1854 | 18.192 | 0 | 0.7582 | 18.36 | 7.049 | 164.7087 | 0 | 0 | 0 | 94.993 | 0
8078 | 337 | 3 | 12 | Wednesday | 13 | 75.018 | 0.991 | 34.2108 | 61.5645 | 51.878 | 18.192 | 0 | 0.7836 | 18.36 | 7.1329 | 167.8683 | 0 | 0 | 0 | 90.1309 | 0
8079 | 337 | 3 | 12 | Wednesday | 14 | 75.608 | 0.959 | 34.1974 | 63.8869 | 51.878 | 6.064 | 0 | 0.7795 | 18.36 | 5.1605 | 170.1388 | 0 | 0 | 0 | 80.6797 | 0
8080 | 337 | 3 | 12 | Wednesday | 15 | 75.292 | 2.839 | 34.1202 | 67.3691 | 51.878 | 6.064 | 0 | 0.8748 | 18.36 | 2.1183 | 175.672 | 0 | 0 | 0 | 80.3819 | 0
8081 | 337 | 3 | 12 | Wednesday | 16 | 72.968 | 2.063 | 34.1047 | 67.9854 | 50.7246 | 24.256 | 0 | 0.8372 | 22.68 | 0.3979 | 178.563 | 0 | 0 | 0 | 93.5328 | 0
8082 | 337 | 3 | 12 | Wednesday | 17 | 74.578 | 1.266 | 34.1045 | 59.7898 | 43.0931 | 30.32 | 0 | 0.8007 | 28.8 | 0 | 167.957 | 0 | 0 | 0 | 100.6866 | 0
8083 | 337 | 3 | 12 | Wednesday | 18 | 63.554 | 1.13 | 33.9644 | 65.4399 | 51.7393 | 42.448 | 0 | 0.7866 | 30.96 | 0 | 184.1124 | 0 | 0 | 0 | 100.79 | 0
8084 | 337 | 3 | 12 | Wednesday | 19 | 50.394 | 0.417 | 33.8184 | 70.7204 | 57.1787 | 42.448 | 0 | 0.7337 | 25.2 | 0 | 188.1024 | 0 | 0 | 0 | 88.3405 | 0
8085 | 337 | 3 | 12 | Wednesday | 20 | 43.437 | 0.542 | 33.8041 | 75.2516 | 60.483 | 30.32 | 0 | 0.7236 | 25.2 | 0 | 196.0482 | 0 | 0 | 0 | 70.9181 | 0
8086 | 337 | 3 | 12 | Wednesday | 21 | 44.9 | 0.573 | 33.7979 | 69.495 | 55.4564 | 18.192 | 0 | 0.7217 | 25.2 | 0 | 185.2905 | 0 | 0 | 0 | 61.524 | 0
8087 | 337 | 3 | 12 | Wednesday | 22 | 55.551 | 0.03 | 33.8695 | 49.7368 | 40.0199 | 12.128 | 0 | 0.7048 | 16.2 | 0 | 140.5632 | 0 | 0 | 0 | 66.7032 | 0
8088 | 337 | 3 | 12 | Wednesday | 23 | 76.1 | 0 | 33.8895 | 26.9226 | 24.6242 | 12.128 | 0 | 0.7278 | 16.2 | 0 | 102.364 | 0 | 0 | 0 | 87.3223 | 0
8089 | 338 | 4 | 12 | Thursday | 0 | 87.557 | 0 | 34.3279 | 17.5343 | 18.3373 | 6.064 | 0 | 0.7396 | 14.4 | 0 | 85.339 | 0 | 0 | 0 | 93.1879 | 0
8090 | 338 | 4 | 12 | Thursday | 1 | 95.211 | 0 | 34.6219 | 14.6472 | 16.4006 | 6.064 | 0 | 0.7488 | 11.88 | 0 | 78.2986 | 0 | 0 | 0 | 100.8565 | 0
8091 | 338 | 4 | 12 | Thursday | 2 | 101.1 | 0 | 34.6689 | 11.7686 | 14.464 | 6.064 | 0 | 0.7562 | 11.88 | 0 | 73.5377 | 0 | 0 | 0 | 106.7586 | 0
8092 | 338 | 4 | 12 | Thursday | 3 | 100.145 | 0 | 34.6863 | 11.7686 | 14.464 | 6.064 | 0 | 0.7562 | 11.88 | 0 | 73.5551 | 0 | 0 | 0 | 105.8144 | 0
8093 | 338 | 4 | 12 | Thursday | 4 | 98.464 | 0 | 34.6392 | 13.0128 | 14.464 | 6.064 | 0 | 0.7556 | 11.88 | 0 | 74.7516 | 0 | 0 | 0 | 104.1442 | 0
8094 | 338 | 4 | 12 | Thursday | 5 | 92.532 | 0 | 34.5748 | 22.6634 | 20.5805 | 6.064 | 0 | 0.7482 | 11.88 | 0 | 90.4469 | 0 | 0 | 0 | 98.2216 | 0
8095 | 338 | 4 | 12 | Thursday | 6 | 80.479 | 0 | 34.3521 | 44.2813 | 35.484 | 30.32 | 0 | 0.7419 | 15.12 | 0 | 129.9794 | 0 | 0 | 0 | 109.1085 | 0
8096 | 338 | 4 | 12 | Thursday | 7 | 70.452 | 0 | 34.2524 | 61.1578 | 46.6998 | 42.448 | 0 | 0.7405 | 15.12 | 0 | 157.9705 | 0 | 0 | 0 | 110.9726 | 0
8097 | 338 | 4 | 12 | Thursday | 8 | 63.638 | 0 | 34.2139 | 69.4626 | 52.1343 | 48.512 | 0 | 0.7403 | 18.72 | 0.1196 | 175.2712 | 0 | 0 | 0 | 110.5219 | 0
8098 | 338 | 4 | 12 | Thursday | 9 | 62.626 | 0 | 34.2249 | 71.8041 | 52.8606 | 30.32 | 0 | 0.7261 | 18.72 | 1.1793 | 178.3356 | 0 | 0 | 0 | 92.1864 | 0
8099 | 338 | 4 | 12 | Thursday | 10 | 62.756 | 0 | 34.2567 | 66.6211 | 51.878 | 12.128 | 0 | 0.7209 | 14.4 | 3.4867 | 167.8766 | 0 | 0 | 0 | 74.6186 | 0
8100 | 338 | 4 | 12 | Thursday | 11 | 56.335 | 0 | 34.2745 | 65.0007 | 51.878 | 12.128 | 0 | 0.7155 | 18.36 | 5.1508 | 170.2288 | 0 | 0 | 0 | 68.2201 | 0
8101 | 338 | 4 | 12 | Thursday | 12 | 51.216 | 0.454 | 34.3241 | 62.1658 | 51.1854 | 18.192 | 0 | 0.738 | 18.36 | 6.9224 | 167.2641 | 0 | 0 | 0 | 69.09 | 0
8102 | 338 | 4 | 12 | Thursday | 13 | 47.989 | 0.982 | 34.3088 | 63.2079 | 51.878 | 18.192 | 0 | 0.7626 | 18.36 | 6.9714 | 169.5789 | 0 | 0 | 0 | 65.8439 | 0
8103 | 338 | 4 | 12 | Thursday | 14 | 46.238 | 2.532 | 34.2513 | 65.0616 | 51.878 | 6.064 | 0 | 0.8345 | 18.36 | 4.3046 | 173.1239 | 0 | 0 | 0 | 52.1828 | 0
8104 | 338 | 4 | 12 | Thursday | 15 | 45.934 | 2.414 | 34.2162 | 67.5802 | 51.878 | 6.064 | 0 | 0.8273 | 18.36 | 1.879 | 175.4721 | 0 | 0 | 0 | 51.8857 | 0
8105 | 338 | 4 | 12 | Thursday | 16 | 45.972 | 2.091 | 34.199 | 67.9854 | 50.7246 | 24.256 | 0 | 0.815 | 22.68 | 0.3251 | 178.6651 | 0 | 0 | 0 | 69.9262 | 0
8106 | 338 | 4 | 12 | Thursday | 17 | 47.625 | 1.331 | 34.2015 | 59.7898 | 43.0931 | 30.32 | 0 | 0.7807 | 28.8 | 0 | 168.1043 | 0 | 0 | 0 | 77.754 | 0
8107 | 338 | 4 | 12 | Thursday | 18 | 35.541 | 1.239 | 34.0293 | 65.4399 | 51.7393 | 42.448 | 0 | 0.7687 | 30.96 | 0 | 184.2766 | 0 | 0 | 0 | 78.0077 | 0
8108 | 338 | 4 | 12 | Thursday | 19 | 23.047 | 1.261 | 33.7784 | 70.7204 | 57.1787 | 42.448 | 0 | 0.7534 | 25.2 | 0 | 188.9942 | 0 | 0 | 0 | 65.7659 | 0
8109 | 338 | 4 | 12 | Thursday | 20 | 18.321 | 1.268 | 33.8543 | 75.2516 | 60.483 | 30.32 | 0 | 0.7397 | 25.2 | 0 | 196.8998 | 0 | 0 | 0 | 48.9164 | 0
8110 | 338 | 4 | 12 | Thursday | 21 | 18.883 | 0.544 | 33.7868 | 69.495 | 55.4564 | 18.192 | 0 | 0.6989 | 25.2 | 0 | 185.2249 | 0 | 0 | 0 | 37.2348 | 0
8111 | 338 | 4 | 12 | Thursday | 22 | 24.604 | 0.034 | 33.8081 | 49.7368 | 40.0199 | 12.128 | 0 | 0.6722 | 16.2 | 0 | 140.4734 | 0 | 0 | 0 | 36.8611 | 0
8112 | 338 | 4 | 12 | Thursday | 23 | 37.664 | 0 | 33.8754 | 26.9226 | 24.6242 | 12.128 | 0 | 0.6921 | 16.2 | 0 | 102.3143 | 0 | 0 | 0 | 49.9862 | 0
8113 | 339 | 5 | 12 | Friday | 0 | 46.537 | 0 | 34.5004 | 17.5343 | 18.3373 | 6.064 | 0 | 0.7001 | 14.4 | 0 | 85.4721 | 0 | 0 | 0 | 52.7084 | 0
8114 | 339 | 5 | 12 | Friday | 1 | 50.608 | 0 | 35.1221 | 14.6472 | 16.4006 | 6.064 | 0 | 0.7041 | 11.88 | 0 | 78.754 | 0 | 0 | 0 | 56.7882 | 0
8115 | 339 | 5 | 12 | Friday | 2 | 55.921 | 0 | 35.2441 | 11.7686 | 14.464 | 6.064 | 0 | 0.7102 | 11.88 | 0 | 74.067 | 0 | 0 | 0 | 62.1107 | 0
8116 | 339 | 5 | 12 | Friday | 3 | 58.412 | 0 | 35.2407 | 11.7686 | 14.464 | 6.064 | 0 | 0.7131 | 11.88 | 0 | 74.0665 | 0 | 0 | 0 | 64.6087 | 0
8117 | 339 | 5 | 12 | Friday | 4 | 59.498 | 0 | 35.2368 | 13.0128 | 14.464 | 6.064 | 0 | 0.7144 | 11.88 | 0 | 75.3079 | 0 | 0 | 0 | 65.6998 | 0
8118 | 339 | 5 | 12 | Friday | 5 | 56.055 | 0 | 35.1926 | 22.6634 | 20.5805 | 6.064 | 0 | 0.7103 | 11.88 | 0 | 91.0269 | 0 | 0 | 0 | 62.2576 | 0
8119 | 339 | 5 | 12 | Friday | 6 | 48.678 | 0 | 34.9553 | 44.2813 | 35.484 | 30.32 | 0 | 0.7094 | 15.12 | 0 | 130.55 | 0 | 0 | 0 | 79.8269 | 0
8120 | 339 | 5 | 12 | Friday | 7 | 44.846 | 0 | 34.7757 | 61.1578 | 46.6998 | 42.448 | 0 | 0.7134 | 15.12 | 0 | 158.4667 | 0 | 0 | 0 | 88.6686 | 0
8121 | 339 | 5 | 12 | Friday | 8 | 41.201 | 0 | 34.7908 | 69.4626 | 52.1343 | 48.512 | 0 | 0.7155 | 18.72 | 0.1677 | 175.8233 | 0 | 0 | 0 | 91.5352 | 0
8122 | 339 | 5 | 12 | Friday | 9 | 40.291 | 0 | 34.8347 | 71.7199 | 52.8606 | 30.32 | 0 | 0.7007 | 18.72 | 1.6485 | 178.8359 | 0 | 0 | 0 | 71.8165 | 0
8123 | 339 | 5 | 12 | Friday | 10 | 44.017 | 0 | 34.7951 | 65.815 | 51.878 | 12.128 | 0 | 0.6995 | 14.4 | 4.0645 | 167.5876 | 0 | 0 | 0 | 56.6209 | 0
8124 | 339 | 5 | 12 | Friday | 11 | 42.952 | 0 | 34.6662 | 63.1828 | 51.878 | 12.128 | 0 | 0.7009 | 18.36 | 5.9544 | 168.7879 | 0 | 0 | 0 | 55.5652 | 0
8125 | 339 | 5 | 12 | Friday | 12 | 37.433 | 0.485 | 34.6987 | 60.3479 | 51.1854 | 18.192 | 0 | 0.7291 | 18.36 | 7.2529 | 165.8458 | 0 | 0 | 0 | 56.2957 | 0
8126 | 339 | 5 | 12 | Friday | 13 | 35.346 | 1.842 | 34.6587 | 61.9383 | 51.878 | 18.192 | 0 | 0.799 | 18.36 | 7.2704 | 169.6256 | 0 | 0 | 0 | 53.9976 | 0
8127 | 339 | 5 | 12 | Friday | 14 | 35.237 | 2.186 | 34.6241 | 64.3786 | 51.878 | 6.064 | 0 | 0.8046 | 18.36 | 5.1635 | 172.4095 | 0 | 0 | 0 | 41.3905 | 0
8128 | 339 | 5 | 12 | Friday | 15 | 34.53 | 2.463 | 34.5893 | 67.5892 | 51.878 | 6.064 | 0 | 0.8159 | 18.36 | 1.865 | 175.8964 | 0 | 0 | 0 | 40.683 | 0
8129 | 339 | 5 | 12 | Friday | 16 | 33.488 | 2.149 | 34.572 | 67.9854 | 50.7246 | 24.256 | 0 | 0.8038 | 22.68 | 0.3328 | 179.0902 | 0 | 0 | 0 | 58.2584 | 0
8130 | 339 | 5 | 12 | Friday | 17 | 34.898 | 1.381 | 34.5867 | 59.7898 | 43.0931 | 30.32 | 0 | 0.7687 | 28.8 | 0 | 168.5321 | 0 | 0 | 0 | 66.0014 | 0
8131 | 339 | 5 | 12 | Friday | 18 | 28.579 | 1.45 | 34.3903 | 65.4399 | 51.7393 | 42.448 | 0 | 0.771 | 30.96 | 0 | 184.8691 | 0 | 0 | 0 | 72.3414 | 0
8132 | 339 | 5 | 12 | Friday | 19 | 21.677 | 1.511 | 33.8499 | 70.7204 | 57.1787 | 42.448 | 0 | 0.7644 | 25.2 | 0 | 189.348 | 0 | 0 | 0 | 65.6051 | 0
8133 | 339 | 5 | 12 | Friday | 20 | 17.387 | 1.256 | 33.8547 | 75.2516 | 60.483 | 30.32 | 0 | 0.738 | 25.2 | 0 | 196.8858 | 0 | 0 | 0 | 48.7826 | 0
8134 | 339 | 5 | 12 | Friday | 21 | 17.856 | 0.564 | 33.7879 | 69.495 | 55.4564 | 18.192 | 0 | 0.6987 | 25.2 | 0 | 185.248 | 0 | 0 | 0 | 36.6594 | 0
8135 | 339 | 5 | 12 | Friday | 22 | 24.19 | 0.039 | 33.7784 | 49.7368 | 40.0199 | 12.128 | 0 | 0.6709 | 16.2 | 0 | 140.4477 | 0 | 0 | 0 | 36.7412 | 0
8136 | 339 | 5 | 12 | Friday | 23 | 38.084 | 0 | 33.9549 | 26.9226 | 24.6242 | 12.128 | 0 | 0.6933 | 16.2 | 0 | 102.395 | 0 | 0 | 0 | 50.6965 | 0
8137 | 340 | 6 | 12 | Saturday | 0 | 46.497 | 0 | 34.4044 | 18.3332 | 19.1419 | 6.064 | 0 | 0.7016 | 15.84 | 0 | 88.4212 | 0 | 0 | 0 | 52.81 | 0
8138 | 340 | 6 | 12 | Saturday | 1 | 47.786 | 0 | 34.6136 | 17.5283 | 18.3373 | 6.064 | 0 | 0.7036 | 12.6 | 0 | 83.7827 | 0 | 0 | 0 | 54.1029 | 0
8139 | 340 | 6 | 12 | Saturday | 2 | 50.802 | 0 | 34.9504 | 11.771 | 14.464 | 6.064 | 0 | 0.7078 | 12.6 | 0 | 74.4933 | 0 | 0 | 0 | 57.1242 | 0
8140 | 340 | 6 | 12 | Saturday | 3 | 57.011 | 0 | 34.9805 | 11.771 | 14.464 | 6.064 | 0 | 0.7146 | 12.6 | 0 | 74.5302 | 0 | 0 | 0 | 63.3418 | 0
8141 | 340 | 6 | 12 | Saturday | 4 | 58.91 | 0 | 34.9736 | 11.771 | 14.464 | 6.064 | 0 | 0.7164 | 12.6 | 0 | 74.525 | 0 | 0 | 0 | 65.2457 | 0
8142 | 340 | 6 | 12 | Saturday | 5 | 58.935 | 0 | 34.9706 | 13.0152 | 14.464 | 6.064 | 0 | 0.717 | 12.6 | 0 | 75.7668 | 0 | 0 | 0 | 65.2728 | 0
8143 | 340 | 6 | 12 | Saturday | 6 | 50.984 | 0 | 34.749 | 30.2702 | 24.9086 | 30.32 | 0 | 0.7173 | 14.4 | 0 | 105.0451 | 0 | 0 | 0 | 82.7794 | 0
8144 | 340 | 6 | 12 | Saturday | 7 | 47.2 | 0 | 34.6468 | 33.0666 | 26.405 | 42.448 | 0 | 0.7212 | 11.52 | 0 | 106.3596 | 0 | 0 | 0 | 91.8655 | 0
8145 | 340 | 6 | 12 | Saturday | 8 | 40.205 | 0 | 34.5304 | 46.1551 | 37.4339 | 48.512 | 0 | 0.7179 | 16.2 | 0.1018 | 135.0373 | 0 | 0 | 0 | 91.409 | 0
8146 | 340 | 6 | 12 | Saturday | 9 | 38.477 | 0 | 34.5358 | 46.9302 | 37.9057 | 30.32 | 0 | 0.702 | 16.2 | 1.095 | 136.2737 | 0 | 0 | 0 | 70.4996 | 0
8147 | 340 | 6 | 12 | Saturday | 10 | 38.203 | 0 | 34.5654 | 42.29 | 37.2508 | 12.128 | 0 | 0.698 | 15.12 | 4.0433 | 129.9242 | 0 | 0 | 0 | 50.9788 | 0
8148 | 340 | 6 | 12 | Saturday | 11 | 36.613 | 0 | 34.6153 | 36.1123 | 35.3135 | 12.128 | 0 | 0.7317 | 21.6 | 9.3249 | 128.3728 | 0 | 0 | 0 | 49.0991 | 0
8149 | 340 | 6 | 12 | Saturday | 12 | 33.304 | 2.156 | 34.5849 | 31.5889 | 34.2247 | 18.192 | 0 | 0.8755 | 23.4 | 13.8618 | 127.0061 | 0 | 0 | 0 | 50.6344 | 0
8150 | 340 | 6 | 12 | Saturday | 13 | 30.917 | 2.62 | 34.5181 | 30.7027 | 33.0722 | 18.192 | 0 | 0.8908 | 23.4 | 13.5069 | 125.417 | 0 | 0 | 0 | 46.4907 | 0
8151 | 340 | 6 | 12 | Saturday | 14 | 29.202 | 2.72 | 34.4762 | 32.2637 | 33.0722 | 6.064 | 0 | 0.8276 | 23.4 | 9.3546 | 126.9812 | 0 | 0 | 0 | 33.9479 | 0
8152 | 340 | 6 | 12 | Saturday | 15 | 29.033 | 2.753 | 34.4765 | 37.1982 | 33.0722 | 6.064 | 0 | 0.7893 | 23.4 | 2.3373 | 131.9135 | 0 | 0 | 0 | 33.7027 | 0
8153 | 340 | 6 | 12 | Saturday | 16 | 33.571 | 2.568 | 34.541 | 37.7918 | 33.0722 | 24.256 | 0 | 0.8234 | 23.4 | 0.3701 | 132.4052 | 0 | 0 | 0 | 52.579 | 0
8154 | 340 | 6 | 12 | Saturday | 17 | 38.632 | 1.845 | 34.5705 | 35.4248 | 32.9581 | 30.32 | 0 | 0.7952 | 27 | 0 | 132.7442 | 0 | 0 | 0 | 62.9217 | 0
8155 | 340 | 6 | 12 | Saturday | 18 | 30.082 | 0.31 | 34.3916 | 55.5841 | 46.5147 | 42.448 | 0 | 0.7145 | 28.8 | 0 | 166.3404 | 0 | 0 | 0 | 64.9507 | 0
8156 | 340 | 6 | 12 | Saturday | 19 | 26.624 | 0.4 | 34.0376 | 61.3403 | 50.3878 | 42.448 | 0 | 0.7146 | 28.8 | 0 | 175.7132 | 0 | 0 | 0 | 62.401 | 0
8157 | 340 | 6 | 12 | Saturday | 20 | 29.011 | 0.732 | 33.8814 | 61.3343 | 50.3878 | 30.32 | 0 | 0.7247 | 27 | 0 | 174.1199 | 0 | 0 | 0 | 55.0563 | 0
8158 | 340 | 6 | 12 | Saturday | 21 | 30.566 | 0.57 | 33.7622 | 61.3343 | 50.3878 | 18.192 | 0 | 0.7119 | 27 | 0 | 173.8123 | 0 | 0 | 0 | 46.3576 | 0
8159 | 340 | 6 | 12 | Saturday | 22 | 37.307 | 0.058 | 33.8272 | 49.2003 | 40.077 | 12.128 | 0 | 0.6909 | 19.8 | 0 | 143.6582 | 0 | 0 | 0 | 47.9153 | 0
8160 | 340 | 6 | 12 | Saturday | 23 | 50.594 | 0 | 34.4757 | 28.1779 | 24.6242 | 12.128 | 0 | 0.7036 | 19.8 | 0 | 107.7814 | 0 | 0 | 0 | 61.2909 | 0
8161 | 341 | 7 | 12 | Sunday | 0 | 56.726 | 0 | 34.5559 | 24.1043 | 23.0149 | 6.064 | 0 | 0.7097 | 19.8 | 0 | 102.1848 | 0 | 0 | 0 | 62.0973 | 0
8162 | 341 | 7 | 12 | Sunday | 1 | 59.263 | 0 | 34.7189 | 23.3102 | 22.2101 | 6.064 | 0 | 0.7121 | 19.8 | 0 | 100.7514 | 0 | 0 | 0 | 64.6512 | 0
8163 | 341 | 7 | 12 | Sunday | 2 | 65.937 | 0 | 34.9622 | 17.5379 | 18.3373 | 6.064 | 0 | 0.7194 | 15.48 | 0 | 87.0368 | 0 | 0 | 0 | 71.3441 | 0
8164 | 341 | 7 | 12 | Sunday | 3 | 73.653 | 0 | 34.9078 | 17.5379 | 18.3373 | 6.064 | 0 | 0.7288 | 15.48 | 0 | 86.9918 | 0 | 0 | 0 | 79.0785 | 0
8165 | 341 | 7 | 12 | Sunday | 4 | 79.191 | 0 | 34.7821 | 17.5379 | 18.3373 | 6.064 | 0 | 0.7359 | 15.48 | 0 | 86.8731 | 0 | 0 | 0 | 84.6334 | 0
8166 | 341 | 7 | 12 | Sunday | 5 | 81.486 | 0 | 34.6474 | 18.7817 | 18.3373 | 6.064 | 0 | 0.7394 | 15.48 | 0 | 87.9858 | 0 | 0 | 0 | 86.943 | 0
8167 | 341 | 7 | 12 | Sunday | 6 | 73.727 | 0 | 34.4906 | 26.931 | 24.6242 | 30.32 | 0 | 0.7388 | 18.72 | 0 | 105.5046 | 0 | 0 | 0 | 101.2454 | 0
8168 | 341 | 7 | 12 | Sunday | 7 | 64.888 | 0 | 34.3956 | 34.2491 | 29.9942 | 42.448 | 0 | 0.7372 | 18.72 | 0 | 118.0961 | 0 | 0 | 0 | 103.964 | 0
8169 | 341 | 7 | 12 | Sunday | 8 | 61.176 | 0 | 34.3091 | 37.4418 | 33.2132 | 48.512 | 0 | 0.7395 | 23.4 | 0.111 | 129.1036 | 0 | 0 | 0 | 106.5567 | 0
8170 | 341 | 7 | 12 | Sunday | 9 | 59.687 | 0 | 34.3051 | 31.6684 | 29.3396 | 30.32 | 0 | 0.7257 | 23.4 | 1.1428 | 119.4388 | 0 | 0 | 0 | 88.3778 | 0
8171 | 341 | 7 | 12 | Sunday | 10 | 51.405 | 0 | 34.2896 | 33.7468 | 32.5586 | 12.128 | 0 | 0.7114 | 19.08 | 3.4581 | 120.3863 | 0 | 0 | 0 | 62.922 | 0
8172 | 341 | 7 | 12 | Sunday | 11 | 48.718 | 0 | 34.2769 | 30.6845 | 32.5586 | 12.128 | 0 | 0.7164 | 21.6 | 6.7156 | 119.8364 | 0 | 0 | 0 | 60.2313 | 0
8173 | 341 | 7 | 12 | Sunday | 12 | 45.557 | 0 | 34.2654 | 28.6264 | 33.0367 | 18.192 | 0 | 0.7274 | 19.08 | 8.872 | 115.7358 | 0 | 0 | 0 | 62.5106 | 0
8174 | 341 | 7 | 12 | Sunday | 13 | 46.675 | 0 | 34.2743 | 24.9371 | 29.1634 | 18.192 | 0 | 0.718 | 18.36 | 7.4508 | 107.4527 | 0 | 0 | 0 | 63.3111 | 0
8175 | 341 | 7 | 12 | Sunday | 14 | 47.876 | 0 | 34.2731 | 27.6713 | 29.1634 | 6.064 | 0 | 0.7059 | 18 | 3.9483 | 109.8137 | 0 | 0 | 0 | 53.4061 | 0
8176 | 341 | 7 | 12 | Sunday | 15 | 52.916 | 0 | 34.2323 | 29.4722 | 29.1634 | 6.064 | 0 | 0.7123 | 15.84 | 1.068 | 109.4202 | 0 | 0 | 0 | 58.4638 | 0
8177 | 341 | 7 | 12 | Sunday | 16 | 53.539 | 0 | 34.2094 | 27.9569 | 27.5539 | 24.256 | 0 | 0.7185 | 23.04 | 0.1522 | 113.4787 | 0 | 0 | 0 | 75.9087 | 0
8178 | 341 | 7 | 12 | Sunday | 17 | 52.548 | 0 | 34.2017 | 26.7113 | 26.399 | 30.32 | 0 | 0.7198 | 22.32 | 0 | 110.3518 | 0 | 0 | 0 | 80.7902 | 0
8179 | 341 | 7 | 12 | Sunday | 18 | 40.465 | 0 | 34.1371 | 43.9889 | 38.0184 | 42.448 | 0 | 0.7122 | 23.4 | 0 | 140.2565 | 0 | 0 | 0 | 80.4742 | 0
8180 | 341 | 7 | 12 | Sunday | 19 | 27.672 | 0 | 33.7884 | 55.5005 | 45.7644 | 42.448 | 0 | 0.6956 | 22.68 | 0 | 158.429 | 0 | 0 | 0 | 68.1399 | 0
8181 | 341 | 7 | 12 | Sunday | 20 | 22.335 | 0 | 33.7251 | 60.0165 | 49.6381 | 30.32 | 0 | 0.6806 | 22.68 | 0 | 166.7403 | 0 | 0 | 0 | 51.4495 | 0
8182 | 341 | 7 | 12 | Sunday | 21 | 23.372 | 0 | 33.7251 | 48.5011 | 41.8913 | 18.192 | 0 | 0.6772 | 22.68 | 0 | 147.4747 | 0 | 0 | 0 | 40.896 | 0
8183 | 341 | 7 | 12 | Sunday | 22 | 27.59 | 0 | 33.7712 | 40.3665 | 35.5897 | 12.128 | 0 | 0.6803 | 14.4 | 0 | 124.8077 | 0 | 0 | 0 | 39.3068 | 0
8184 | 341 | 7 | 12 | Sunday | 23 | 37.167 | 0 | 33.9184 | 25.6748 | 24.6242 | 12.128 | 0 | 0.6933 | 14.4 | 0 | 99.3108 | 0 | 0 | 0 | 48.9487 | 0
8185 | 342 | 8 | 12 | Monday | 0 | 45.534 | 0 | 34.058 | 17.5343 | 18.3373 | 6.064 | 0 | 0.7026 | 14.4 | 0 | 85.0322 | 0 | 0 | 0 | 51.4396 | 0
8186 | 342 | 8 | 12 | Monday | 1 | 50.577 | 0 | 34.3885 | 14.6472 | 16.4006 | 6.064 | 0 | 0.709 | 11.88 | 0 | 78.0254 | 0 | 0 | 0 | 56.4958 | 0
8187 | 342 | 8 | 12 | Monday | 2 | 58.139 | 0 | 34.5495 | 11.7686 | 14.464 | 6.064 | 0 | 0.7187 | 11.88 | 0 | 73.3809 | 0 | 0 | 0 | 64.0721 | 0
8188 | 342 | 8 | 12 | Monday | 3 | 63.82 | 0 | 34.5341 | 11.7686 | 14.464 | 6.064 | 0 | 0.7256 | 11.88 | 0 | 73.3723 | 0 | 0 | 0 | 69.7648 | 0
8189 | 342 | 8 | 12 | Monday | 4 | 67.972 | 0 | 34.5109 | 13.0128 | 14.464 | 6.064 | 0 | 0.7297 | 11.88 | 0 | 74.5974 | 0 | 0 | 0 | 73.9274 | 0
8190 | 342 | 8 | 12 | Monday | 5 | 65.334 | 0 | 34.4844 | 22.6634 | 20.5805 | 6.064 | 0 | 0.7253 | 11.88 | 0 | 90.3336 | 0 | 0 | 0 | 71.2952 | 0
8191 | 342 | 8 | 12 | Monday | 6 | 57.136 | 0 | 34.2955 | 44.2813 | 35.484 | 30.32 | 0 | 0.7223 | 15.12 | 0 | 129.903 | 0 | 0 | 0 | 87.1024 | 0
8192 | 342 | 8 | 12 | Monday | 7 | 52.116 | 0 | 34.1582 | 61.1578 | 46.6998 | 42.448 | 0 | 0.7248 | 15.12 | 0 | 157.8607 | 0 | 0 | 0 | 94.3916 | 0
8193 | 342 | 8 | 12 | Monday | 8 | 50.099 | 0 | 34.1715 | 69.4585 | 52.1343 | 48.512 | 0 | 0.7285 | 18.72 | 0.1538 | 175.2129 | 0 | 0 | 0 | 98.8233 | 0
8194 | 342 | 8 | 12 | Monday | 9 | 47.039 | 0 | 34.1915 | 70.0467 | 52.8606 | 30.32 | 0 | 0.7161 | 18.72 | 3.1689 | 176.5349 | 0 | 0 | 0 | 77.6212 | 0
8195 | 342 | 8 | 12 | Monday | 10 | 47.689 | 0 | 34.2126 | 62.0754 | 51.878 | 12.128 | 0 | 0.7465 | 14.4 | 9.121 | 163.3125 | 0 | 0 | 0 | 59.6074 | 0
8196 | 342 | 8 | 12 | Monday | 11 | 44.101 | 0 | 34.216 | 59.7815 | 51.878 | 12.128 | 0 | 0.7524 | 18.36 | 11.8956 | 164.9879 | 0 | 0 | 0 | 55.313 | 0
8197 | 342 | 8 | 12 | Monday | 12 | 39.222 | 0.57 | 34.2708 | 57.9201 | 51.1854 | 18.192 | 0 | 0.78 | 18.36 | 13.0615 | 163.133 | 0 | 0 | 0 | 54.9311 | 0
8198 | 342 | 8 | 12 | Monday | 13 | 36.707 | 2.739 | 34.1971 | 59.995 | 51.878 | 18.192 | 0 | 0.8847 | 18.36 | 12.6851 | 168.2765 | 0 | 0 | 0 | 51.3074 | 0
8199 | 342 | 8 | 12 | Monday | 14 | 35.934 | 2.331 | 34.1945 | 63.4922 | 51.878 | 6.064 | 0 | 0.8267 | 18.36 | 8.3148 | 171.2726 | 0 | 0 | 0 | 40.5518 | 0
8200 | 342 | 8 | 12 | Monday | 15 | 34.821 | 2.672 | 34.1627 | 67.3951 | 51.878 | 6.064 | 0 | 0.8272 | 18.36 | 2.2971 | 175.5129 | 0 | 0 | 0 | 39.4275 | 0
8201 | 342 | 8 | 12 | Monday | 16 | 33.253 | 2.371 | 34.1082 | 67.9854 | 50.7246 | 24.256 | 0 | 0.8151 | 22.68 | 0.4073 | 178.8771 | 0 | 0 | 0 | 51.9826 | 0
8202 | 342 | 8 | 12 | Monday | 17 | 34.4 | 1.629 | 34.1128 | 59.7898 | 43.0931 | 30.32 | 0 | 0.7809 | 28.8 | 0 | 168.3381 | 0 | 0 | 0 | 58.3466 | 0
8203 | 342 | 8 | 12 | Monday | 18 | 22.682 | 2.145 | 33.9103 | 65.4399 | 51.7393 | 42.448 | 0 | 0.7993 | 30.96 | 0 | 185.1689 | 0 | 0 | 0 | 57.0852 | 0
8204 | 342 | 8 | 12 | Monday | 19 | 15.106 | 1.675 | 33.9547 | 70.7204 | 57.1787 | 42.448 | 0 | 0.7644 | 25.2 | 0 | 189.63 | 0 | 0 | 0 | 50.4213 | 0
8205 | 342 | 8 | 12 | Monday | 20 | 13.62 | 1.435 | 33.9895 | 75.2516 | 60.483 | 30.32 | 0 | 0.7423 | 25.2 | 0 | 197.2178 | 0 | 0 | 0 | 39.3043 | 0
8206 | 342 | 8 | 12 | Monday | 21 | 13.481 | 0.616 | 33.925 | 69.495 | 55.4564 | 18.192 | 0 | 0.5779 | 25.2 | 0 | 185.3205 | 0 | 0 | 0 | 29.069 | 0
8207 | 342 | 8 | 12 | Monday | 22 | 16.806 | 0.051 | 33.7883 | 49.7368 | 40.0199 | 12.128 | 0 | 0.5177 | 16.2 | 0 | 140.318 | 0 | 0 | 0 | 27.2777 | 0
8208 | 342 | 8 | 12 | Monday | 23 | 25.003 | 0 | 33.8931 | 26.9226 | 24.6242 | 12.128 | 0 | 0.6599 | 16.2 | 0 | 102.2997 | 0 | 0 | 0 | 35.5408 | 0
8209 | 343 | 9 | 12 | Tuesday | 0 | 32.157 | 0 | 34.4501 | 17.5343 | 18.3373 | 6.064 | 0 | 0.6739 | 14.4 | 0 | 85.3956 | 0 | 0 | 0 | 37.4506 | 0
8210 | 343 | 9 | 12 | Tuesday | 1 | 35.414 | 0 | 35.2459 | 14.6472 | 16.4006 | 6.064 | 0 | 0.688 | 11.88 | 0 | 78.8617 | 0 | 0 | 0 | 40.7285 | 0
8211 | 343 | 9 | 12 | Tuesday | 2 | 38.592 | 0 | 35.5027 | 11.7686 | 14.464 | 6.064 | 0 | 0.6911 | 11.88 | 0 | 74.3064 | 0 | 0 | 0 | 43.927 | 0
8212 | 343 | 9 | 12 | Tuesday | 3 | 43.192 | 0 | 35.4936 | 11.7686 | 14.464 | 6.064 | 0 | 0.6966 | 11.88 | 0 | 74.3028 | 0 | 0 | 0 | 48.5491 | 0
8213 | 343 | 9 | 12 | Tuesday | 4 | 43.93 | 0 | 35.4851 | 13.0128 | 14.464 | 6.064 | 0 | 0.6974 | 11.88 | 0 | 75.5393 | 0 | 0 | 0 | 49.3023 | 0
8214 | 343 | 9 | 12 | Tuesday | 5 | 41.598 | 0 | 35.4307 | 22.6634 | 20.5805 | 6.064 | 0 | 0.6948 | 11.88 | 0 | 91.2495 | 0 | 0 | 0 | 46.9819 | 0
8215 | 343 | 9 | 12 | Tuesday | 6 | 33.956 | 0 | 35.166 | 44.2813 | 35.484 | 30.32 | 0 | 0.6946 | 15.12 | 0 | 130.7459 | 0 | 0 | 0 | 61.1697 | 0
8216 | 343 | 9 | 12 | Tuesday | 7 | 31.458 | 0 | 34.999 | 61.1578 | 46.6998 | 42.448 | 0 | 0.6995 | 15.12 | 0 | 158.6761 | 0 | 0 | 0 | 70.1672 | 0
8217 | 343 | 9 | 12 | Tuesday | 8 | 29.158 | 0 | 35.0257 | 69.4626 | 52.1343 | 48.512 | 0 | 0.7025 | 18.72 | 0.1365 | 176.0451 | 0 | 0 | 0 | 74.1593 | 0
8218 | 343 | 9 | 12 | Tuesday | 9 | 23.731 | 0 | 35.0735 | 71.6427 | 52.8606 | 30.32 | 0 | 0.6843 | 18.72 | 1.5135 | 178.981 | 0 | 0 | 0 | 52.1366 | 0
8219 | 343 | 9 | 12 | Tuesday | 10 | 22.065 | 0 | 35.109 | 65.097 | 51.878 | 12.128 | 0 | 0.6384 | 14.4 | 4.7051 | 167.1223 | 0 | 0 | 0 | 33.441 | 0
8220 | 343 | 9 | 12 | Tuesday | 11 | 24.479 | 0 | 35.067 | 61.5533 | 51.878 | 12.128 | 0 | 0.6759 | 18.36 | 8.4428 | 167.5342 | 0 | 0 | 0 | 35.821 | 0
8221 | 343 | 9 | 12 | Tuesday | 12 | 26.644 | 0.544 | 34.9792 | 58.7406 | 51.1854 | 18.192 | 0 | 0.738 | 18.36 | 10.4851 | 164.5913 | 0 | 0 | 0 | 43.249 | 0
8222 | 343 | 9 | 12 | Tuesday | 13 | 24.45 | 2.46 | 34.9138 | 61.3259 | 51.878 | 18.192 | 0 | 0.8166 | 18.36 | 8.485 | 169.9543 | 0 | 0 | 0 | 40.6698 | 0
8223 | 343 | 9 | 12 | Tuesday | 14 | 24.383 | 2.233 | 34.907 | 64.3078 | 51.878 | 6.064 | 0 | 0.6839 | 18.36 | 5.0979 | 172.5519 | 0 | 0 | 0 | 29.7797 | 0
8224 | 343 | 9 | 12 | Tuesday | 15 | 24.131 | 2.551 | 34.8908 | 67.5185 | 51.878 | 6.064 | 0 | 0.6953 | 18.36 | 1.953 | 176.1019 | 0 | 0 | 0 | 29.5422 | 0
8225 | 343 | 9 | 12 | Tuesday | 16 | 23.345 | 2.27 | 34.8382 | 67.9854 | 50.7246 | 24.256 | 0 | 0.7971 | 22.68 | 0.3743 | 179.4802 | 0 | 0 | 0 | 45.2032 | 0
8226 | 343 | 9 | 12 | Tuesday | 17 | 24.519 | 1.52 | 34.8421 | 59.7898 | 43.0931 | 30.32 | 0 | 0.7626 | 28.8 | 0 | 168.9317 | 0 | 0 | 0 | 52.1824 | 0
8227 | 343 | 9 | 12 | Tuesday | 18 | 21.043 | 1.931 | 34.6371 | 65.4399 | 51.7393 | 42.448 | 0 | 0.7862 | 30.96 | 0 | 185.6508 | 0 | 0 | 0 | 60.3451 | 0
8228 | 343 | 9 | 12 | Tuesday | 19 | 18.578 | 1.455 | 33.9271 | 70.7204 | 57.1787 | 42.448 | 0 | 0.7576 | 25.2 | 0 | 189.3578 | 0 | 0 | 0 | 58.4251 | 0
8229 | 343 | 9 | 12 | Tuesday | 20 | 15.053 | 1.403 | 33.9117 | 75.2516 | 60.483 | 30.32 | 0 | 0.7426 | 25.2 | 0 | 197.1062 | 0 | 0 | 0 | 43.7376 | 0
8230 | 343 | 9 | 12 | Tuesday | 21 | 14.742 | 0.641 | 33.8594 | 69.495 | 55.4564 | 18.192 | 0 | 0.6356 | 25.2 | 0 | 185.3393 | 0 | 0 | 0 | 32.0164 | 0
8231 | 343 | 9 | 12 | Tuesday | 22 | 18.438 | 0.053 | 33.78 | 49.7368 | 40.0199 | 12.128 | 0 | 0.5705 | 16.2 | 0 | 140.364 | 0 | 0 | 0 | 29.9994 | 0
8232 | 343 | 9 | 12 | Tuesday | 23 | 28.618 | 0 | 34.041 | 26.9226 | 24.6242 | 12.128 | 0 | 0.6784 | 16.2 | 0 | 102.4662 | 0 | 0 | 0 | 40.2358 | 0
8233 | 344 | 10 | 12 | Wednesday | 0 | 39.872 | 0 | 34.7126 | 17.5343 | 18.3373 | 6.064 | 0 | 0.6927 | 14.4 | 0 | 85.6769 | 0 | 0 | 0 | 45.7023 | 0
8234 | 344 | 10 | 12 | Wednesday | 1 | 41.928 | 0 | 35.0692 | 14.6472 | 16.4006 | 6.064 | 0 | 0.6951 | 11.88 | 0 | 78.6921 | 0 | 0 | 0 | 47.7703 | 0
8235 | 344 | 10 | 12 | Wednesday | 2 | 43.094 | 0 | 35.3141 | 11.7686 | 14.464 | 6.064 | 0 | 0.697 | 11.88 | 0 | 74.1238 | 0 | 0 | 0 | 48.9463 | 0
8236 | 344 | 10 | 12 | Wednesday | 3 | 48.802 | 0 | 35.1976 | 11.7686 | 14.464 | 6.064 | 0 | 0.7058 | 11.88 | 0 | 74.0161 | 0 | 0 | 0 | 54.6701 | 0
8237 | 344 | 10 | 12 | Wednesday | 4 | 46.006 | 0 | 35.1364 | 13.0128 | 14.464 | 6.064 | 0 | 0.7033 | 11.88 | 0 | 75.1966 | 0 | 0 | 0 | 51.8786 | 0
8238 | 344 | 10 | 12 | Wednesday | 5 | 42.842 | 0 | 35.0816 | 22.6634 | 20.5805 | 6.064 | 0 | 0.6994 | 11.88 | 0 | 90.905 | 0 | 0 | 0 | 48.7187 | 0
8239 | 344 | 10 | 12 | Wednesday | 6 | 35.031 | 0 | 34.7581 | 44.2813 | 35.484 | 30.32 | 0 | 0.6981 | 15.12 | 0 | 130.3414 | 0 | 0 | 0 | 64.6307 | 0
8240 | 344 | 10 | 12 | Wednesday | 7 | 31.324 | 0 | 34.6201 | 61.1578 | 46.6998 | 42.448 | 0 | 0.7022 | 15.12 | 0 | 158.2999 | 0 | 0 | 0 | 73.1374 | 0
8241 | 344 | 10 | 12 | Wednesday | 8 | 29.038 | 0 | 34.6536 | 69.4626 | 52.1343 | 48.512 | 0 | 0.7053 | 18.72 | 0 | 175.6759 | 0 | 0 | 0 | 77.2797 | 0
8242 | 344 | 10 | 12 | Wednesday | 9 | 27.132 | 0 | 34.6743 | 71.8396 | 52.8606 | 30.32 | 0 | 0.6894 | 18.72 | 0.0764 | 178.7838 | 0 | 0 | 0 | 57.423 | 0
8243 | 344 | 10 | 12 | Wednesday | 10 | 27.387 | 0 | 34.7643 | 67.9578 | 51.878 | 12.128 | 0 | 0.6833 | 14.4 | 0.5682 | 169.6834 | 0 | 0 | 0 | 39.4894 | 0
8244 | 344 | 10 | 12 | Wednesday | 11 | 25.448 | 0.107 | 34.8319 | 67.9709 | 51.878 | 12.128 | 0 | 0.6864 | 18.36 | 0.9244 | 173.8424 | 0 | 0 | 0 | 37.5641 | 0
8245 | 344 | 10 | 12 | Wednesday | 12 | 22.883 | 2.769 | 34.797 | 66.2084 | 51.1854 | 18.192 | 0 | 0.8204 | 18.36 | 1.6567 | 174.3654 | 0 | 0 | 0 | 41.127 | 0
8246 | 344 | 10 | 12 | Wednesday | 13 | 20.96 | 3.824 | 34.8768 | 65.485 | 51.878 | 18.192 | 0 | 0.8719 | 18.36 | 3.2983 | 175.6078 | 0 | 0 | 0 | 39.2424 | 0
8247 | 344 | 10 | 12 | Wednesday | 14 | 19.908 | 3.475 | 34.7901 | 64.8467 | 51.878 | 6.064 | 0 | 0.6735 | 18.36 | 4.0813 | 174.3067 | 0 | 0 | 0 | 25.9907 | 0
8248 | 344 | 10 | 12 | Wednesday | 15 | 18.431 | 3.959 | 34.591 | 67.7133 | 51.878 | 6.064 | 0 | 0.6664 | 18.36 | 1.7133 | 177.4903 | 0 | 0 | 0 | 24.5101 | 0
8249 | 344 | 10 | 12 | Wednesday | 16 | 18.041 | 3.625 | 34.5176 | 67.9854 | 50.7246 | 24.256 | 0 | 0.8598 | 22.68 | 0.3447 | 180.6875 | 0 | 0 | 0 | 42.4811 | 0
8250 | 344 | 10 | 12 | Wednesday | 17 | 20.579 | 2.72 | 34.5458 | 59.7898 | 43.0931 | 30.32 | 0 | 0.8189 | 28.8 | 0 | 169.9893 | 0 | 0 | 0 | 51.3185 | 0
8251 | 344 | 10 | 12 | Wednesday | 18 | 15.505 | 2.746 | 34.1532 | 65.4399 | 51.7393 | 42.448 | 0 | 0.8212 | 30.96 | 0 | 186.0832 | 0 | 0 | 0 | 58.8146 | 0
8252 | 344 | 10 | 12 | Wednesday | 19 | 12.89 | 4.308 | 33.9662 | 70.7204 | 57.1787 | 42.448 | 0 | 0.9001 | 25.2 | 0 | 192.6245 | 0 | 0 | 0 | 56.4129 | 0
8253 | 344 | 10 | 12 | Wednesday | 20 | 11.416 | 5.932 | 33.7596 | 75.2516 | 60.483 | 30.32 | 0 | 0.9711 | 25.2 | 0 | 202.0812 | 0 | 0 | 0 | 42.5305 | 0
8254 | 344 | 10 | 12 | Wednesday | 21 | 11.708 | 3.283 | 33.776 | 69.495 | 55.4564 | 18.192 | 0 | 0.7364 | 25.2 | 0 | 188.2144 | 0 | 0 | 0 | 30.3727 | 0
8255 | 344 | 10 | 12 | Wednesday | 22 | 14.876 | 0.217 | 33.7765 | 49.7368 | 40.0199 | 12.128 | 0 | 0.5764 | 16.2 | 0 | 140.5446 | 0 | 0 | 0 | 27.3366 | 0
8256 | 344 | 10 | 12 | Wednesday | 23 | 21.387 | 0 | 33.8793 | 26.9226 | 24.6242 | 12.128 | 0 | 0.6344 | 16.2 | 0 | 102.2605 | 0 | 0 | 0 | 33.8624 | 0
8257 | 345 | 11 | 12 | Thursday | 0 | 28.349 | 0 | 34.7001 | 17.5343 | 18.3373 | 6.064 | 0 | 0.6497 | 14.4 | 0 | 85.6214 | 0 | 0 | 0 | 34.5906 | 0
8258 | 345 | 11 | 12 | Thursday | 1 | 29.825 | 0 | 35.137 | 14.6472 | 16.4006 | 6.064 | 0 | 0.6766 | 11.88 | 0 | 78.7414 | 0 | 0 | 0 | 36.0701 | 0
8259 | 345 | 11 | 12 | Thursday | 2 | 32.148 | 0 | 35.3974 | 11.7686 | 14.464 | 6.064 | 0 | 0.6833 | 11.88 | 0 | 74.1934 | 0 | 0 | 0 | 38.4007 | 0
8260 | 345 | 11 | 12 | Thursday | 3 | 39.444 | 0 | 35.5125 | 11.7686 | 14.464 | 6.064 | 0 | 0.6919 | 11.88 | 0 | 74.317 | 0 | 0 | 0 | 45.7145 | 0
8261 | 345 | 11 | 12 | Thursday | 4 | 46.298 | 0 | 35.3643 | 13.0128 | 14.464 | 6.064 | 0 | 0.7009 | 11.88 | 0 | 75.4221 | 0 | 0 | 0 | 52.581 | 0
8262 | 345 | 11 | 12 | Thursday | 5 | 43.696 | 0 | 35.1945 | 22.6634 | 20.5805 | 6.064 | 0 | 0.6982 | 11.88 | 0 | 91.0166 | 0 | 0 | 0 | 49.978 | 0
8263 | 345 | 11 | 12 | Thursday | 6 | 33.057 | 0 | 34.8852 | 44.2813 | 35.484 | 30.32 | 0 | 0.6952 | 15.12 | 0 | 130.4656 | 0 | 0 | 0 | 64.6101 | 0
8264 | 345 | 11 | 12 | Thursday | 7 | 26.957 | 0 | 34.7274 | 61.1578 | 46.6998 | 42.448 | 0 | 0.6966 | 15.12 | 0 | 158.4016 | 0 | 0 | 0 | 71.3076 | 0
8265 | 345 | 11 | 12 | Thursday | 8 | 23.866 | 0 | 34.7325 | 69.4626 | 52.1343 | 48.512 | 0 | 0.6987 | 18.72 | 0.1272 | 175.7482 | 0 | 0 | 0 | 74.7541 | 0
8266 | 345 | 11 | 12 | Thursday | 9 | 22.498 | 0 | 34.7556 | 71.6761 | 52.8606 | 30.32 | 0 | 0.6835 | 18.72 | 1.4534 | 178.6957 | 0 | 0 | 0 | 54.3026 | 0
8267 | 345 | 11 | 12 | Thursday | 10 | 21.654 | 0 | 34.8326 | 65.2805 | 51.878 | 12.128 | 0 | 0.6502 | 14.4 | 4.4336 | 167.0412 | 0 | 0 | 0 | 34.3098 | 0
8268 | 345 | 11 | 12 | Thursday | 11 | 18.47 | 0.976 | 34.8434 | 62.4403 | 51.878 | 12.128 | 0 | 0.652 | 18.36 | 6.4049 | 169.2291 | 0 | 0 | 0 | 30.9908 | 0
8269 | 345 | 11 | 12 | Thursday | 12 | 17.674 | 3.13 | 34.8669 | 61.1985 | 51.1854 | 18.192 | 0 | 0.8357 | 18.36 | 5.5651 | 169.8313 | 0 | 0 | 0 | 36.2635 | 0
8270 | 345 | 11 | 12 | Thursday | 13 | 18.368 | 3.499 | 35.0051 | 63.7554 | 51.878 | 18.192 | 0 | 0.8516 | 18.36 | 3.8366 | 173.6342 | 0 | 0 | 0 | 36.9763 | 0
8271 | 345 | 11 | 12 | Thursday | 14 | 19.09 | 3.248 | 34.9405 | 65.8545 | 51.878 | 6.064 | 0 | 0.6453 | 18.36 | 2.5696 | 175.1907 | 0 | 0 | 0 | 25.2956 | 0
8272 | 345 | 11 | 12 | Thursday | 15 | 19.462 | 3.313 | 34.8191 | 67.8697 | 51.878 | 6.064 | 0 | 0.6561 | 18.36 | 1.3792 | 177.1658 | 0 | 0 | 0 | 25.6708 | 0
8273 | 345 | 11 | 12 | Thursday | 16 | 18.672 | 3.029 | 34.7673 | 67.9854 | 50.7246 | 24.256 | 0 | 0.8299 | 22.68 | 0.2968 | 180.2625 | 0 | 0 | 0 | 43.6255 | 0
8274 | 345 | 11 | 12 | Thursday | 17 | 20.121 | 2.383 | 34.7605 | 59.7898 | 43.0931 | 30.32 | 0 | 0.801 | 28.8 | 0 | 169.8212 | 0 | 0 | 0 | 51.4596 | 0
8275 | 345 | 11 | 12 | Thursday | 18 | 16.607 | 2.395 | 34.6321 | 65.4399 | 51.7393 | 42.448 | 0 | 0.8046 | 30.96 | 0 | 186.1662 | 0 | 0 | 0 | 60.7107 | 0
8276 | 345 | 11 | 12 | Thursday | 19 | 14.357 | 1.762 | 34.0528 | 70.7204 | 57.1787 | 42.448 | 0 | 0.7682 | 25.2 | 0 | 189.8256 | 0 | 0 | 0 | 58.6123 | 0
8277 | 345 | 11 | 12 | Thursday | 20 | 12.249 | 1.71 | 34.0229 | 75.2516 | 60.483 | 30.32 | 0 | 0.7549 | 25.2 | 0 | 197.5618 | 0 | 0 | 0 | 43.8497 | 0
8278 | 345 | 11 | 12 | Thursday | 21 | 12.613 | 0.729 | 33.99 | 69.495 | 55.4564 | 18.192 | 0 | 0.6291 | 25.2 | 0 | 185.5593 | 0 | 0 | 0 | 31.5469 | 0
8279 | 345 | 11 | 12 | Thursday | 22 | 16.154 | 0.072 | 33.7962 | 49.7368 | 40.0199 | 12.128 | 0 | 0.5975 | 16.2 | 0 | 140.4279 | 0 | 0 | 0 | 28.7879 | 0
8280 | 345 | 11 | 12 | Thursday | 23 | 22.727 | 0 | 34.0326 | 26.9226 | 24.6242 | 12.128 | 0 | 0.6535 | 16.2 | 0 | 102.4328 | 0 | 0 | 0 | 35.3745 | 0
8281 | 346 | 12 | 12 | Friday | 0 | 29.059 | 0 | 34.8219 | 17.5343 | 18.3373 | 6.064 | 0 | 0.6516 | 14.4 | 0 | 85.745 | 0 | 0 | 0 | 35.3858 | 0
8282 | 346 | 12 | 12 | Friday | 1 | 33.464 | 0 | 35.1195 | 14.6472 | 16.4006 | 6.064 | 0 | 0.6851 | 11.88 | 0 | 78.7325 | 0 | 0 | 0 | 39.7994 | 0
8283 | 346 | 12 | 12 | Friday | 2 | 37.342 | 0 | 35.3431 | 11.7686 | 14.464 | 6.064 | 0 | 0.6899 | 11.88 | 0 | 74.1456 | 0 | 0 | 0 | 43.687 | 0
8284 | 346 | 12 | 12 | Friday | 3 | 38.121 | 0 | 35.3792 | 11.7686 | 14.464 | 6.064 | 0 | 0.6924 | 11.88 | 0 | 74.1843 | 0 | 0 | 0 | 44.4693 | 0
8285 | 346 | 12 | 12 | Friday | 4 | 38.089 | 0 | 35.2431 | 13.0128 | 14.464 | 6.064 | 0 | 0.6933 | 11.88 | 0 | 75.2932 | 0 | 0 | 0 | 44.4391 | 0
8286 | 346 | 12 | 12 | Friday | 5 | 34.661 | 0 | 35.0587 | 22.6634 | 20.5805 | 6.064 | 0 | 0.6891 | 11.88 | 0 | 90.8717 | 0 | 0 | 0 | 41.0061 | 0
8287 | 346 | 12 | 12 | Friday | 6 | 29.312 | 0 | 34.857 | 44.2813 | 35.484 | 30.32 | 0 | 0.6908 | 15.12 | 0 | 130.4332 | 0 | 0 | 0 | 61.23 | 0
8288 | 346 | 12 | 12 | Friday | 7 | 25.246 | 0 | 34.7678 | 61.1578 | 46.6998 | 42.448 | 0 | 0.6944 | 15.12 | 0 | 158.4398 | 0 | 0 | 0 | 70.0861 | 0
8289 | 346 | 12 | 12 | Friday | 8 | 20.869 | 0 | 34.7442 | 69.4626 | 52.1343 | 48.512 | 0 | 0.695 | 18.72 | 0 | 175.7561 | 0 | 0 | 0 | 72.2609 | 0
8290 | 346 | 12 | 12 | Friday | 9 | 16.995 | 0 | 34.6689 | 71.8396 | 52.8606 | 30.32 | 0 | 0.6767 | 18.72 | 0.0672 | 178.7657 | 0 | 0 | 0 | 49.0623 | 0
8291 | 346 | 12 | 12 | Friday | 10 | 16.246 | 0 | 34.7403 | 67.9578 | 51.878 | 12.128 | 0 | 0.5494 | 14.4 | 0.5038 | 169.5255 | 0 | 0 | 0 | 29.0259 | 0
8292 | 346 | 12 | 12 | Friday | 11 | 15.787 | 2.022 | 34.8218 | 67.9709 | 51.878 | 12.128 | 0 | 0.6439 | 18.36 | 0.7974 | 175.8617 | 0 | 0 | 0 | 28.5741 | 0
8293 | 346 | 12 | 12 | Friday | 12 | 15.824 | 3.468 | 34.9455 | 66.4009 | 51.1854 | 18.192 | 0 | 0.8358 | 18.36 | 0.9903 | 175.4785 | 0 | 0 | 0 | 35.018 | 0
8294 | 346 | 12 | 12 | Friday | 13 | 15.379 | 5.215 | 35.0063 | 67.9709 | 51.878 | 18.192 | 0 | 0.9233 | 18.36 | 1.0222 | 179.7782 | 0 | 0 | 0 | 34.5848 | 0
8295 | 346 | 12 | 12 | Friday | 14 | 14.838 | 6.864 | 34.7527 | 67.9709 | 51.878 | 6.064 | 0 | 0.7528 | 18.36 | 0.7278 | 181.138 | 0 | 0 | 0 | 21.2422 | 0
8296 | 346 | 12 | 12 | Friday | 15 | 13.988 | 5.448 | 34.6964 | 67.9709 | 51.878 | 6.064 | 0 | 0.6623 | 18.36 | 0.351 | 179.4596 | 0 | 0 | 0 | 20.3932 | 0
8297 | 346 | 12 | 12 | Friday | 16 | 12.511 | 5.089 | 34.5646 | 67.9854 | 50.7246 | 24.256 | 0 | 0.9284 | 22.68 | 0.0667 | 182.3871 | 0 | 0 | 0 | 38.1805 | 0
8298 | 346 | 12 | 12 | Friday | 17 | 13.027 | 5.544 | 34.4553 | 59.7898 | 43.0931 | 30.32 | 0 | 0.955 | 28.8 | 0 | 173.0886 | 0 | 0 | 0 | 45.2214 | 0
8299 | 346 | 12 | 12 | Friday | 18 | 9.62 | 7.208 | 33.7849 | 65.4399 | 51.7393 | 42.448 | 0 | 1.0451 | 30.96 | 0 | 190.7645 | 0 | 0 | 0 | 54.8574 | 0
8300 | 346 | 12 | 12 | Friday | 19 | 7.45 | 6.823 | 33.768 | 70.7204 | 57.1787 | 42.448 | 0 | 1.0213 | 25.2 | 0 | 195.2672 | 0 | 0 | 0 | 52.7391 | 0
8301 | 346 | 12 | 12 | Friday | 20 | 8.024 | 6.609 | 33.7461 | 75.2516 | 60.483 | 30.32 | 0 | 1.0025 | 25.2 | 0 | 202.8306 | 0 | 0 | 0 | 40.3044 | 0
8302 | 346 | 12 | 12 | Friday | 21 | 8.692 | 4.074 | 33.7184 | 69.495 | 55.4564 | 18.192 | 0 | 0.7309 | 25.2 | 0 | 189.0065 | 0 | 0 | 0 | 28.0348 | 0
8303 | 346 | 12 | 12 | Friday | 22 | 10.574 | 0.395 | 33.762 | 49.7368 | 40.0199 | 12.128 | 0 | 0.4589 | 16.2 | 0 | 140.6049 | 0 | 0 | 0 | 23.4723 | 0
8304 | 346 | 12 | 12 | Friday | 23 | 14.78 | 0.001 | 33.7855 | 26.9226 | 24.6242 | 12.128 | 0 | 0.521 | 16.2 | 0 | 102.0545 | 0 | 0 | 0 | 27.6808 | 0
8305 | 347 | 13 | 12 | Saturday | 0 | 18.542 | 0 | 34.1031 | 18.3332 | 19.1419 | 6.064 | 0 | 0.4724 | 15.84 | 0 | 87.8907 | 0 | 0 | 0 | 24.9922 | 0
8306 | 347 | 13 | 12 | Saturday | 1 | 20.02 | 0 | 34.5561 | 17.5283 | 18.3373 | 6.064 | 0 | 0.5016 | 12.6 | 0 | 83.5233 | 0 | 0 | 0 | 26.4704 | 0
8307 | 347 | 13 | 12 | Saturday | 2 | 22.683 | 0 | 34.9693 | 11.771 | 14.464 | 6.064 | 0 | 0.5511 | 12.6 | 0 | 74.3554 | 0 | 0 | 0 | 29.1337 | 0
8308 | 347 | 13 | 12 | Saturday | 3 | 25.508 | 0 | 35.2655 | 11.771 | 14.464 | 6.064 | 0 | 0.6116 | 12.6 | 0 | 74.7121 | 0 | 0 | 0 | 31.9578 | 0
8309 | 347 | 13 | 12 | Saturday | 4 | 28.144 | 0 | 35.4307 | 11.771 | 14.464 | 6.064 | 0 | 0.6626 | 12.6 | 0 | 74.9284 | 0 | 0 | 0 | 34.5937 | 0
8310 | 347 | 13 | 12 | Saturday | 5 | 30.464 | 0 | 35.4333 | 13.0152 | 14.464 | 6.064 | 0 | 0.6796 | 12.6 | 0 | 76.1921 | 0 | 0 | 0 | 36.9179 | 0
8311 | 347 | 13 | 12 | Saturday | 6 | 28.778 | 0 | 35.1893 | 30.2702 | 24.9086 | 30.32 | 0 | 0.6894 | 14.4 | 0 | 105.4576 | 0 | 0 | 0 | 61.268 | 0
8312 | 347 | 13 | 12 | Saturday | 7 | 27.366 | 0 | 35.0718 | 33.0666 | 26.405 | 42.448 | 0 | 0.6959 | 11.52 | 0 | 106.7593 | 0 | 0 | 0 | 72.9649 | 0
8313 | 347 | 13 | 12 | Saturday | 8 | 22.998 | 0 | 35.015 | 46.1551 | 37.4339 | 48.512 | 0 | 0.6961 | 16.2 | 0.1611 | 135.5001 | 0 | 0 | 0 | 75.1834 | 0
8314 | 347 | 13 | 12 | Saturday | 9 | 21.089 | 0 | 35.0191 | 46.4454 | 37.9057 | 30.32 | 0 | 0.6804 | 16.2 | 2.1126 | 136.2506 | 0 | 0 | 0 | 53.6338 | 0
8315 | 347 | 13 | 12 | Saturday | 10 | 20.432 | 0 | 35.0639 | 40.564 | 37.2508 | 12.128 | 0 | 0.6508 | 15.12 | 6.4667 | 128.6496 | 0 | 0 | 0 | 33.25 | 0
8316 | 347 | 13 | 12 | Saturday | 11 | 19.289 | 0 | 35.1363 | 35.0605 | 35.3135 | 12.128 | 0 | 0.649 | 21.6 | 11.0867 | 127.7592 | 0 | 0 | 0 | 31.5206 | 0
8317 | 347 | 13 | 12 | Saturday | 12 | 18.323 | 2.498 | 35.0793 | 32.0496 | 34.2247 | 18.192 | 0 | 0.8521 | 23.4 | 13.3091 | 128.3072 | 0 | 0 | 0 | 35.2505 | 0
8318 | 347 | 13 | 12 | Saturday | 13 | 18.934 | 2.437 | 35.0434 | 32.0757 | 33.0722 | 18.192 | 0 | 0.8224 | 23.4 | 11.5339 | 127.0493 | 0 | 0 | 0 | 34.5869 | 0
8319 | 347 | 13 | 12 | Saturday | 14 | 19.683 | 2.424 | 35.0552 | 32.2946 | 33.0722 | 6.064 | 0 | 0.6097 | 23.4 | 7.9466 | 127.0536 | 0 | 0 | 0 | 24.6478 | 0
8320 | 347 | 13 | 12 | Saturday | 15 | 27.074 | 2.363 | 34.9943 | 37.036 | 33.0722 | 6.064 | 0 | 0.7032 | 23.4 | 2.2159 | 131.7612 | 0 | 0 | 0 | 32.0114 | 0
8321 | 347 | 13 | 12 | Saturday | 16 | 39.671 | 2.288 | 34.6781 | 37.7918 | 33.0722 | 24.256 | 0 | 0.8171 | 23.4 | 0.3731 | 132.2338 | 0 | 0 | 0 | 59.7306 | 0
8322 | 347 | 13 | 12 | Saturday | 17 | 38.352 | 1.949 | 34.54 | 35.4248 | 32.9581 | 30.32 | 0 | 0.8005 | 27 | 0 | 132.8311 | 0 | 0 | 0 | 63.8616 | 0
8323 | 347 | 13 | 12 | Saturday | 18 | 28.064 | 0.501 | 34.2684 | 55.5841 | 46.5147 | 42.448 | 0 | 0.7219 | 28.8 | 0 | 166.4311 | 0 | 0 | 0 | 64.5149 | 0
8324 | 347 | 13 | 12 | Saturday | 19 | 23.777 | 1.143 | 33.9865 | 61.3403 | 50.3878 | 42.448 | 0 | 0.7488 | 28.8 | 0 | 176.4991 | 0 | 0 | 0 | 61.0012 | 0
8325 | 347 | 13 | 12 | Saturday | 20 | 22.285 | 1.023 | 33.97 | 61.3343 | 50.3878 | 30.32 | 0 | 0.7327 | 27 | 0 | 174.5308 | 0 | 0 | 0 | 49.2617 | 0
8326 | 347 | 13 | 12 | Saturday | 21 | 21.176 | 0.752 | 33.9169 | 61.3343 | 50.3878 | 18.192 | 0 | 0.7127 | 27 | 0 | 174.1655 | 0 | 0 | 0 | 37.4698 | 0
8327 | 347 | 13 | 12 | Saturday | 22 | 25.604 | 0.129 | 33.7918 | 49.2003 | 40.077 | 12.128 | 0 | 0.7325 | 19.8 | 0 | 143.7408 | 0 | 0 | 0 | 36.5284 | 0
8328 | 347 | 13 | 12 | Saturday | 23 | 39.417 | 0 | 34.2665 | 28.1779 | 24.6242 | 12.128 | 0 | 0.6946 | 19.8 | 0 | 107.5632 | 0 | 0 | 0 | 50.4382 | 0
8329 | 348 | 14 | 12 | Sunday | 0 | 46.011 | 0 | 34.5406 | 24.1043 | 23.0149 | 6.064 | 0 | 0.6994 | 19.8 | 0 | 102.1592 | 0 | 0 | 0 | 51.5422 | 0
8330 | 348 | 14 | 12 | Sunday | 1 | 51.518 | 0 | 34.5475 | 23.3102 | 22.2101 | 6.064 | 0 | 0.7056 | 19.8 | 0 | 100.5735 | 0 | 0 | 0 | 57.0671 | 0
8331 | 348 | 14 | 12 | Sunday | 2 | 58.446 | 0 | 34.8462 | 17.5379 | 18.3373 | 6.064 | 0 | 0.7123 | 15.48 | 0 | 86.9137 | 0 | 0 | 0 | 64.0139 | 0
8332 | 348 | 14 | 12 | Sunday | 3 | 67.328 | 0 | 34.9388 | 17.5379 | 18.3373 | 6.064 | 0 | 0.7215 | 15.48 | 0 | 87.0155 | 0 | 0 | 0 | 72.9144 | 0
8333 | 348 | 14 | 12 | Sunday | 4 | 71.411 | 0 | 34.8723 | 17.5379 | 18.3373 | 6.064 | 0 | 0.7268 | 15.48 | 0 | 86.9543 | 0 | 0 | 0 | 77.011 | 0
8334 | 348 | 14 | 12 | Sunday | 5 | 73.117 | 0 | 34.8214 | 18.7817 | 18.3373 | 6.064 | 0 | 0.7288 | 15.48 | 0 | 88.1492 | 0 | 0 | 0 | 78.7303 | 0
8335 | 348 | 14 | 12 | Sunday | 6 | 67.732 | 0 | 34.6587 | 26.931 | 24.6242 | 30.32 | 0 | 0.7307 | 18.72 | 0 | 105.6645 | 0 | 0 | 0 | 96.0154 | 0
8336 | 348 | 14 | 12 | Sunday | 7 | 60.295 | 0 | 34.5239 | 34.2491 | 29.9942 | 42.448 | 0 | 0.7305 | 18.72 | 0 | 118.2178 | 0 | 0 | 0 | 100.3701 | 0
8337 | 348 | 14 | 12 | Sunday | 8 | 57.252 | 0 | 34.3995 | 37.4418 | 33.2132 | 48.512 | 0 | 0.7336 | 23.4 | 0.1026 | 129.188 | 0 | 0 | 0 | 103.6762 | 0
8338 | 348 | 14 | 12 | Sunday | 9 | 57.062 | 0 | 34.4356 | 31.6737 | 29.3396 | 30.32 | 0 | 0.7208 | 23.4 | 1.0124 | 119.5697 | 0 | 0 | 0 | 86.3543 | 0
8339 | 348 | 14 | 12 | Sunday | 10 | 52.499 | 0 | 34.4522 | 33.8107 | 32.5586 | 12.128 | 0 | 0.7097 | 19.08 | 2.6609 | 120.6113 | 0 | 0 | 0 | 64.2496 | 0
8340 | 348 | 14 | 12 | Sunday | 11 | 52.95 | 0 | 34.4571 | 31.8204 | 32.5586 | 12.128 | 0 | 0.7117 | 21.6 | 3.9837 | 121.1478 | 0 | 0 | 0 | 64.735 | 0
8341 | 348 | 14 | 12 | Sunday | 12 | 51.5 | 0 | 34.3885 | 30.4537 | 33.0367 | 18.192 | 0 | 0.7132 | 19.08 | 5.0208 | 117.6721 | 0 | 0 | 0 | 69.25 | 0
8342 | 348 | 14 | 12 | Sunday | 13 | 63.106 | 0 | 34.17 | 24.4086 | 29.1634 | 18.192 | 0 | 0.7288 | 18.36 | 5.7082 | 106.8308 | 0 | 0 | 0 | 80.9481 | 0
8343 | 348 | 14 | 12 | Sunday | 14 | 60.907 | 0 | 34.07 | 25.0803 | 29.1634 | 6.064 | 0 | 0.7234 | 18 | 4.993 | 107.0371 | 0 | 0 | 0 | 66.8559 | 0
8344 | 348 | 14 | 12 | Sunday | 15 | 61.147 | 0 | 34.0567 | 28.8987 | 29.1634 | 6.064 | 0 | 0.723 | 15.84 | 1.9118 | 108.6818 | 0 | 0 | 0 | 67.1022 | 0
8345 | 348 | 14 | 12 | Sunday | 16 | 63.023 | 0 | 34.0445 | 27.9569 | 27.5539 | 24.256 | 0 | 0.7307 | 23.04 | 0.3394 | 113.326 | 0 | 0 | 0 | 86.9687 | 0
8346 | 348 | 14 | 12 | Sunday | 17 | 66.517 | 0 | 34.0336 | 26.7113 | 26.399 | 30.32 | 0 | 0.7371 | 22.32 | 0 | 110.201 | 0 | 0 | 0 | 96.6325 | 0
8347 | 348 | 14 | 12 | Sunday | 18 | 56.133 | 0 | 33.988 | 43.9889 | 38.0184 | 42.448 | 0 | 0.7306 | 23.4 | 0 | 140.1259 | 0 | 0 | 0 | 98.5889 | 0
8348 | 348 | 14 | 12 | Sunday | 19 | 40.82 | 0 | 33.7904 | 55.5005 | 45.7644 | 42.448 | 0 | 0.7111 | 22.68 | 0 | 158.4465 | 0 | 0 | 0 | 83.5466 | 0
8349 | 348 | 14 | 12 | Sunday | 20 | 32.911 | 0 | 33.7457 | 60.0165 | 49.6381 | 30.32 | 0 | 0.693 | 22.68 | 0 | 166.7733 | 0 | 0 | 0 | 63.5421 | 0
8350 | 348 | 14 | 12 | Sunday | 21 | 38.194 | 0 | 33.7571 | 48.5011 | 41.8913 | 18.192 | 0 | 0.694 | 22.68 | 0 | 147.5234 | 0 | 0 | 0 | 56.6145 | 0
8351 | 348 | 14 | 12 | Sunday | 22 | 47.65 | 0 | 33.778 | 40.3665 | 35.5897 | 12.128 | 0 | 0.7033 | 14.4 | 0 | 124.8375 | 0 | 0 | 0 | 59.9621 | 0
8352 | 348 | 14 | 12 | Sunday | 23 | 60.768 | 0 | 33.8465 | 25.6748 | 24.6242 | 12.128 | 0 | 0.7189 | 14.4 | 0 | 99.2644 | 0 | 0 | 0 | 73.1202 | 0
8353 | 349 | 15 | 12 | Monday | 0 | 69.39 | 0 | 34.1837 | 17.5343 | 18.3373 | 6.064 | 0 | 0.727 | 14.4 | 0 | 85.1823 | 0 | 0 | 0 | 75.5744 | 0
8354 | 349 | 15 | 12 | Monday | 1 | 78.353 | 0 | 34.365 | 14.6472 | 16.4006 | 6.064 | 0 | 0.7371 | 11.88 | 0 | 78.0299 | 0 | 0 | 0 | 84.5466 | 0
8355 | 349 | 15 | 12 | Monday | 2 | 85.709 | 0 | 34.3218 | 11.7686 | 14.464 | 6.064 | 0 | 0.7459 | 11.88 | 0 | 73.1804 | 0 | 0 | 0 | 91.9096 | 0
8356 | 349 | 15 | 12 | Monday | 3 | 86.986 | 0 | 34.3408 | 11.7686 | 14.464 | 6.064 | 0 | 0.7477 | 11.88 | 0 | 73.2011 | 0 | 0 | 0 | 93.1913 | 0
8357 | 349 | 15 | 12 | Monday | 4 | 85.198 | 0 | 34.3394 | 13.0128 | 14.464 | 6.064 | 0 | 0.7464 | 11.88 | 0 | 74.4427 | 0 | 0 | 0 | 91.407 | 0
8358 | 349 | 15 | 12 | Monday | 5 | 76.181 | 0 | 34.3041 | 22.6634 | 20.5805 | 6.064 | 0 | 0.7368 | 11.88 | 0 | 90.1649 | 0 | 0 | 0 | 82.3895 | 0
8359 | 349 | 15 | 12 | Monday | 6 | 60.651 | 0 | 34.0957 | 44.2813 | 35.484 | 30.32 | 0 | 0.7276 | 15.12 | 0 | 129.7086 | 0 | 0 | 0 | 91.7914 | 0
8360 | 349 | 15 | 12 | Monday | 7 | 51.716 | 0 | 33.9373 | 61.1578 | 46.6998 | 42.448 | 0 | 0.7269 | 15.12 | 0 | 157.6418 | 0 | 0 | 0 | 95.5099 | 0
8361 | 349 | 15 | 12 | Monday | 8 | 47.408 | 0 | 33.9242 | 69.4626 | 52.1343 | 48.512 | 0 | 0.7288 | 18.72 | 0 | 174.97 | 0 | 0 | 0 | 97.7109 | 0
8362 | 349 | 15 | 12 | Monday | 9 | 46.826 | 0 | 33.9534 | 71.8396 | 52.8606 | 30.32 | 0 | 0.7146 | 18.72 | 0.1532 | 178.0881 | 0 | 0 | 0 | 78.3423 | 0
8363 | 349 | 15 | 12 | Monday | 10 | 49.137 | 0 | 34.0128 | 67.9255 | 51.878 | 12.128 | 0 | 0.7112 | 14.4 | 1.1651 | 168.9275 | 0 | 0 | 0 | 61.7405 | 0
8364 | 349 | 15 | 12 | Monday | 11 | 46.116 | 0 | 34.0373 | 67.324 | 51.878 | 12.128 | 0 | 0.7074 | 18.36 | 1.9597 | 172.3067 | 0 | 0 | 0 | 58.7258 | 0
8365 | 349 | 15 | 12 | Monday | 12 | 42.696 | 1.228 | 34.0711 | 64.7597 | 51.1854 | 18.192 | 0 | 0.7674 | 18.36 | 2.5968 | 170.4713 | 0 | 0 | 0 | 61.6451 | 0
8366 | 349 | 15 | 12 | Monday | 13 | 41.308 | 2.451 | 33.9966 | 65.9861 | 51.878 | 18.192 | 0 | 0.8274 | 18.36 | 2.9787 | 173.6992 | 0 | 0 | 0 | 60.2805 | 0
8367 | 349 | 15 | 12 | Monday | 14 | 39.193 | 2.406 | 33.9738 | 66.2274 | 51.878 | 6.064 | 0 | 0.8193 | 18.36 | 3.0742 | 173.8606 | 0 | 0 | 0 | 45.5019 | 0
8368 | 349 | 15 | 12 | Monday | 15 | 35.452 | 2.876 | 33.9143 | 67.7196 | 51.878 | 6.064 | 0 | 0.8385 | 18.36 | 1.6915 | 175.8209 | 0 | 0 | 0 | 41.7566 | 0
8369 | 349 | 15 | 12 | Monday | 16 | 32.317 | 2.629 | 33.8494 | 67.9854 | 50.7246 | 24.256 | 0 | 0.8271 | 22.68 | 0.3127 | 178.9095 | 0 | 0 | 0 | 57.6653 | 0
8370 | 349 | 15 | 12 | Monday | 17 | 32.905 | 1.898 | 33.8297 | 59.7898 | 43.0931 | 30.32 | 0 | 0.7928 | 28.8 | 0 | 168.3575 | 0 | 0 | 0 | 64.6898 | 0
8371 | 349 | 15 | 12 | Monday | 18 | 20.077 | 2.618 | 33.8821 | 65.4399 | 51.7393 | 42.448 | 0 | 0.8203 | 30.96 | 0 | 185.6731 | 0 | 0 | 0 | 64.6956 | 0
8372 | 349 | 15 | 12 | Monday | 19 | 13.004 | 1.988 | 33.9789 | 70.7204 | 57.1787 | 42.448 | 0 | 0.7778 | 25.2 | 0 | 190.0056 | 0 | 0 | 0 | 57.7042 | 0
8373 | 349 | 15 | 12 | Monday | 20 | 11.564 | 3.45 | 33.9843 | 75.2516 | 60.483 | 30.32 | 0 | 0.8459 | 25.2 | 0 | 199.496 | 0 | 0 | 0 | 43.4597 | 0
8374 | 349 | 15 | 12 | Monday | 21 | 11.693 | 3.61 | 33.7595 | 69.495 | 55.4564 | 18.192 | 0 | 0.761 | 25.2 | 0 | 188.5762 | 0 | 0 | 0 | 30.7975 | 0
8375 | 349 | 15 | 12 | Monday | 22 | 14.571 | 0.213 | 33.772 | 49.7368 | 40.0199 | 12.128 | 0 | 0.5754 | 16.2 | 0 | 140.5341 | 0 | 0 | 0 | 27.316 | 0
8376 | 349 | 15 | 12 | Monday | 23 | 19.814 | 0 | 33.8603 | 26.9226 | 24.6242 | 12.128 | 0 | 0.6141 | 16.2 | 0 | 102.2211 | 0 | 0 | 0 | 32.5656 | 0
8377 | 350 | 16 | 12 | Tuesday | 0 | 24.854 | 0 | 33.9511 | 17.5343 | 18.3373 | 6.064 | 0 | 0.5899 | 14.4 | 0 | 84.8126 | 0 | 0 | 0 | 31.2311 | 0
8378 | 350 | 16 | 12 | Tuesday | 1 | 28.171 | 0 | 34.3599 | 14.6472 | 16.4006 | 6.064 | 0 | 0.663 | 11.88 | 0 | 77.9508 | 0 | 0 | 0 | 34.5477 | 0
8379 | 350 | 16 | 12 | Tuesday | 2 | 29.636 | 0 | 35.1073 | 11.7686 | 14.464 | 6.064 | 0 | 0.6784 | 11.88 | 0 | 73.8984 | 0 | 0 | 0 | 36.0157 | 0
8380 | 350 | 16 | 12 | Tuesday | 3 | 30.45 | 0 | 35.408 | 11.7686 | 14.464 | 6.064 | 0 | 0.6829 | 11.88 | 0 | 74.2035 | 0 | 0 | 0 | 36.8324 | 0
8381 | 350 | 16 | 12 | Tuesday | 4 | 32.264 | 0 | 35.4441 | 13.0128 | 14.464 | 6.064 | 0 | 0.6855 | 11.88 | 0 | 75.4864 | 0 | 0 | 0 | 38.6515 | 0
8382 | 350 | 16 | 12 | Tuesday | 5 | 30.74 | 0 | 35.2781 | 22.6634 | 20.5805 | 6.064 | 0 | 0.6839 | 11.88 | 0 | 91.0859 | 0 | 0 | 0 | 37.1253 | 0
8383 | 350 | 16 | 12 | Tuesday | 6 | 24.842 | 0 | 34.649 | 44.2813 | 35.484 | 30.32 | 0 | 0.685 | 15.12 | 0 | 130.2193 | 0 | 0 | 0 | 56.9779 | 0
8384 | 350 | 16 | 12 | Tuesday | 7 | 20.797 | 0 | 34.3964 | 61.1578 | 46.6998 | 42.448 | 0 | 0.6887 | 15.12 | 0 | 158.0626 | 0 | 0 | 0 | 65.9268 | 0
8385 | 350 | 16 | 12 | Tuesday | 8 | 17.671 | 0 | 34.4376 | 69.4626 | 52.1343 | 48.512 | 0 | 0.6908 | 18.72 | 0.0676 | 175.4454 | 0 | 0 | 0 | 69.3725 | 0
8386 | 350 | 16 | 12 | Tuesday | 9 | 16.267 | 0 | 34.6263 | 71.8384 | 52.8606 | 30.32 | 0 | 0.6755 | 18.72 | 0.8175 | 178.7208 | 0 | 0 | 0 | 48.517 | 0
8387 | 350 | 16 | 12 | Tuesday | 10 | 15.522 | 0 | 34.9761 | 66.9522 | 51.878 | 12.128 | 0 | 0.5363 | 14.4 | 2.7468 | 168.7426 | 0 | 0 | 0 | 28.3737 | 0
8388 | 350 | 16 | 12 | Tuesday | 11 | 13.64 | 0.94 | 35.0479 | 63.9393 | 51.878 | 12.128 | 0 | 0.5519 | 18.36 | 4.9045 | 170.7939 | 0 | 0 | 0 | 26.4739 | 0
8389 | 350 | 16 | 12 | Tuesday | 12 | 12.541 | 3.08 | 35.005 | 60.5293 | 51.1854 | 18.192 | 0 | 0.7662 | 18.36 | 6.5548 | 169.1771 | 0 | 0 | 0 | 31.5447 | 0
8390 | 350 | 16 | 12 | Tuesday | 13 | 12.133 | 3.634 | 35.096 | 62.4591 | 51.878 | 18.192 | 0 | 0.779 | 18.36 | 6.5268 | 172.5018 | 0 | 0 | 0 | 30.7611 | 0
8391 | 350 | 16 | 12 | Tuesday | 14 | 12.103 | 3.478 | 35.0388 | 64.6832 | 51.878 | 6.064 | 0 | 0.521 | 18.36 | 4.3613 | 174.242 | 0 | 0 | 0 | 18.2521 | 0
8392 | 350 | 16 | 12 | Tuesday | 15 | 11.956 | 4.026 | 34.8442 | 67.5731 | 51.878 | 6.064 | 0 | 0.5445 | 18.36 | 1.8225 | 177.5542 | 0 | 0 | 0 | 18.1069 | 0
8393 | 350 | 16 | 12 | Tuesday | 16 | 11.973 | 3.58 | 34.6252 | 67.9854 | 50.7246 | 24.256 | 0 | 0.8496 | 22.68 | 0.3372 | 180.7366 | 0 | 0 | 0 | 36.6376 | 0
8394 | 350 | 16 | 12 | Tuesday | 17 | 13.517 | 2.703 | 34.6974 | 59.7898 | 43.0931 | 30.32 | 0 | 0.8089 | 28.8 | 0 | 170.1119 | 0 | 0 | 0 | 44.5306 | 0
8395 | 350 | 16 | 12 | Tuesday | 18 | 11.487 | 2.741 | 34.1909 | 65.4399 | 51.7393 | 42.448 | 0 | 0.8158 | 30.96 | 0 | 186.11 | 0 | 0 | 0 | 55.1943 | 0
8396 | 350 | 16 | 12 | Tuesday | 19 | 11.83 | 5.053 | 33.9213 | 70.7204 | 57.1787 | 42.448 | 0 | 0.9373 | 25.2 | 0 | 193.4221 | 0 | 0 | 0 | 55.7353 | 0
8397 | 350 | 16 | 12 | Tuesday | 20 | 11.403 | 5.669 | 33.7592 | 75.2516 | 60.483 | 30.32 | 0 | 0.9574 | 25.2 | 0 | 201.7816 | 0 | 0 | 0 | 42.7762 | 0
8398 | 350 | 16 | 12 | Tuesday | 21 | 12.418 | 2.853 | 33.784 | 69.495 | 55.4564 | 18.192 | 0 | 0.731 | 25.2 | 0 | 187.7522 | 0 | 0 | 0 | 31.2281 | 0
8399 | 350 | 16 | 12 | Tuesday | 22 | 15.872 | 0.157 | 33.7823 | 49.7368 | 40.0199 | 12.128 | 0 | 0.5947 | 16.2 | 0 | 140.5035 | 0 | 0 | 0 | 28.4267 | 0
8400 | 350 | 16 | 12 | Tuesday | 23 | 22.262 | 0 | 33.9552 | 26.9226 | 24.6242 | 12.128 | 0 | 0.6516 | 16.2 | 0 | 102.3535 | 0 | 0 | 0 | 34.8289 | 0
8401 | 351 | 17 | 12 | Wednesday | 0 | 30.174 | 0 | 34.4865 | 17.5343 | 18.3373 | 6.064 | 0 | 0.6536 | 14.4 | 0 | 85.4117 | 0 | 0 | 0 | 36.4652 | 0
8402 | 351 | 17 | 12 | Wednesday | 1 | 36.825 | 0 | 35.0758 | 14.6472 | 16.4006 | 6.064 | 0 | 0.6873 | 11.88 | 0 | 78.6909 | 0 | 0 | 0 | 43.1302 | 0
8403 | 351 | 17 | 12 | Wednesday | 2 | 42.281 | 0 | 35.3727 | 11.7686 | 14.464 | 6.064 | 0 | 0.6932 | 11.88 | 0 | 74.1785 | 0 | 0 | 0 | 48.5979 | 0
8404 | 351 | 17 | 12 | Wednesday | 3 | 53.436 | 0 | 35.3274 | 11.7686 | 14.464 | 6.064 | 0 | 0.7061 | 11.88 | 0 | 74.1462 | 0 | 0 | 0 | 59.7684 | 0
8405 | 351 | 17 | 12 | Wednesday | 4 | 63.183 | 0 | 35.0602 | 13.0128 | 14.464 | 6.064 | 0 | 0.7183 | 11.88 | 0 | 75.1353 | 0 | 0 | 0 | 69.5266 | 0
8406 | 351 | 17 | 12 | Wednesday | 5 | 59.157 | 0 | 34.9259 | 22.6634 | 20.5805 | 6.064 | 0 | 0.7133 | 11.88 | 0 | 90.7631 | 0 | 0 | 0 | 65.4995 | 0
8407 | 351 | 17 | 12 | Wednesday | 6 | 49.809 | 0 | 34.6257 | 44.2813 | 35.484 | 30.32 | 0 | 0.7107 | 15.12 | 0 | 130.2217 | 0 | 0 | 0 | 81.6253 | 0
8408 | 351 | 17 | 12 | Wednesday | 7 | 42.58 | 0 | 34.4796 | 61.1578 | 46.6998 | 42.448 | 0 | 0.7121 | 15.12 | 0 | 158.1693 | 0 | 0 | 0 | 87.2603 | 0
8409 | 351 | 17 | 12 | Wednesday | 8 | 34.068 | 0 | 34.4863 | 69.4626 | 52.1343 | 48.512 | 0 | 0.7108 | 18.72 | 0.0852 | 175.514 | 0 | 0 | 0 | 85.2791 | 0
8410 | 351 | 17 | 12 | Wednesday | 9 | 30.623 | 0 | 34.5196 | 71.8395 | 52.8606 | 30.32 | 0 | 0.6939 | 18.72 | 0.7318 | 178.6336 | 0 | 0 | 0 | 62.63 | 0
8411 | 351 | 17 | 12 | Wednesday | 10 | 30.239 | 0 | 34.5922 | 67.6724 | 51.878 | 12.128 | 0 | 0.687 | 14.4 | 1.6804 | 169.2296 | 0 | 0 | 0 | 43.0002 | 0
8412 | 351 | 17 | 12 | Wednesday | 11 | 27.478 | 0 | 34.6466 | 67.1112 | 51.878 | 12.128 | 0 | 0.6836 | 18.36 | 2.1088 | 172.6794 | 0 | 0 | 0 | 40.2356 | 0
8413 | 351 | 17 | 12 | Wednesday | 12 | 26.825 | 2.536 | 34.6552 | 65.5938 | 51.1854 | 18.192 | 0 | 0.8136 | 18.36 | 2.0665 | 173.3509 | 0 | 0 | 0 | 46.0116 | 0
8414 | 351 | 17 | 12 | Wednesday | 13 | 27.236 | 2.743 | 34.7389 | 67.6513 | 51.878 | 18.192 | 0 | 0.8244 | 18.36 | 1.731 | 176.4189 | 0 | 0 | 0 | 46.4413 | 0
8415 | 351 | 17 | 12 | Wednesday | 14 | 28.777 | 2.91 | 34.641 | 67.9569 | 51.878 | 6.064 | 0 | 0.8226 | 18.36 | 1.1566 | 176.8056 | 0 | 0 | 0 | 35.1564 | 0
8416 | 351 | 17 | 12 | Wednesday | 15 | 28.482 | 3.017 | 34.5959 | 67.9709 | 51.878 | 6.064 | 0 | 0.8252 | 18.36 | 0.5701 | 176.8926 | 0 | 0 | 0 | 34.8622 | 0
8417 | 351 | 17 | 12 | Wednesday | 16 | 26.888 | 2.731 | 34.5451 | 67.9854 | 50.7246 | 24.256 | 0 | 0.8252 | 22.68 | 0.1192 | 179.714 | 0 | 0 | 0 | 52.5679 | 0
8418 | 351 | 17 | 12 | Wednesday | 17 | 27.583 | 2.176 | 34.5136 | 59.7898 | 43.0931 | 30.32 | 0 | 0.8 | 28.8 | 0 | 169.3496 | 0 | 0 | 0 | 59.766 | 0
8419 | 351 | 17 | 12 | Wednesday | 18 | 19.6 | 2.428 | 34.2031 | 65.4399 | 51.7393 | 42.448 | 0 | 0.8101 | 30.96 | 0 | 185.7782 | 0 | 0 | 0 | 64.7661 | 0
8420 | 351 | 17 | 12 | Wednesday | 19 | 13.488 | 1.956 | 34.0164 | 70.7204 | 57.1787 | 42.448 | 0 | 0.7771 | 25.2 | 0 | 190.0084 | 0 | 0 | 0 | 58.6971 | 0
8421 | 351 | 17 | 12 | Wednesday | 20 | 10.927 | 6.528 | 33.8509 | 75.2516 | 60.483 | 30.32 | 0 | 1.0042 | 25.2 | 0 | 202.8499 | 0 | 0 | 0 | 43.1528 | 0
8422 | 351 | 17 | 12 | Wednesday | 21 | 10.452 | 3.789 | 33.7297 | 69.495 | 55.4564 | 18.192 | 0 | 0.7495 | 25.2 | 0 | 188.7285 | 0 | 0 | 0 | 29.7464 | 0
8423 | 351 | 17 | 12 | Wednesday | 22 | 11.983 | 0.319 | 33.7579 | 49.7368 | 40.0199 | 12.128 | 0 | 0.5327 | 16.2 | 0 | 140.5923 | 0 | 0 | 0 | 24.8507 | 0
8424 | 351 | 17 | 12 | Wednesday | 23 | 15.079 | 0 | 33.782 | 26.9226 | 24.6242 | 12.128 | 0 | 0.5263 | 16.2 | 0 | 102.0551 | 0 | 0 | 0 | 27.9503 | 0
8425 | 352 | 18 | 12 | Thursday | 0 | 18.075 | 0 | 33.8692 | 17.5343 | 18.3373 | 6.064 | 0 | 0.4629 | 14.4 | 0 | 84.6037 | 0 | 0 | 0 | 24.5108 | 0
8426 | 352 | 18 | 12 | Thursday | 1 | 20.629 | 0 | 33.9638 | 14.6472 | 16.4006 | 6.064 | 0 | 0.5134 | 11.88 | 0 | 77.4051 | 0 | 0 | 0 | 27.0652 | 0
8427 | 352 | 18 | 12 | Thursday | 2 | 21.013 | 0 | 34.263 | 11.7686 | 14.464 | 6.064 | 0 | 0.5211 | 11.88 | 0 | 72.8967 | 0 | 0 | 0 | 27.4488 | 0
8428 | 352 | 18 | 12 | Thursday | 3 | 20.582 | 0 | 34.405 | 11.7686 | 14.464 | 6.064 | 0 | 0.5126 | 11.88 | 0 | 73.0302 | 0 | 0 | 0 | 27.0188 | 0
8429 | 352 | 18 | 12 | Thursday | 4 | 21.153 | 0 | 34.5445 | 13.0128 | 14.464 | 6.064 | 0 | 0.5226 | 11.88 | 0 | 74.4239 | 0 | 0 | 0 | 27.5898 | 0
8430 | 352 | 18 | 12 | Thursday | 5 | 20.978 | 0 | 34.0864 | 22.6634 | 20.5805 | 6.064 | 0 | 0.5207 | 11.88 | 0 | 89.7311 | 0 | 0 | 0 | 27.4149 | 0
8431 | 352 | 18 | 12 | Thursday | 6 | 15.48 | 0 | 33.7444 | 44.2813 | 35.484 | 30.32 | 0 | 0.6737 | 15.12 | 0 | 129.3034 | 0 | 0 | 0 | 47.8237 | 0
8432 | 352 | 18 | 12 | Thursday | 7 | 12.547 | 0 | 33.7186 | 61.1578 | 46.6998 | 42.448 | 0 | 0.6785 | 15.12 | 0 | 157.3747 | 0 | 0 | 0 | 57.9739 | 0
8433 | 352 | 18 | 12 | Thursday | 8 | 10.678 | 0 | 33.7235 | 69.4626 | 52.1343 | 48.512 | 0 | 0.6823 | 18.72 | 0 | 174.7227 | 0 | 0 | 0 | 62.7002 | 0
8434 | 352 | 18 | 12 | Thursday | 9 | 9.885 | 0 | 33.7337 | 71.8396 | 52.8606 | 30.32 | 0 | 0.6677 | 18.72 | 0.0749 | 177.8215 | 0 | 0 | 0 | 42.2909 | 0
8435 | 352 | 18 | 12 | Thursday | 10 | 9.993 | 0 | 33.9974 | 67.9578 | 51.878 | 12.128 | 0 | 0.4294 | 14.4 | 0.5402 | 168.6626 | 0 | 0 | 0 | 22.9255 | 0
8436 | 352 | 18 | 12 | Thursday | 11 | 9.898 | 2.69 | 34.3045 | 67.9709 | 51.878 | 12.128 | 0 | 0.5649 | 18.36 | 0.7312 | 175.9879 | 0 | 0 | 0 | 22.8342 | 0
8437 | 352 | 18 | 12 | Thursday | 12 | 9.774 | 5.871 | 34.5739 | 66.4009 | 51.1854 | 18.192 | 0 | 0.8519 | 18.36 | 0.8733 | 177.7217 | 0 | 0 | 0 | 29.1835 | 0
8438 | 352 | 18 | 12 | Thursday | 13 | 9.296 | 8.281 | 34.3621 | 67.9709 | 51.878 | 18.192 | 0 | 0.965 | 18.36 | 1.0202 | 182.492 | 0 | 0 | 0 | 28.7108 | 0
8439 | 352 | 18 | 12 | Thursday | 14 | 9.2 | 6.926 | 34.3167 | 67.9709 | 51.878 | 6.064 | 0 | 0.6482 | 18.36 | 0.822 | 180.6644 | 0 | 0 | 0 | 15.672 | 0
8440 | 352 | 18 | 12 | Thursday | 15 | 8.869 | 5.904 | 34.1541 | 67.9709 | 51.878 | 6.064 | 0 | 0.5885 | 18.36 | 0.4106 | 179.3367 | 0 | 0 | 0 | 15.3422 | 0
8441 | 352 | 18 | 12 | Thursday | 16 | 8.214 | 5.538 | 33.8422 | 67.9854 | 50.7246 | 24.256 | 0 | 0.9224 | 22.68 | 0.0746 | 182.1434 | 0 | 0 | 0 | 34.113 | 0
8442 | 352 | 18 | 12 | Thursday | 17 | 8.734 | 5.983 | 33.7688 | 59.7898 | 43.0931 | 30.32 | 0 | 0.9724 | 28.8 | 0 | 172.8952 | 0 | 0 | 0 | 41.1959 | 0
8443 | 352 | 18 | 12 | Thursday | 18 | 6.621 | 7.71 | 33.7578 | 65.4399 | 51.7393 | 42.448 | 0 | 1.0678 | 30.96 | 0 | 191.3029 | 0 | 0 | 0 | 52.2339 | 0
8444 | 352 | 18 | 12 | Thursday | 19 | 4.736 | 7.501 | 33.8158 | 70.7204 | 57.1787 | 42.448 | 0 | 1.0539 | 25.2 | 0 | 196.0812 | 0 | 0 | 0 | 50.3687 | 0
8445 | 352 | 18 | 12 | Thursday | 20 | 4.535 | 7.518 | 33.8292 | 75.2516 | 60.483 | 30.32 | 0 | 1.0461 | 25.2 | 0 | 203.9409 | 0 | 0 | 0 | 37.0176 | 0
8446 | 352 | 18 | 12 | Thursday | 21 | 4.613 | 4.785 | 33.7658 | 69.495 | 55.4564 | 18.192 | 0 | 0.6915 | 25.2 | 0 | 189.7839 | 0 | 0 | 0 | 24.0949 | 0
8447 | 352 | 18 | 12 | Thursday | 22 | 5.177 | 0.603 | 33.796 | 49.7368 | 40.0199 | 12.128 | 0 | 0.3676 | 16.2 | 0 | 140.7725 | 0 | 0 | 0 | 18.1668 | 0
8448 | 352 | 18 | 12 | Thursday | 23 | 8.404 | 0.002 | 33.7542 | 26.9226 | 24.6242 | 12.128 | 0 | 0.399 | 16.2 | 0 | 101.9017 | 0 | 0 | 0 | 21.394 | 0
8449 | 353 | 19 | 12 | Friday | 0 | 9.201 | 0 | 33.7764 | 17.5343 | 18.3373 | 6.064 | 0 | 0.2922 | 14.4 | 0 | 84.3402 | 0 | 0 | 0 | 15.6954 | 0
8450 | 353 | 19 | 12 | Friday | 1 | 9.463 | 0 | 33.8245 | 14.6472 | 16.4006 | 6.064 | 0 | 0.2972 | 11.88 | 0 | 77.0495 | 0 | 0 | 0 | 15.9575 | 0
8451 | 353 | 19 | 12 | Friday | 2 | 9.7 | 0 | 33.8757 | 11.7686 | 14.464 | 6.064 | 0 | 0.3017 | 11.88 | 0 | 72.2901 | 0 | 0 | 0 | 16.1943 | 0
8452 | 353 | 19 | 12 | Friday | 3 | 9.771 | 0 | 33.949 | 11.7686 | 14.464 | 6.064 | 0 | 0.3031 | 11.88 | 0 | 72.3647 | 0 | 0 | 0 | 16.2648 | 0
8453 | 353 | 19 | 12 | Friday | 4 | 9.418 | 0 | 33.9581 | 13.0128 | 14.464 | 6.064 | 0 | 0.2964 | 11.88 | 0 | 73.6113 | 0 | 0 | 0 | 15.9111 | 0
8454 | 353 | 19 | 12 | Friday | 5 | 8.646 | 0 | 33.9403 | 22.6634 | 20.5805 | 6.064 | 0 | 0.2817 | 11.88 | 0 | 89.3459 | 0 | 0 | 0 | 15.1384 | 0
8455 | 353 | 19 | 12 | Friday | 6 | 6.706 | 0 | 33.8302 | 44.2813 | 35.484 | 30.32 | 0 | 0.6628 | 15.12 | 0 | 129.3783 | 0 | 0 | 0 | 39.2312 | 0
8456 | 353 | 19 | 12 | Friday | 7 | 5.437 | 0 | 33.7847 | 61.1578 | 46.6998 | 42.448 | 0 | 0.6696 | 15.12 | 0 | 157.432 | 0 | 0 | 0 | 51.1467 | 0
8457 | 353 | 19 | 12 | Friday | 8 | 4.576 | 0 | 33.7912 | 69.4626 | 52.1343 | 48.512 | 0 | 0.6747 | 18.72 | 0 | 174.7829 | 0 | 0 | 0 | 56.9067 | 0
8458 | 353 | 19 | 12 | Friday | 9 | 4.062 | 0 | 33.7904 | 71.8396 | 52.8606 | 30.32 | 0 | 0.6604 | 18.72 | 0.0414 | 177.8709 | 0 | 0 | 0 | 36.606 | 0
8459 | 353 | 19 | 12 | Friday | 10 | 4.585 | 0 | 33.9187 | 67.9578 | 51.878 | 12.128 | 0 | 0.3269 | 14.4 | 0.3403 | 168.4814 | 0 | 0 | 0 | 17.5969 | 0
8460 | 353 | 19 | 12 | Friday | 11 | 4.904 | 2.976 | 34.0749 | 67.9709 | 51.878 | 12.128 | 0 | 0.4848 | 18.36 | 0.7674 | 175.9875 | 0 | 0 | 0 | 17.9176 | 0
8461 | 353 | 19 | 12 | Friday | 12 | 5.047 | 7.729 | 34.2528 | 66.2326 | 51.1854 | 18.192 | 0 | 0.8597 | 18.36 | 1.7231 | 179.2501 | 0 | 0 | 0 | 24.5673 | 0
8462 | 353 | 19 | 12 | Friday | 13 | 4.819 | 8.801 | 34.1155 | 66.1717 | 51.878 | 18.192 | 0 | 0.9212 | 18.36 | 4.3359 | 180.9644 | 0 | 0 | 0 | 24.1496 | 0
8463 | 353 | 19 | 12 | Friday | 14 | 4.685 | 7.403 | 34.0604 | 64.3614 | 51.878 | 6.064 | 0 | 0.6092 | 18.36 | 5.4305 | 177.2753 | 0 | 0 | 0 | 10.9257 | 0
8464 | 353 | 19 | 12 | Friday | 15 | 4.716 | 6.389 | 34.0185 | 67.2558 | 51.878 | 6.064 | 0 | 0.5299 | 18.36 | 2.0965 | 178.9521 | 0 | 0 | 0 | 10.8622 | 0
8465 | 353 | 19 | 12 | Friday | 16 | 4.914 | 5.853 | 33.9749 | 67.9854 | 50.7246 | 24.256 | 0 | 0.8506 | 22.68 | 0.3851 | 182.5456 | 0 | 0 | 0 | 29.5458 | 0
8466 | 353 | 19 | 12 | Friday | 17 | 5.795 | 6.162 | 34.0006 | 59.7898 | 43.0931 | 30.32 | 0 | 0.9779 | 28.8 | 0 | 173.3251 | 0 | 0 | 0 | 36.7012 | 0
8467 | 353 | 19 | 12 | Friday | 18 | 5.528 | 7.822 | 33.8087 | 65.4399 | 51.7393 | 42.448 | 0 | 1.0723 | 30.96 | 0 | 191.4794 | 0 | 0 | 0 | 49.1466 | 0
8468 | 353 | 19 | 12 | Friday | 19 | 4.625 | 7.537 | 33.8281 | 70.7204 | 57.1787 | 42.448 | 0 | 1.056 | 25.2 | 0 | 196.1349 | 0 | 0 | 0 | 48.4325 | 0
8469 | 353 | 19 | 12 | Friday | 20 | 4.651 | 7.399 | 33.822 | 75.2516 | 60.483 | 30.32 | 0 | 1.0405 | 25.2 | 0 | 203.7995 | 0 | 0 | 0 | 35.9261 | 0
8470 | 353 | 19 | 12 | Friday | 21 | 5.676 | 4.664 | 33.7588 | 69.495 | 55.4564 | 18.192 | 0 | 0.6933 | 25.2 | 0 | 189.6477 | 0 | 0 | 0 | 24.4765 | 0
8471 | 353 | 19 | 12 | Friday | 22 | 7.019 | 0.592 | 33.7713 | 49.7368 | 40.0199 | 12.128 | 0 | 0.3941 | 16.2 | 0 | 140.7621 | 0 | 0 | 0 | 19.5678 | 0
8472 | 353 | 19 | 12 | Friday | 23 | 10.461 | 0.004 | 33.805 | 26.9226 | 24.6242 | 12.128 | 0 | 0.4308 | 16.2 | 0 | 101.9874 | 0 | 0 | 0 | 23.0209 | 0
8473 | 354 | 20 | 12 | Saturday | 0 | 12.225 | 0 | 33.897 | 18.3332 | 19.1419 | 6.064 | 0 | 0.3462 | 15.84 | 0 | 87.5583 | 0 | 0 | 0 | 18.5081 | 0
8474 | 354 | 20 | 12 | Saturday | 1 | 13.899 | 0 | 33.9618 | 17.5283 | 18.3373 | 6.064 | 0 | 0.3787 | 12.6 | 0 | 82.8061 | 0 | 0 | 0 | 20.1842 | 0
8475 | 354 | 20 | 12 | Saturday | 2 | 14.912 | 0 | 34.1307 | 11.771 | 14.464 | 6.064 | 0 | 0.3984 | 12.6 | 0 | 73.3642 | 0 | 0 | 0 | 21.1998 | 0
8476 | 354 | 20 | 12 | Saturday | 3 | 15.34 | 0 | 34.3392 | 11.771 | 14.464 | 6.064 | 0 | 0.4068 | 12.6 | 0 | 73.5811 | 0 | 0 | 0 | 21.63 | 0
8477 | 354 | 20 | 12 | Saturday | 4 | 16.126 | 0 | 34.5165 | 11.771 | 14.464 | 6.064 | 0 | 0.4221 | 12.6 | 0 | 73.7737 | 0 | 0 | 0 | 22.4179 | 0
8478 | 354 | 20 | 12 | Saturday | 5 | 16.467 | 0 | 34.6516 | 13.0152 | 14.464 | 6.064 | 0 | 0.4288 | 12.6 | 0 | 75.1597 | 0 | 0 | 0 | 22.7608 | 0
8479 | 354 | 20 | 12 | Saturday | 6 | 14.85 | 0 | 34.2803 | 30.2702 | 24.9086 | 30.32 | 0 | 0.6723 | 14.4 | 0 | 104.5314 | 0 | 0 | 0 | 46.4888 | 0
8480 | 354 | 20 | 12 | Saturday | 7 | 12.981 | 0 | 34.1732 | 33.0666 | 26.405 | 42.448 | 0 | 0.6783 | 11.52 | 0 | 105.8431 | 0 | 0 | 0 | 57.4976 | 0
8481 | 354 | 20 | 12 | Saturday | 8 | 11.291 | 0 | 33.9426 | 46.1551 | 37.4339 | 48.512 | 0 | 0.6819 | 16.2 | 0 | 134.4136 | 0 | 0 | 0 | 62.3637 | 0
8482 | 354 | 20 | 12 | Saturday | 9 | 10.568 | 0 | 33.9386 | 46.9622 | 37.9057 | 30.32 | 0 | 0.6674 | 16.2 | 0.1134 | 135.6738 | 0 | 0 | 0 | 42.431 | 0
8483 | 354 | 20 | 12 | Saturday | 10 | 11.167 | 0 | 34.1817 | 44.337 | 37.2508 | 12.128 | 0 | 0.4475 | 15.12 | 1.0941 | 131.337 | 0 | 0 | 0 | 23.8919 | 0
8484 | 354 | 20 | 12 | Saturday | 11 | 12.106 | 2.167 | 34.5642 | 40.0213 | 35.3135 | 12.128 | 0 | 0.5763 | 21.6 | 3.2336 | 134.4194 | 0 | 0 | 0 | 24.839 | 0
8485 | 354 | 20 | 12 | Saturday | 12 | 13.291 | 2.637 | 34.5959 | 34.5084 | 34.2247 | 18.192 | 0 | 0.7442 | 23.4 | 4.6546 | 130.3252 | 0 | 0 | 0 | 32.3947 | 0
8486 | 354 | 20 | 12 | Saturday | 13 | 14.932 | 2.6 | 34.6652 | 34.362 | 33.0722 | 18.192 | 0 | 0.7722 | 23.4 | 3.8808 | 129.083 | 0 | 0 | 0 | 34.0432 | 0
8487 | 354 | 20 | 12 | Saturday | 14 | 16.446 | 2.609 | 34.7448 | 36.1392 | 33.0722 | 6.064 | 0 | 0.5624 | 23.4 | 2.6247 | 130.7401 | 0 | 0 | 0 | 22.819 | 0
8488 | 354 | 20 | 12 | Saturday | 15 | 15.163 | 2.784 | 34.6976 | 37.7427 | 33.0722 | 6.064 | 0 | 0.5464 | 23.4 | 1.2694 | 132.47 | 0 | 0 | 0 | 21.5373 | 0
8489 | 354 | 20 | 12 | Saturday | 16 | 15.518 | 2.833 | 34.7187 | 37.7918 | 33.0722 | 24.256 | 0 | 0.8144 | 23.4 | 0.2782 | 132.8615 | 0 | 0 | 0 | 41.0939 | 0
8490 | 354 | 20 | 12 | Saturday | 17 | 17.004 | 2.38 | 34.6791 | 35.4248 | 32.9581 | 30.32 | 0 | 0.7953 | 27 | 0 | 133.4314 | 0 | 0 | 0 | 49.0873 | 0
8491 | 354 | 20 | 12 | Saturday | 18 | 13.775 | 1.866 | 34.1942 | 55.5841 | 46.5147 | 42.448 | 0 | 0.7732 | 28.8 | 0 | 167.884 | 0 | 0 | 0 | 58.8569 | 0
8492 | 354 | 20 | 12 | Saturday | 19 | 12.251 | 7.475 | 33.8724 | 61.3403 | 50.3878 | 42.448 | 0 | 1.0638 | 28.8 | 0 | 183.5483 | 0 | 0 | 0 | 57.4072 | 0
8493 | 354 | 20 | 12 | Saturday | 20 | 12.053 | 6.033 | 33.7242 | 61.3343 | 50.3878 | 30.32 | 0 | 0.9774 | 27 | 0 | 179.9479 | 0 | 0 | 0 | 44.2584 | 0
8494 | 354 | 20 | 12 | Saturday | 21 | 11.53 | 5.18 | 33.7182 | 61.3343 | 50.3878 | 18.192 | 0 | 0.8422 | 27 | 0 | 178.8849 | 0 | 0 | 0 | 30.8071 | 0
8495 | 354 | 20 | 12 | Saturday | 22 | 12.632 | 0.973 | 33.7182 | 49.2003 | 40.077 | 12.128 | 0 | 0.5273 | 19.8 | 0 | 144.3748 | 0 | 0 | 0 | 25.4883 | 0
8496 | 354 | 20 | 12 | Saturday | 23 | 15.116 | 0.016 | 33.8118 | 28.1779 | 24.6242 | 12.128 | 0 | 0.5278 | 19.8 | 0 | 106.9592 | 0 | 0 | 0 | 27.9766 | 0
8497 | 355 | 21 | 12 | Sunday | 0 | 17.386 | 0 | 33.9731 | 24.1043 | 23.0149 | 6.064 | 0 | 0.4493 | 19.8 | 0 | 101.3416 | 0 | 0 | 0 | 23.8169 | 0
8498 | 355 | 21 | 12 | Sunday | 1 | 19.003 | 0 | 34.2049 | 23.3102 | 22.2101 | 6.064 | 0 | 0.4811 | 19.8 | 0 | 100.0063 | 0 | 0 | 0 | 25.4339 | 0
8499 | 355 | 21 | 12 | Sunday | 2 | 19.9 | 0 | 34.4758 | 17.5379 | 18.3373 | 6.064 | 0 | 0.4989 | 15.48 | 0 | 86.3299 | 0 | 0 | 0 | 26.3315 | 0
8500 | 355 | 21 | 12 | Sunday | 3 | 20.497 | 0 | 34.5836 | 17.5379 | 18.3373 | 6.064 | 0 | 0.5107 | 15.48 | 0 | 86.4495 | 0 | 0 | 0 | 26.9279 | 0
8501 | 355 | 21 | 12 | Sunday | 4 | 23.547 | 0 | 34.6598 | 17.5379 | 18.3373 | 6.064 | 0 | 0.5691 | 15.48 | 0 | 86.5841 | 0 | 0 | 0 | 29.9787 | 0
8502 | 355 | 21 | 12 | Sunday | 5 | 25.05 | 0 | 34.8585 | 18.7817 | 18.3373 | 6.064 | 0 | 0.602 | 15.48 | 0 | 88.0594 | 0 | 0 | 0 | 31.4813 | 0
8503 | 355 | 21 | 12 | Sunday | 6 | 23.127 | 0 | 34.6217 | 26.931 | 24.6242 | 30.32 | 0 | 0.6822 | 18.72 | 0 | 105.5791 | 0 | 0 | 0 | 55.4978 | 0
8504 | 355 | 21 | 12 | Sunday | 7 | 20.828 | 0 | 34.3817 | 34.2491 | 29.9942 | 42.448 | 0 | 0.6875 | 18.72 | 0 | 118.0325 | 0 | 0 | 0 | 66.2763 | 0
8505 | 355 | 21 | 12 | Sunday | 8 | 20.96 | 0 | 34.4342 | 37.4418 | 33.2132 | 48.512 | 0 | 0.6932 | 23.4 | 0.1015 | 129.1823 | 0 | 0 | 0 | 73.0116 | 0
8506 | 355 | 21 | 12 | Sunday | 9 | 20.782 | 0 | 34.4795 | 31.531 | 29.3396 | 30.32 | 0 | 0.6815 | 23.4 | 1.9144 | 119.4316 | 0 | 0 | 0 | 53.2432 | 0
8507 | 355 | 21 | 12 | Sunday | 10 | 19.446 | 0 | 34.5085 | 32.7323 | 32.5586 | 12.128 | 0 | 0.6321 | 19.08 | 5.784 | 119.5115 | 0 | 0 | 0 | 32.1752 | 0
8508 | 355 | 21 | 12 | Sunday | 11 | 18.906 | 0 | 34.57 | 29.8694 | 32.5586 | 12.128 | 0 | 0.614 | 21.6 | 7.2193 | 119.212 | 0 | 0 | 0 | 31.2667 | 0
8509 | 355 | 21 | 12 | Sunday | 12 | 17.149 | 0 | 34.5484 | 29.2036 | 33.0367 | 18.192 | 0 | 0.6779 | 19.08 | 6.721 | 116.5467 | 0 | 0 | 0 | 35.3184 | 0
8510 | 355 | 21 | 12 | Sunday | 13 | 17.666 | 0 | 34.824 | 26.2196 | 29.1634 | 18.192 | 0 | 0.67 | 18.36 | 4.8116 | 109.237 | 0 | 0 | 0 | 35.7644 | 0
8511 | 355 | 21 | 12 | Sunday | 14 | 17.482 | 0 | 34.9041 | 28.5872 | 29.1634 | 6.064 | 0 | 0.444 | 18 | 2.4301 | 111.0987 | 0 | 0 | 0 | 23.5243 | 0
8512 | 355 | 21 | 12 | Sunday | 15 | 18.838 | 0 | 34.9423 | 29.5094 | 29.1634 | 6.064 | 0 | 0.4708 | 15.84 | 0.9667 | 109.926 | 0 | 0 | 0 | 24.8855 | 0
8513 | 355 | 21 | 12 | Sunday | 16 | 20.544 | 0 | 34.9286 | 27.9569 | 27.5539 | 24.256 | 0 | 0.6765 | 23.04 | 0.1849 | 114.156 | 0 | 0 | 0 | 44.876 | 0
8514 | 355 | 21 | 12 | Sunday | 17 | 22.016 | 0 | 34.9201 | 26.7113 | 26.399 | 30.32 | 0 | 0.6809 | 22.32 | 0 | 111.0313 | 0 | 0 | 0 | 52.6154 | 0
8515 | 355 | 21 | 12 | Sunday | 18 | 18.501 | 0 | 34.4704 | 43.9889 | 38.0184 | 42.448 | 0 | 0.6844 | 23.4 | 0 | 140.562 | 0 | 0 | 0 | 61.6359 | 0
8516 | 355 | 21 | 12 | Sunday | 19 | 14.694 | 0 | 33.8492 | 55.5005 | 45.7644 | 42.448 | 0 | 0.6795 | 22.68 | 0 | 158.4737 | 0 | 0 | 0 | 58.0504 | 0
8517 | 355 | 21 | 12 | Sunday | 20 | 12.579 | 0 | 33.7224 | 60.0165 | 49.6381 | 30.32 | 0 | 0.6687 | 22.68 | 0 | 166.7258 | 0 | 0 | 0 | 43.5857 | 0
8518 | 355 | 21 | 12 | Sunday | 21 | 12.801 | 0 | 33.7197 | 48.5011 | 41.8913 | 18.192 | 0 | 0.5898 | 22.68 | 0 | 147.3818 | 0 | 0 | 0 | 31.3982 | 0
8519 | 355 | 21 | 12 | Sunday | 22 | 14.173 | 0 | 33.7741 | 40.3665 | 35.5897 | 12.128 | 0 | 0.4999 | 14.4 | 0 | 124.6302 | 0 | 0 | 0 | 26.5905 | 0
8520 | 355 | 21 | 12 | Sunday | 23 | 16.803 | 0 | 33.7538 | 25.6748 | 24.6242 | 12.128 | 0 | 0.5521 | 14.4 | 0 | 99.005 | 0 | 0 | 0 | 29.2347 | 0
8521 | 356 | 22 | 12 | Monday | 0 | 17.964 | 0 | 33.8642 | 17.5343 | 18.3373 | 6.064 | 0 | 0.4567 | 14.4 | 0 | 84.5925 | 0 | 0 | 0 | 24.1848 | 0
8522 | 356 | 22 | 12 | Monday | 1 | 19.502 | 0 | 34.015 | 14.6472 | 16.4006 | 6.064 | 0 | 0.4871 | 11.88 | 0 | 77.43 | 0 | 0 | 0 | 25.7257 | 0
8523 | 356 | 22 | 12 | Monday | 2 | 20.643 | 0 | 34.33 | 11.7686 | 14.464 | 6.064 | 0 | 0.5098 | 11.88 | 0 | 72.9524 | 0 | 0 | 0 | 26.8697 | 0
8524 | 356 | 22 | 12 | Monday | 3 | 20.446 | 0 | 34.3991 | 11.7686 | 14.464 | 6.064 | 0 | 0.5059 | 11.88 | 0 | 73.0177 | 0 | 0 | 0 | 26.6758 | 0
8525 | 356 | 22 | 12 | Monday | 4 | 19.295 | 0 | 34.3764 | 13.0128 | 14.464 | 6.064 | 0 | 0.4833 | 11.88 | 0 | 74.2165 | 0 | 0 | 0 | 25.5277 | 0
8526 | 356 | 22 | 12 | Monday | 5 | 16.993 | 0 | 34.0591 | 22.6634 | 20.5805 | 6.064 | 0 | 0.4382 | 11.88 | 0 | 89.6212 | 0 | 0 | 0 | 23.2287 | 0
8527 | 356 | 22 | 12 | Monday | 6 | 12.66 | 0 | 33.8392 | 44.2813 | 35.484 | 30.32 | 0 | 0.6702 | 15.12 | 0 | 129.3947 | 0 | 0 | 0 | 43.9976 | 0
8528 | 356 | 22 | 12 | Monday | 7 | 10.38 | 0 | 33.78 | 61.1578 | 46.6998 | 42.448 | 0 | 0.6758 | 15.12 | 0 | 157.4333 | 0 | 0 | 0 | 54.5078 | 0
8529 | 356 | 22 | 12 | Monday | 8 | 8.953 | 0 | 33.7328 | 69.4626 | 52.1343 | 48.512 | 0 | 0.6802 | 18.72 | 0 | 174.7299 | 0 | 0 | 0 | 59.6234 | 0
8530 | 356 | 22 | 12 | Monday | 9 | 8.604 | 0 | 33.75 | 71.8396 | 52.8606 | 30.32 | 0 | 0.6662 | 18.72 | 0.0414 | 177.8363 | 0 | 0 | 0 | 40.2246 | 0
8531 | 356 | 22 | 12 | Monday | 10 | 9.775 | 0 | 34.0497 | 67.9578 | 51.878 | 12.128 | 0 | 0.4198 | 14.4 | 0.3237 | 168.7053 | 0 | 0 | 0 | 22.4159 | 0
8532 | 356 | 22 | 12 | Monday | 11 | 9.977 | 2.569 | 34.3322 | 67.9709 | 51.878 | 12.128 | 0 | 0.555 | 18.36 | 0.589 | 175.8745 | 0 | 0 | 0 | 22.6286 | 0
8533 | 356 | 22 | 12 | Monday | 12 | 9.535 | 5.908 | 34.5068 | 66.4009 | 51.1854 | 18.192 | 0 | 0.8416 | 18.36 | 0.7605 | 177.6845 | 0 | 0 | 0 | 28.5302 | 0
8534 | 356 | 22 | 12 | Monday | 13 | 9.053 | 8.217 | 34.3181 | 67.9709 | 51.878 | 18.192 | 0 | 0.9495 | 18.36 | 0.7097 | 182.3629 | 0 | 0 | 0 | 28.0691 | 0
8535 | 356 | 22 | 12 | Monday | 14 | 9.154 | 6.83 | 34.2867 | 67.9709 | 51.878 | 6.064 | 0 | 0.6399 | 18.36 | 0.5126 | 180.5218 | 0 | 0 | 0 | 15.4965 | 0
8536 | 356 | 22 | 12 | Monday | 15 | 9.06 | 5.828 | 34.2587 | 67.9709 | 51.878 | 6.064 | 0 | 0.5859 | 18.36 | 0.2237 | 179.3561 | 0 | 0 | 0 | 15.4043 | 0
8537 | 356 | 22 | 12 | Monday | 16 | 8.291 | 5.463 | 34.01 | 67.9854 | 50.7246 | 24.256 | 0 | 0.9109 | 22.68 | 0.0497 | 182.2188 | 0 | 0 | 0 | 33.6938 | 0
8538 | 356 | 22 | 12 | Monday | 17 | 8.771 | 5.916 | 33.8808 | 59.7898 | 43.0931 | 30.32 | 0 | 0.969 | 28.8 | 0 | 172.9305 | 0 | 0 | 0 | 40.6378 | 0
8539 | 356 | 22 | 12 | Monday | 18 | 6.304 | 7.635 | 33.7604 | 65.4399 | 51.7393 | 42.448 | 0 | 1.0635 | 30.96 | 0 | 191.2207 | 0 | 0 | 0 | 51.1378 | 0
8540 | 356 | 22 | 12 | Monday | 19 | 4.349 | 7.394 | 33.8146 | 70.7204 | 57.1787 | 42.448 | 0 | 1.0479 | 25.2 | 0 | 195.9578 | 0 | 0 | 0 | 49.2649 | 0
8541 | 356 | 22 | 12 | Monday | 20 | 4.387 | 7.341 | 33.8248 | 75.2516 | 60.483 | 30.32 | 0 | 1.0368 | 25.2 | 0 | 203.7359 | 0 | 0 | 0 | 36.3947 | 0
8542 | 356 | 22 | 12 | Monday | 21 | 4.598 | 4.676 | 33.7631 | 69.495 | 55.4564 | 18.192 | 0 | 0.6807 | 25.2 | 0 | 189.6523 | 0 | 0 | 0 | 23.8129 | 0
8543 | 356 | 22 | 12 | Monday | 22 | 5.219 | 0.576 | 33.7945 | 49.7368 | 40.0199 | 12.128 | 0 | 0.3638 | 16.2 | 0 | 140.7378 | 0 | 0 | 0 | 18.0361 | 0
8544 | 356 | 22 | 12 | Monday | 23 | 8.967 | 0.002 | 33.7472 | 26.9226 | 24.6242 | 12.128 | 0 | 0.4067 | 16.2 | 0 | 101.903 | 0 | 0 | 0 | 21.7886 | 0
8545 | 357 | 23 | 12 | Tuesday | 0 | 9.632 | 0 | 33.7796 | 17.5343 | 18.3373 | 6.064 | 0 | 0.2989 | 14.4 | 0 | 84.3501 | 0 | 0 | 0 | 16.0435 | 0
8546 | 357 | 23 | 12 | Tuesday | 1 | 9.991 | 0 | 33.7999 | 14.6472 | 16.4006 | 6.064 | 0 | 0.3058 | 11.88 | 0 | 77.0335 | 0 | 0 | 0 | 16.4034 | 0
8547 | 357 | 23 | 12 | Tuesday | 2 | 10.484 | 0 | 33.9171 | 11.7686 | 14.464 | 6.064 | 0 | 0.3152 | 11.88 | 0 | 72.3449 | 0 | 0 | 0 | 16.8974 | 0
8548 | 357 | 23 | 12 | Tuesday | 3 | 10.876 | 0 | 33.9808 | 11.7686 | 14.464 | 6.064 | 0 | 0.3227 | 11.88 | 0 | 72.4162 | 0 | 0 | 0 | 17.2901 | 0
8549 | 357 | 23 | 12 | Tuesday | 4 | 11.528 | 0 | 33.9717 | 13.0128 | 14.464 | 6.064 | 0 | 0.3354 | 11.88 | 0 | 73.6639 | 0 | 0 | 0 | 17.9422 | 0
8550 | 357 | 23 | 12 | Tuesday | 5 | 10.272 | 0 | 33.9082 | 22.6634 | 20.5805 | 6.064 | 0 | 0.3114 | 11.88 | 0 | 89.3435 | 0 | 0 | 0 | 16.687 | 0
8551 | 357 | 23 | 12 | Tuesday | 6 | 7.92 | 0 | 33.7766 | 44.2813 | 35.484 | 30.32 | 0 | 0.6643 | 15.12 | 0 | 129.3263 | 0 | 0 | 0 | 40.0812 | 0
8552 | 357 | 23 | 12 | Tuesday | 7 | 6.566 | 0 | 33.7358 | 61.1578 | 46.6998 | 42.448 | 0 | 0.671 | 15.12 | 0 | 157.3844 | 0 | 0 | 0 | 51.7954 | 0
8553 | 357 | 23 | 12 | Tuesday | 8 | 5.602 | 0 | 33.7324 | 69.4626 | 52.1343 | 48.512 | 0 | 0.676 | 18.72 | 0 | 174.7254 | 0 | 0 | 0 | 57.4293 | 0
8554 | 357 | 23 | 12 | Tuesday | 9 | 5.08 | 0 | 33.7693 | 71.8396 | 52.8606 | 30.32 | 0 | 0.6617 | 18.72 | 0.0499 | 177.8511 | 0 | 0 | 0 | 37.3425 | 0
8555 | 357 | 23 | 12 | Tuesday | 10 | 5.315 | 0 | 33.9413 | 67.9578 | 51.878 | 12.128 | 0 | 0.3388 | 14.4 | 0.399 | 168.5159 | 0 | 0 | 0 | 18.2148 | 0
8556 | 357 | 23 | 12 | Tuesday | 11 | 5.36 | 2.937 | 34.1084 | 67.9709 | 51.878 | 12.128 | 0 | 0.4895 | 18.36 | 0.781 | 175.9837 | 0 | 0 | 0 | 18.2643 | 0
8557 | 357 | 23 | 12 | Tuesday | 12 | 5.38 | 7.75 | 34.3414 | 66.4009 | 51.1854 | 18.192 | 0 | 0.8633 | 18.36 | 1.0218 | 179.5324 | 0 | 0 | 0 | 24.7442 | 0
8558 | 357 | 23 | 12 | Tuesday | 13 | 5.274 | 8.723 | 34.2439 | 67.9709 | 51.878 | 18.192 | 0 | 0.9093 | 18.36 | 0.975 | 182.7961 | 0 | 0 | 0 | 24.6454 | 0
8559 | 357 | 23 | 12 | Tuesday | 14 | 5.275 | 7.35 | 34.2422 | 67.9709 | 51.878 | 6.064 | 0 | 0.5957 | 18.36 | 0.7294 | 180.9962 | 0 | 0 | 0 | 11.7322 | 0
8560 | 357 | 23 | 12 | Tuesday | 15 | 5.295 | 6.334 | 34.1703 | 67.9709 | 51.878 | 6.064 | 0 | 0.5428 | 18.36 | 0.3512 | 179.7722 | 0 | 0 | 0 | 11.7531 | 0
8561 | 357 | 23 | 12 | Tuesday | 16 | 5.1 | 5.911 | 33.9652 | 67.9854 | 50.7246 | 24.256 | 0 | 0.8797 | 22.68 | 0.0667 | 182.628 | 0 | 0 | 0 | 30.9434 | 0
8562 | 357 | 23 | 12 | Tuesday | 17 | 5.429 | 6.397 | 33.9042 | 59.7898 | 43.0931 | 30.32 | 0 | 0.9899 | 28.8 | 0 | 173.4958 | 0 | 0 | 0 | 37.7837 | 0
8563 | 357 | 23 | 12 | Tuesday | 18 | 4.726 | 8.21 | 33.7929 | 65.4399 | 51.7393 | 42.448 | 0 | 1.0918 | 30.96 | 0 | 191.9029 | 0 | 0 | 0 | 50.2309 | 0
8564 | 357 | 23 | 12 | Tuesday | 19 | 3.621 | 8.019 | 33.8167 | 70.7204 | 57.1787 | 42.448 | 0 | 1.0802 | 25.2 | 0 | 196.6683 | 0 | 0 | 0 | 49.1589 | 0
8565 | 357 | 23 | 12 | Tuesday | 20 | 3.304 | 7.987 | 33.8348 | 75.2516 | 60.483 | 30.32 | 0 | 1.0699 | 25.2 | 0 | 204.4777 | 0 | 0 | 0 | 35.7142 | 0
8566 | 357 | 23 | 12 | Tuesday | 21 | 3.821 | 5.1 | 33.7657 | 69.495 | 55.4564 | 18.192 | 0 | 0.6923 | 25.2 | 0 | 190.1245 | 0 | 0 | 0 | 23.2716 | 0
8567 | 357 | 23 | 12 | Tuesday | 22 | 4.418 | 0.733 | 33.7909 | 49.7368 | 40.0199 | 12.128 | 0 | 0.3595 | 16.2 | 0 | 140.8994 | 0 | 0 | 0 | 17.3879 | 0
8568 | 357 | 23 | 12 | Tuesday | 23 | 6.6 | 0.004 | 33.7828 | 26.9226 | 24.6242 | 12.128 | 0 | 0.3642 | 16.2 | 0 | 101.8983 | 0 | 0 | 0 | 19.5713 | 0
8569 | 358 | 24 | 12 | Wednesday | 0 | 8.226 | 0 | 33.8197 | 17.5343 | 18.3373 | 6.064 | 0 | 0.2736 | 14.4 | 0 | 84.3649 | 0 | 0 | 0 | 14.7106 | 0
8570 | 358 | 24 | 12 | Wednesday | 1 | 8.549 | 0 | 33.8617 | 14.6472 | 16.4006 | 6.064 | 0 | 0.2797 | 11.88 | 0 | 77.0693 | 0 | 0 | 0 | 15.0339 | 0
8571 | 358 | 24 | 12 | Wednesday | 2 | 8.808 | 0 | 33.9094 | 11.7686 | 14.464 | 6.064 | 0 | 0.2846 | 11.88 | 0 | 72.3067 | 0 | 0 | 0 | 15.2921 | 0
8572 | 358 | 24 | 12 | Wednesday | 3 | 9.105 | 0 | 34.0057 | 11.7686 | 14.464 | 6.064 | 0 | 0.2902 | 11.88 | 0 | 72.4086 | 0 | 0 | 0 | 15.589 | 0
8573 | 358 | 24 | 12 | Wednesday | 4 | 9.937 | 0 | 34.0468 | 13.0128 | 14.464 | 6.064 | 0 | 0.3062 | 11.88 | 0 | 73.7098 | 0 | 0 | 0 | 16.4213 | 0
8574 | 358 | 24 | 12 | Wednesday | 5 | 8.927 | 0 | 33.9857 | 22.6634 | 20.5805 | 6.064 | 0 | 0.287 | 11.88 | 0 | 89.3967 | 0 | 0 | 0 | 15.4112 | 0
8575 | 358 | 24 | 12 | Wednesday | 6 | 7.031 | 0 | 33.8322 | 44.2813 | 35.484 | 30.32 | 0 | 0.6632 | 15.12 | 0 | 129.3808 | 0 | 0 | 0 | 39.5152 | 0
8576 | 358 | 24 | 12 | Wednesday | 7 | 5.795 | 0 | 33.7938 | 61.1578 | 46.6998 | 42.448 | 0 | 0.6701 | 15.12 | 0 | 157.4415 | 0 | 0 | 0 | 51.4505 | 0
8577 | 358 | 24 | 12 | Wednesday | 8 | 4.943 | 0 | 33.8074 | 69.4626 | 52.1343 | 48.512 | 0 | 0.6751 | 18.72 | 0 | 174.7995 | 0 | 0 | 0 | 57.2176 | 0
8578 | 358 | 24 | 12 | Wednesday | 9 | 4.543 | 0 | 33.8762 | 71.8396 | 52.8606 | 30.32 | 0 | 0.6609 | 18.72 | 0.0607 | 177.9573 | 0 | 0 | 0 | 37.0596 | 0
8579 | 358 | 24 | 12 | Wednesday | 10 | 4.405 | 0 | 34.0404 | 67.9578 | 51.878 | 12.128 | 0 | 0.3232 | 14.4 | 0.4626 | 168.5994 | 0 | 0 | 0 | 17.4032 | 0
8580 | 358 | 24 | 12 | Wednesday | 11 | 4.237 | 3.043 | 34.1715 | 67.9709 | 51.878 | 12.128 | 0 | 0.4752 | 18.36 | 0.8063 | 176.1465 | 0 | 0 | 0 | 17.2385 | 0
8581 | 358 | 24 | 12 | Wednesday | 12 | 4.252 | 8.085 | 34.3451 | 66.3333 | 51.1854 | 18.192 | 0 | 0.8622 | 18.36 | 1.6019 | 179.8304 | 0 | 0 | 0 | 23.7558 | 0
8582 | 358 | 24 | 12 | Wednesday | 13 | 4.199 | 8.928 | 34.2239 | 66.9563 | 51.878 | 18.192 | 0 | 0.9115 | 18.36 | 3.6279 | 181.9859 | 0 | 0 | 0 | 23.583 | 0
8583 | 358 | 24 | 12 | Wednesday | 14 | 5.122 | 7.454 | 34.23 | 65.5309 | 51.878 | 6.064 | 0 | 0.6155 | 18.36 | 4.7702 | 178.6754 | 0 | 0 | 0 | 11.4286 | 0
8584 | 358 | 24 | 12 | Wednesday | 15 | 5.485 | 6.381 | 34.1913 | 67.6208 | 51.878 | 6.064 | 0 | 0.5449 | 18.36 | 1.7195 | 179.4958 | 0 | 0 | 0 | 11.7245 | 0
8585 | 358 | 24 | 12 | Wednesday | 16 | 5.326 | 5.911 | 34.0319 | 67.9854 | 50.7246 | 24.256 | 0 | 0.8684 | 22.68 | 0.3358 | 182.6833 | 0 | 0 | 0 | 30.3207 | 0
8586 | 358 | 24 | 12 | Wednesday | 17 | 5.94 | 6.289 | 34.0154 | 59.7898 | 43.0931 | 30.32 | 0 | 0.9848 | 28.8 | 0 | 173.4841 | 0 | 0 | 0 | 37.2823 | 0
8587 | 358 | 24 | 12 | Wednesday | 18 | 5.567 | 7.938 | 33.8408 | 65.4399 | 51.7393 | 42.448 | 0 | 1.0785 | 30.96 | 0 | 191.6434 | 0 | 0 | 0 | 49.7522 | 0
8588 | 358 | 24 | 12 | Wednesday | 19 | 4.906 | 7.615 | 33.8113 | 70.7204 | 57.1787 | 42.448 | 0 | 1.0605 | 25.2 | 0 | 196.2061 | 0 | 0 | 0 | 49.2368 | 0
8589 | 358 | 24 | 12 | Wednesday | 20 | 4.714 | 7.488 | 33.8147 | 75.2516 | 60.483 | 30.32 | 0 | 1.0454 | 25.2 | 0 | 203.8935 | 0 | 0 | 0 | 36.3345 | 0
8590 | 358 | 24 | 12 | Wednesday | 21 | 6.12 | 4.738 | 33.7456 | 69.495 | 55.4564 | 18.192 | 0 | 0.7094 | 25.2 | 0 | 189.7303 | 0 | 0 | 0 | 25.1139 | 0
8591 | 358 | 24 | 12 | Wednesday | 22 | 7.207 | 0.62 | 33.7711 | 49.7368 | 40.0199 | 12.128 | 0 | 0.4015 | 16.2 | 0 | 140.7992 | 0 | 0 | 0 | 19.8809 | 0
8592 | 358 | 24 | 12 | Wednesday | 23 | 10.522 | 0.006 | 33.8171 | 26.9226 | 24.6242 | 12.128 | 0 | 0.4344 | 16.2 | 0 | 102.0048 | 0 | 0 | 0 | 23.204 | 0
8593 | 359 | 25 | 12 | Thursday | 0 | 12.758 | 0 | 33.9721 | 17.5343 | 18.3373 | 6.064 | 0 | 0.3577 | 14.4 | 0 | 84.6014 | 0 | 0 | 0 | 19.1011 | 0
8594 | 359 | 25 | 12 | Thursday | 1 | 14.905 | 0 | 34.1739 | 14.6472 | 16.4006 | 6.064 | 0 | 0.3993 | 11.88 | 0 | 77.5011 | 0 | 0 | 0 | 21.2499 | 0
8595 | 359 | 25 | 12 | Thursday | 2 | 15.424 | 0 | 34.4606 | 11.7686 | 14.464 | 6.064 | 0 | 0.4095 | 11.88 | 0 | 72.9828 | 0 | 0 | 0 | 21.7706 | 0
8596 | 359 | 25 | 12 | Thursday | 3 | 16.79 | 0 | 34.6294 | 11.7686 | 14.464 | 6.064 | 0 | 0.4362 | 11.88 | 0 | 73.1783 | 0 | 0 | 0 | 23.1372 | 0
8597 | 359 | 25 | 12 | Thursday | 4 | 17.106 | 0 | 34.7351 | 13.0128 | 14.464 | 6.064 | 0 | 0.4425 | 11.88 | 0 | 74.5345 | 0 | 0 | 0 | 23.455 | 0
8598 | 359 | 25 | 12 | Thursday | 5 | 15.979 | 0 | 34.6897 | 22.6634 | 20.5805 | 6.064 | 0 | 0.4206 | 11.88 | 0 | 90.2342 | 0 | 0 | 0 | 22.3297 | 0
8599 | 359 | 25 | 12 | Thursday | 6 | 13.012 | 0 | 34.2408 | 44.2813 | 35.484 | 30.32 | 0 | 0.6706 | 15.12 | 0 | 129.7967 | 0 | 0 | 0 | 44.9105 | 0
8600 | 359 | 25 | 12 | Thursday | 7 | 11.072 | 0 | 34.0646 | 61.1578 | 46.6998 | 42.448 | 0 | 0.6765 | 15.12 | 0 | 157.7188 | 0 | 0 | 0 | 55.9322 | 0
8601 | 359 | 25 | 12 | Thursday | 8 | 9.087 | 0 | 33.9828 | 69.4626 | 52.1343 | 48.512 | 0 | 0.6802 | 18.72 | 0 | 174.9799 | 0 | 0 | 0 | 60.5172 | 0
8602 | 359 | 25 | 12 | Thursday | 9 | 7.611 | 0 | 34.0035 | 71.8396 | 52.8606 | 30.32 | 0 | 0.6648 | 18.72 | 0.3788 | 178.0884 | 0 | 0 | 0 | 39.6585 | 0
8603 | 359 | 25 | 12 | Thursday | 10 | 7.735 | 0 | 34.3592 | 65.9137 | 51.878 | 12.128 | 0 | 0.3873 | 14.4 | 3.3979 | 166.9381 | 0 | 0 | 0 | 20.5305 | 0
8604 | 359 | 25 | 12 | Thursday | 11 | 7.287 | 2.79 | 34.5087 | 61.7949 | 51.878 | 12.128 | 0 | 0.5437 | 18.36 | 7.6609 | 170.1021 | 0 | 0 | 0 | 19.8183 | 0
8605 | 359 | 25 | 12 | Thursday | 12 | 7.162 | 6.218 | 34.6698 | 60.1814 | 51.1854 | 18.192 | 0 | 0.8413 | 18.36 | 10.9069 | 171.9628 | 0 | 0 | 0 | 24.9063 | 0
8606 | 359 | 25 | 12 | Thursday | 13 | 7.122 | 8.559 | 34.494 | 61.3759 | 51.878 | 18.192 | 0 | 0.9303 | 18.36 | 10.3871 | 176.2945 | 0 | 0 | 0 | 23.6679 | 0
8607 | 359 | 25 | 12 | Thursday | 14 | 7.094 | 6.988 | 34.4817 | 63.6193 | 51.878 | 6.064 | 0 | 0.6035 | 18.36 | 6.5749 | 176.5 | 0 | 0 | 0 | 12.3767 | 0
8608 | 359 | 25 | 12 | Thursday | 15 | 7.493 | 5.884 | 34.4804 | 67.5998 | 51.878 | 6.064 | 0 | 0.5389 | 18.36 | 1.9621 | 179.2203 | 0 | 0 | 0 | 12.7594 | 0
8609 | 359 | 25 | 12 | Thursday | 16 | 9.077 | 4.717 | 34.4989 | 67.9854 | 50.7246 | 24.256 | 0 | 0.81 | 22.68 | 0.3309 | 181.8005 | 0 | 0 | 0 | 30.2964 | 0
8610 | 359 | 25 | 12 | Thursday | 17 | 12.018 | 4.353 | 34.5217 | 59.7898 | 43.0931 | 30.32 | 0 | 0.8919 | 28.8 | 0 | 171.8042 | 0 | 0 | 0 | 38.9059 | 0
8611 | 359 | 25 | 12 | Thursday | 18 | 11.849 | 5.54 | 34.2178 | 65.4399 | 51.7393 | 42.448 | 0 | 0.9607 | 30.96 | 0 | 189.3086 | 0 | 0 | 0 | 50.197 | 0
8612 | 359 | 25 | 12 | Thursday | 19 | 10.859 | 5.058 | 33.8167 | 70.7204 | 57.1787 | 42.448 | 0 | 0.9342 | 25.2 | 0 | 193.3202 | 0 | 0 | 0 | 49.8312 | 0
8613 | 359 | 25 | 12 | Thursday | 20 | 11.318 | 4.897 | 33.7823 | 75.2516 | 60.483 | 30.32 | 0 | 0.9178 | 25.2 | 0 | 200.9303 | 0 | 0 | 0 | 39.4259 | 0
8614 | 359 | 25 | 12 | Thursday | 21 | 11.727 | 2.684 | 33.7846 | 69.495 | 55.4564 | 18.192 | 0 | 0.675 | 25.2 | 0 | 187.5132 | 0 | 0 | 0 | 28.6959 | 0
8615 | 359 | 25 | 12 | Thursday | 22 | 15.994 | 0.158 | 33.8037 | 49.7368 | 40.0199 | 12.128 | 0 | 0.5748 | 16.2 | 0 | 140.5056 | 0 | 0 | 0 | 27.3587 | 0
8616 | 359 | 25 | 12 | Thursday | 23 | 26.453 | 0 | 34.0613 | 26.9226 | 24.6242 | 12.128 | 0 | 0.665 | 16.2 | 0 | 102.473 | 0 | 0 | 0 | 37.8706 | 0
8617 | 360 | 26 | 12 | Friday | 0 | 34.7 | 0 | 34.5532 | 17.5343 | 18.3373 | 6.064 | 0 | 0.6818 | 14.4 | 0 | 85.5066 | 0 | 0 | 0 | 40.4274 | 0
8618 | 360 | 26 | 12 | Friday | 1 | 43.204 | 0 | 34.6353 | 14.6472 | 16.4006 | 6.064 | 0 | 0.6904 | 11.88 | 0 | 78.2536 | 0 | 0 | 0 | 48.955 | 0
8619 | 360 | 26 | 12 | Friday | 2 | 53.662 | 0 | 34.9203 | 11.7686 | 14.464 | 6.064 | 0 | 0.7008 | 11.88 | 0 | 73.7338 | 0 | 0 | 0 | 59.4344 | 0
8620 | 360 | 26 | 12 | Friday | 3 | 66.639 | 0 | 35.021 | 11.7686 | 14.464 | 6.064 | 0 | 0.7156 | 11.88 | 0 | 73.8492 | 0 | 0 | 0 | 72.4304 | 0
8621 | 360 | 26 | 12 | Friday | 4 | 76.979 | 0 | 34.8285 | 13.0128 | 14.464 | 6.064 | 0 | 0.7277 | 11.88 | 0 | 74.913 | 0 | 0 | 0 | 82.7858 | 0
8622 | 360 | 26 | 12 | Friday | 5 | 79.558 | 0 | 34.6577 | 22.6634 | 20.5805 | 6.064 | 0 | 0.7285 | 11.88 | 0 | 90.5102 | 0 | 0 | 0 | 85.3756 | 0
8623 | 360 | 26 | 12 | Friday | 6 | 76.424 | 0 | 34.2938 | 44.2813 | 35.484 | 30.32 | 0 | 0.7312 | 15.12 | 0 | 129.9103 | 0 | 0 | 0 | 105.6927 | 0
8624 | 360 | 26 | 12 | Friday | 7 | 75.261 | 0 | 34.1572 | 61.1578 | 46.6998 | 42.448 | 0 | 0.7375 | 15.12 | 0 | 157.8722 | 0 | 0 | 0 | 116.6311 | 0
8625 | 360 | 26 | 12 | Friday | 8 | 68.633 | 0 | 34.2858 | 69.4625 | 52.1343 | 48.512 | 0 | 0.737 | 18.72 | 0.1129 | 175.3397 | 0 | 0 | 0 | 116.4035 | 0
8626 | 360 | 26 | 12 | Friday | 9 | 61.871 | 0 | 34.3921 | 71.3549 | 52.8606 | 30.32 | 0 | 0.717 | 18.72 | 2.6406 | 178.0444 | 0 | 0 | 0 | 91.9364 | 0
8627 | 360 | 26 | 12 | Friday | 10 | 60.632 | 0 | 34.4783 | 64.9121 | 51.878 | 12.128 | 0 | 0.7417 | 14.4 | 9.2413 | 166.4101 | 0 | 0 | 0 | 72.4995 | 0
8628 | 360 | 26 | 12 | Friday | 11 | 51.537 | 0 | 34.5067 | 62.1281 | 51.878 | 12.128 | 0 | 0.7727 | 18.36 | 14.9783 | 167.6455 | 0 | 0 | 0 | 62.5741 | 0
8629 | 360 | 26 | 12 | Friday | 12 | 46.502 | 1.532 | 34.5354 | 58.3937 | 51.1854 | 18.192 | 0 | 0.8586 | 18.36 | 17.5769 | 164.9902 | 0 | 0 | 0 | 61.2681 | 0
8630 | 360 | 26 | 12 | Friday | 13 | 44.504 | 2.641 | 34.4644 | 58.9498 | 51.878 | 18.192 | 0 | 0.8816 | 18.36 | 14.6443 | 167.3893 | 0 | 0 | 0 | 57.8506 | 0
8631 | 360 | 26 | 12 | Friday | 14 | 41.589 | 2.833 | 34.4309 | 61.8819 | 51.878 | 6.064 | 0 | 0.8431 | 18.36 | 8.2403 | 170.4574 | 0 | 0 | 0 | 45.8935 | 0
8632 | 360 | 26 | 12 | Friday | 15 | 40.847 | 2.926 | 34.4132 | 67.1633 | 51.878 | 6.064 | 0 | 0.8431 | 18.36 | 2.3623 | 175.8219 | 0 | 0 | 0 | 45.1758 | 0
8633 | 360 | 26 | 12 | Friday | 16 | 46.262 | 2.613 | 34.3917 | 67.9854 | 50.7246 | 24.256 | 0 | 0.8356 | 22.68 | 0.3958 | 179.4429 | 0 | 0 | 0 | 63.9146 | 0
8634 | 360 | 26 | 12 | Friday | 17 | 54.654 | 2.006 | 34.4002 | 59.7898 | 43.0931 | 30.32 | 0 | 0.8139 | 28.8 | 0 | 169.067 | 0 | 0 | 0 | 77.3361 | 0
8635 | 360 | 26 | 12 | Friday | 18 | 43.684 | 2.118 | 34.1436 | 65.4399 | 51.7393 | 42.448 | 0 | 0.8153 | 30.96 | 0 | 185.3882 | 0 | 0 | 0 | 76.4519 | 0
8636 | 360 | 26 | 12 | Friday | 19 | 33.874 | 1.459 | 33.8666 | 70.7204 | 57.1787 | 42.448 | 0 | 0.7706 | 25.2 | 0 | 189.3141 | 0 | 0 | 0 | 67.7079 | 0
8637 | 360 | 26 | 12 | Friday | 20 | 31.862 | 1.325 | 33.8726 | 75.2516 | 60.483 | 30.32 | 0 | 0.752 | 25.2 | 0 | 196.9917 | 0 | 0 | 0 | 56.6102 | 0
8638 | 360 | 26 | 12 | Friday | 21 | 36.482 | 0.612 | 33.7971 | 69.495 | 55.4564 | 18.192 | 0 | 0.715 | 25.2 | 0 | 185.325 | 0 | 0 | 0 | 51.5484 | 0
8639 | 360 | 26 | 12 | Friday | 22 | 45.594 | 0.048 | 33.8011 | 49.7368 | 40.0199 | 12.128 | 0 | 0.7458 | 16.2 | 0 | 140.556 | 0 | 0 | 0 | 55.7395 | 0
8640 | 360 | 26 | 12 | Friday | 23 | 60.559 | 0 | 33.9401 | 26.9226 | 24.6242 | 12.128 | 0 | 0.7093 | 16.2 | 0 | 102.3962 | 0 | 0 | 0 | 70.7991 | 0
8641 | 361 | 27 | 12 | Saturday | 0 | 71.366 | 0 | 34.2108 | 18.3332 | 19.1419 | 6.064 | 0 | 0.7202 | 15.84 | 0 | 88.2462 | 0 | 0 | 0 | 76.5154 | 0
8642 | 361 | 27 | 12 | Saturday | 1 | 75.042 | 0 | 34.4888 | 17.5283 | 18.3373 | 6.064 | 0 | 0.7241 | 12.6 | 0 | 83.6784 | 0 | 0 | 0 | 80.211 | 0
8643 | 361 | 27 | 12 | Saturday | 2 | 78.583 | 0 | 34.7673 | 11.771 | 14.464 | 6.064 | 0 | 0.7293 | 12.6 | 0 | 74.3317 | 0 | 0 | 0 | 83.7714 | 0
8644 | 361 | 27 | 12 | Saturday | 3 | 79.584 | 0 | 34.8016 | 11.771 | 14.464 | 6.064 | 0 | 0.7319 | 12.6 | 0 | 74.3685 | 0 | 0 | 0 | 84.7895 | 0
8645 | 361 | 27 | 12 | Saturday | 4 | 77.689 | 0 | 34.826 | 11.771 | 14.464 | 6.064 | 0 | 0.7308 | 12.6 | 0 | 74.3919 | 0 | 0 | 0 | 82.9113 | 0
8646 | 361 | 27 | 12 | Saturday | 5 | 78.326 | 0 | 34.8473 | 13.0152 | 14.464 | 6.064 | 0 | 0.7315 | 12.6 | 0 | 75.658 | 0 | 0 | 0 | 83.5648 | 0
8647 | 361 | 27 | 12 | Saturday | 6 | 73.063 | 0 | 34.6545 | 30.2702 | 24.9086 | 30.32 | 0 | 0.7333 | 14.4 | 0 | 104.9666 | 0 | 0 | 0 | 99.535 | 0
8648 | 361 | 27 | 12 | Saturday | 7 | 72.461 | 0 | 34.6031 | 33.0666 | 26.405 | 42.448 | 0 | 0.7409 | 11.52 | 0 | 106.3355 | 0 | 0 | 0 | 110.1882 | 0
8649 | 361 | 27 | 12 | Saturday | 8 | 71.734 | 0 | 34.4337 | 46.1551 | 37.4339 | 48.512 | 0 | 0.7432 | 16.2 | 0.1297 | 134.9658 | 0 | 0 | 0 | 115.7153 | 0
8650 | 361 | 27 | 12 | Saturday | 9 | 73.274 | 0 | 34.4656 | 46.818 | 37.9057 | 30.32 | 0 | 0.7304 | 16.2 | 1.3551 | 136.1197 | 0 | 0 | 0 | 101.17 | 0
8651 | 361 | 27 | 12 | Saturday | 10 | 74.607 | 0 | 34.499 | 41.4169 | 37.2508 | 12.128 | 0 | 0.7261 | 15.12 | 4.0486 | 129.0128 | 0 | 0 | 0 | 85.8389 | 0
8652 | 361 | 27 | 12 | Saturday | 11 | 75.848 | 0 | 34.4288 | 35.256 | 35.3135 | 12.128 | 0 | 0.7301 | 21.6 | 6.7536 | 127.3284 | 0 | 0 | 0 | 87.1281 | 0
8653 | 361 | 27 | 12 | Saturday | 12 | 71.482 | 0.394 | 34.4468 | 31.0556 | 34.2247 | 18.192 | 0 | 0.7483 | 23.4 | 8.4035 | 124.3013 | 0 | 0 | 0 | 88.491 | 0
8654 | 361 | 27 | 12 | Saturday | 13 | 71.82 | 0.982 | 34.3953 | 31.4374 | 33.0722 | 18.192 | 0 | 0.7784 | 23.4 | 8.237 | 124.1457 | 0 | 0 | 0 | 88.929 | 0
8655 | 361 | 27 | 12 | Saturday | 14 | 74.421 | 0.934 | 34.3702 | 32.1008 | 33.0722 | 6.064 | 0 | 0.7759 | 23.4 | 5.8918 | 124.7289 | 0 | 0 | 0 | 80.1412 | 0
8656 | 361 | 27 | 12 | Saturday | 15 | 77.393 | 0.941 | 34.3111 | 36.5034 | 33.0722 | 6.064 | 0 | 0.78 | 23.4 | 2.7037 | 129.084 | 0 | 0 | 0 | 83.1246 | 0
8657 | 361 | 27 | 12 | Saturday | 16 | 84.445 | 1.551 | 34.2537 | 37.7918 | 33.0722 | 24.256 | 0 | 0.8242 | 23.4 | 0.552 | 131.0198 | 0 | 0 | 0 | 107.5143 | 0
8658 | 361 | 27 | 12 | Saturday | 17 | 86.946 | 1.722 | 34.1602 | 35.4248 | 32.9581 | 30.32 | 0 | 0.8363 | 27 | 0 | 132.2414 | 0 | 0 | 0 | 116.0186 | 0
8659 | 361 | 27 | 12 | Saturday | 18 | 71.978 | 0.236 | 33.9662 | 55.5841 | 46.5147 | 42.448 | 0 | 0.7493 | 28.8 | 0 | 165.8689 | 0 | 0 | 0 | 113.0696 | 0
8660 | 361 | 27 | 12 | Saturday | 19 | 66.014 | 0.061 | 33.8368 | 61.3403 | 50.3878 | 42.448 | 0 | 0.7321 | 28.8 | 0 | 175.1628 | 0 | 0 | 0 | 107.5217 | 0
8661 | 361 | 27 | 12 | Saturday | 20 | 67.332 | 0.039 | 33.8192 | 61.3343 | 50.3878 | 30.32 | 0 | 0.7233 | 27 | 0 | 173.3071 | 0 | 0 | 0 | 97.205 | 0
8662 | 361 | 27 | 12 | Saturday | 21 | 68.431 | 0.002 | 33.8391 | 61.3343 | 50.3878 | 18.192 | 0 | 0.7165 | 27 | 0 | 173.2794 | 0 | 0 | 0 | 86.4316 | 0
8663 | 361 | 27 | 12 | Saturday | 22 | 75.27 | 0 | 33.8056 | 49.2003 | 40.077 | 12.128 | 0 | 0.7226 | 19.8 | 0 | 143.6056 | 0 | 0 | 0 | 87.3053 | 0
8664 | 361 | 27 | 12 | Saturday | 23 | 97.636 | 0 | 34.0654 | 28.1779 | 24.6242 | 12.128 | 0 | 0.7487 | 19.8 | 0 | 107.4162 | 0 | 0 | 0 | 109.7147 | 0
8665 | 362 | 28 | 12 | Sunday | 0 | 109.839 | 0 | 34.1538 | 24.1043 | 23.0149 | 6.064 | 0 | 0.7609 | 19.8 | 0 | 101.834 | 0 | 0 | 0 | 115.8891 | 0
8666 | 362 | 28 | 12 | Sunday | 1 | 113.508 | 0 | 34.4449 | 23.3102 | 22.2101 | 6.064 | 0 | 0.7653 | 19.8 | 0 | 100.5306 | 0 | 0 | 0 | 119.5655 | 0
8667 | 362 | 28 | 12 | Sunday | 2 | 122.939 | 0 | 34.5716 | 17.5379 | 18.3373 | 6.064 | 0 | 0.7779 | 15.48 | 0 | 86.7046 | 0 | 0 | 0 | 129.0046 | 0
8668 | 362 | 28 | 12 | Sunday | 3 | 129.275 | 0 | 34.6025 | 17.5379 | 18.3373 | 6.064 | 0 | 0.7855 | 15.48 | 0 | 86.7432 | 0 | 0 | 0 | 135.3485 | 0
8669 | 362 | 28 | 12 | Sunday | 4 | 138.763 | 0 | 34.5729 | 17.5379 | 18.3373 | 6.064 | 0 | 0.7973 | 15.48 | 0 | 86.7253 | 0 | 0 | 0 | 144.8437 | 0
8670 | 362 | 28 | 12 | Sunday | 5 | 144.463 | 0 | 34.5527 | 18.7817 | 18.3373 | 6.064 | 0 | 0.8049 | 15.48 | 0 | 87.9565 | 0 | 0 | 0 | 150.5504 | 0
8671 | 362 | 28 | 12 | Sunday | 6 | 138.012 | 0 | 34.4669 | 26.931 | 24.6242 | 30.32 | 0 | 0.8037 | 18.72 | 0 | 105.5457 | 0 | 0 | 0 | 168.5587 | 0
8672 | 362 | 28 | 12 | Sunday | 7 | 134.388 | 0 | 34.4102 | 34.2491 | 29.9942 | 42.448 | 0 | 0.8063 | 18.72 | 0 | 118.1798 | 0 | 0 | 0 | 177.4136 | 0
8673 | 362 | 28 | 12 | Sunday | 8 | 133.918 | 0 | 34.2467 | 37.4418 | 33.2132 | 48.512 | 0 | 0.8113 | 23.4 | 0.1408 | 129.1129 | 0 | 0 | 0 | 183.4282 | 0
8674 | 362 | 28 | 12 | Sunday | 9 | 133.973 | 0 | 34.2129 | 31.1155 | 29.3396 | 30.32 | 0 | 0.7982 | 23.4 | 1.4699 | 118.8661 | 0 | 0 | 0 | 165.0747 | 0
8675 | 362 | 28 | 12 | Sunday | 10 | 118.485 | 0 | 34.1704 | 30.6228 | 32.5586 | 12.128 | 0 | 0.7743 | 19.08 | 4.7366 | 117.2061 | 0 | 0 | 0 | 130.9467 | 0
8676 | 362 | 28 | 12 | Sunday | 11 | 97.911 | 0 | 34.1217 | 27.7664 | 32.5586 | 12.128 | 0 | 0.7713 | 21.6 | 9.3925 | 116.818 | 0 | 0 | 0 | 110.3094 | 0
8677 | 362 | 28 | 12 | Sunday | 12 | 85.48 | 0 | 34.0749 | 26.2444 | 33.0367 | 18.192 | 0 | 0.8122 | 19.08 | 14.9923 | 113.2482 | 0 | 0 | 0 | 103.0826 | 0
8678 | 362 | 28 | 12 | Sunday | 13 | 88.485 | 0 | 34.0635 | 22.76 | 29.1634 | 18.192 | 0 | 0.8387 | 18.36 | 16.9822 | 105.1857 | 0 | 0 | 0 | 104.1859 | 0
8679 | 362 | 28 | 12 | Sunday | 14 | 91.506 | 0 | 34.024 | 24.4783 | 29.1634 | 6.064 | 0 | 0.7968 | 18 | 12.0586 | 106.4625 | 0 | 0 | 0 | 96.175 | 0
8680 | 362 | 28 | 12 | Sunday | 15 | 92.211 | 0 | 34.028 | 28.7573 | 29.1634 | 6.064 | 0 | 0.7529 | 15.84 | 2.8106 | 108.5416 | 0 | 0 | 0 | 96.7795 | 0
8681 | 362 | 28 | 12 | Sunday | 16 | 95.975 | 0 | 34.0349 | 27.9569 | 27.5539 | 24.256 | 0 | 0.7614 | 23.04 | 0.4557 | 113.3471 | 0 | 0 | 0 | 114.5127 | 0
8682 | 362 | 28 | 12 | Sunday | 17 | 102.472 | 0 | 34.0438 | 26.7113 | 26.399 | 30.32 | 0 | 0.7691 | 22.32 | 0 | 110.2432 | 0 | 0 | 0 | 126.1836 | 0
8683 | 362 | 28 | 12 | Sunday | 18 | 90.815 | 0 | 33.9499 | 43.9889 | 38.0184 | 42.448 | 0 | 0.7607 | 23.4 | 0 | 140.1179 | 0 | 0 | 0 | 124.9317 | 0
8684 | 362 | 28 | 12 | Sunday | 19 | 76.851 | 0 | 33.82 | 55.5005 | 45.7644 | 42.448 | 0 | 0.7419 | 22.68 | 0 | 158.5069 | 0 | 0 | 0 | 111.9477 | 0
8685 | 362 | 28 | 12 | Sunday | 20 | 74.63 | 0 | 33.7915 | 60.0165 | 49.6381 | 30.32 | 0 | 0.7284 | 22.68 | 0 | 166.8546 | 0 | 0 | 0 | 100.2504 | 0
8686 | 362 | 28 | 12 | Sunday | 21 | 76.073 | 0 | 33.7947 | 48.5011 | 41.8913 | 18.192 | 0 | 0.7267 | 22.68 | 0 | 147.5938 | 0 | 0 | 0 | 91.649 | 0
8687 | 362 | 28 | 12 | Sunday | 22 | 71.912 | 0 | 33.8166 | 40.3665 | 35.5897 | 12.128 | 0 | 0.7251 | 14.4 | 0 | 124.8978 | 0 | 0 | 0 | 82.3723 | 0
8688 | 362 | 28 | 12 | Sunday | 23 | 74.721 | 0 | 33.8991 | 25.6748 | 24.6242 | 12.128 | 0 | 0.7327 | 14.4 | 0 | 99.3308 | 0 | 0 | 0 | 85.2501 | 0
8689 | 363 | 29 | 12 | Monday | 0 | 82.874 | 0 | 34.2508 | 17.5343 | 18.3373 | 6.064 | 0 | 0.7413 | 14.4 | 0 | 85.2637 | 0 | 0 | 0 | 88.1636 | 0
8690 | 363 | 29 | 12 | Monday | 1 | 90.115 | 0 | 34.2904 | 14.6472 | 16.4006 | 6.064 | 0 | 0.7504 | 11.88 | 0 | 77.9688 | 0 | 0 | 0 | 95.4232 | 0
8691 | 363 | 29 | 12 | Monday | 2 | 92.445 | 0 | 34.2932 | 11.7686 | 14.464 | 6.064 | 0 | 0.7546 | 11.88 | 0 | 73.1604 | 0 | 0 | 0 | 97.7696 | 0
8692 | 363 | 29 | 12 | Monday | 3 | 94.315 | 0 | 34.3149 | 11.7686 | 14.464 | 6.064 | 0 | 0.7569 | 11.88 | 0 | 73.1844 | 0 | 0 | 0 | 99.6555 | 0
8693 | 363 | 29 | 12 | Monday | 4 | 93.537 | 0 | 34.3171 | 13.0128 | 14.464 | 6.064 | 0 | 0.7564 | 11.88 | 0 | 74.4303 | 0 | 0 | 0 | 98.8925 | 0
8694 | 363 | 29 | 12 | Monday | 5 | 83.54 | 0 | 34.2605 | 22.6634 | 20.5805 | 6.064 | 0 | 0.7455 | 11.88 | 0 | 90.13 | 0 | 0 | 0 | 88.9077 | 0
8695 | 363 | 29 | 12 | Monday | 6 | 67.38 | 0 | 34.0808 | 44.2813 | 35.484 | 30.32 | 0 | 0.7352 | 15.12 | 0 | 129.7013 | 0 | 0 | 0 | 94.4529 | 0
8696 | 363 | 29 | 12 | Monday | 7 | 60.446 | 0 | 33.9297 | 61.1578 | 46.6998 | 42.448 | 0 | 0.7358 | 15.12 | 0 | 157.6432 | 0 | 0 | 0 | 98.9451 | 0
8697 | 363 | 29 | 12 | Monday | 8 | 59.107 | 0 | 33.8836 | 69.4626 | 52.1343 | 48.512 | 0 | 0.7402 | 18.72 | 0 | 174.9408 | 0 | 0 | 0 | 103.8908 | 0
8698 | 363 | 29 | 12 | Monday | 9 | 62.057 | 0 | 33.9185 | 71.8395 | 52.8606 | 30.32 | 0 | 0.7297 | 18.72 | 0.4632 | 178.0682 | 0 | 0 | 0 | 90.4111 | 0
8699 | 363 | 29 | 12 | Monday | 10 | 68.385 | 0 | 33.9587 | 66.2639 | 51.878 | 12.128 | 0 | 0.7295 | 14.4 | 4.1278 | 167.23 | 0 | 0 | 0 | 79.7939 | 0
8700 | 363 | 29 | 12 | Monday | 11 | 66.976 | 0 | 33.9627 | 62.1648 | 51.878 | 12.128 | 0 | 0.7374 | 18.36 | 8.3748 | 167.1029 | 0 | 0 | 0 | 78.3849 | 0
8701 | 363 | 29 | 12 | Monday | 12 | 60.323 | 0 | 34.0256 | 57.3684 | 51.1854 | 18.192 | 0 | 0.7595 | 18.36 | 11.9599 | 161.6989 | 0 | 0 | 0 | 76.9439 | 0
8702 | 363 | 29 | 12 | Monday | 13 | 57.498 | 0.94 | 34.0112 | 58.5389 | 51.878 | 18.192 | 0 | 0.8079 | 18.36 | 12.1999 | 164.6121 | 0 | 0 | 0 | 73.2642 | 0
8703 | 363 | 29 | 12 | Monday | 14 | 57.612 | 0.924 | 33.9982 | 62.0651 | 51.878 | 6.064 | 0 | 0.7797 | 18.36 | 8.6723 | 168.0801 | 0 | 0 | 0 | 62.6564 | 0
8704 | 363 | 29 | 12 | Monday | 15 | 55.873 | 2.616 | 33.943 | 66.9539 | 51.878 | 6.064 | 0 | 0.8492 | 18.36 | 2.7736 | 174.8136 | 0 | 0 | 0 | 60.9008 | 0
8705 | 363 | 29 | 12 | Monday | 16 | 56.141 | 1.974 | 33.9196 | 67.9853 | 50.7246 | 24.256 | 0 | 0.82 | 22.68 | 0.5483 | 178.264 | 0 | 0 | 0 | 76.4824 | 0
8706 | 363 | 29 | 12 | Monday | 17 | 61.328 | 1.169 | 33.9264 | 59.7898 | 43.0931 | 30.32 | 0 | 0.7859 | 28.8 | 0 | 167.66 | 0 | 0 | 0 | 87.1826 | 0
8707 | 363 | 29 | 12 | Monday | 18 | 49.825 | 1.039 | 33.8149 | 65.4399 | 51.7393 | 42.448 | 0 | 0.7713 | 30.96 | 0 | 183.8486 | 0 | 0 | 0 | 86.7274 | 0
8708 | 363 | 29 | 12 | Monday | 19 | 35.615 | 0.332 | 33.7945 | 70.7204 | 57.1787 | 42.448 | 0 | 0.7173 | 25.2 | 0 | 187.9701 | 0 | 0 | 0 | 73.2367 | 0
8709 | 363 | 29 | 12 | Monday | 20 | 26.141 | 0.212 | 33.7849 | 75.2516 | 60.483 | 30.32 | 0 | 0.6933 | 25.2 | 0 | 195.6421 | 0 | 0 | 0 | 53.3677 | 0
8710 | 363 | 29 | 12 | Monday | 21 | 27.488 | 0.008 | 33.8055 | 69.495 | 55.4564 | 18.192 | 0 | 0.6796 | 25.2 | 0 | 184.6451 | 0 | 0 | 0 | 43.9457 | 0
8711 | 363 | 29 | 12 | Monday | 22 | 40.174 | 0 | 33.8422 | 49.7368 | 40.0199 | 12.128 | 0 | 0.6903 | 16.2 | 0 | 140.4892 | 0 | 0 | 0 | 51.23 | 0
8712 | 363 | 29 | 12 | Monday | 23 | 55.83 | 0 | 33.8574 | 26.9226 | 24.6242 | 12.128 | 0 | 0.709 | 16.2 | 0 | 102.3131 | 0 | 0 | 0 | 66.964 | 0
8713 | 364 | 30 | 12 | Tuesday | 0 | 61.475 | 0 | 34.3509 | 17.5343 | 18.3373 | 6.064 | 0 | 0.7154 | 14.4 | 0 | 85.3379 | 0 | 0 | 0 | 67.0599 | 0
8714 | 364 | 30 | 12 | Tuesday | 1 | 61.949 | 0 | 34.8346 | 14.6472 | 16.4006 | 6.064 | 0 | 0.7177 | 11.88 | 0 | 78.4801 | 0 | 0 | 0 | 67.5462 | 0
8715 | 364 | 30 | 12 | Tuesday | 2 | 62.492 | 0 | 34.8853 | 11.7686 | 14.464 | 6.064 | 0 | 0.7208 | 11.88 | 0 | 73.7188 | 0 | 0 | 0 | 68.1017 | 0
8716 | 364 | 30 | 12 | Tuesday | 3 | 60.728 | 0 | 34.9037 | 11.7686 | 14.464 | 6.064 | 0 | 0.7201 | 11.88 | 0 | 73.7364 | 0 | 0 | 0 | 66.3474 | 0
8717 | 364 | 30 | 12 | Tuesday | 4 | 59.21 | 0 | 34.8691 | 13.0128 | 14.464 | 6.064 | 0 | 0.7196 | 11.88 | 0 | 74.9454 | 0 | 0 | 0 | 64.8402 | 0
8718 | 364 | 30 | 12 | Tuesday | 5 | 52.27 | 0 | 34.7872 | 22.6634 | 20.5805 | 6.064 | 0 | 0.7114 | 11.88 | 0 | 90.6225 | 0 | 0 | 0 | 57.9057 | 0
8719 | 364 | 30 | 12 | Tuesday | 6 | 42.517 | 0 | 34.4631 | 44.2813 | 35.484 | 30.32 | 0 | 0.7075 | 15.12 | 0 | 130.0559 | 0 | 0 | 0 | 70.9221 | 0
8720 | 364 | 30 | 12 | Tuesday | 7 | 36.678 | 0 | 34.2572 | 61.1578 | 46.6998 | 42.448 | 0 | 0.709 | 15.12 | 0 | 157.9438 | 0 | 0 | 0 | 76.9201 | 0
8721 | 364 | 30 | 12 | Tuesday | 8 | 33.938 | 0 | 34.2871 | 69.4626 | 52.1343 | 48.512 | 0 | 0.7116 | 18.72 | 0 | 175.3156 | 0 | 0 | 0 | 80.5381 | 0
8722 | 364 | 30 | 12 | Tuesday | 9 | 34.447 | 0 | 34.3776 | 71.8395 | 52.8606 | 30.32 | 0 | 0.6987 | 18.72 | 0.5228 | 178.4963 | 0 | 0 | 0 | 63.8134 | 0
8723 | 364 | 30 | 12 | Tuesday | 10 | 36.777 | 0 | 34.5173 | 65.7974 | 51.878 | 12.128 | 0 | 0.7015 | 14.4 | 4.9055 | 167.2942 | 0 | 0 | 0 | 48.529 | 0
8724 | 364 | 30 | 12 | Tuesday | 11 | 34.165 | 0 | 34.56 | 62.2091 | 51.878 | 12.128 | 0 | 0.7338 | 18.36 | 10.1495 | 167.7409 | 0 | 0 | 0 | 45.5556 | 0
8725 | 364 | 30 | 12 | Tuesday | 12 | 29.57 | 2.107 | 34.5216 | 60.0689 | 51.1854 | 18.192 | 0 | 0.8497 | 18.36 | 12.5154 | 167.2645 | 0 | 0 | 0 | 45.507 | 0
8726 | 364 | 30 | 12 | Tuesday | 13 | 26.969 | 2.611 | 34.506 | 61.9088 | 51.878 | 18.192 | 0 | 0.8587 | 18.36 | 11.2967 | 170.335 | 0 | 0 | 0 | 41.8247 | 0
8727 | 364 | 30 | 12 | Tuesday | 14 | 26.686 | 2.627 | 34.4428 | 64.3733 | 51.878 | 6.064 | 0 | 0.7518 | 18.36 | 7.4431 | 172.6467 | 0 | 0 | 0 | 31.4299 | 0
8728 | 364 | 30 | 12 | Tuesday | 15 | 25.81 | 3.004 | 34.3855 | 67.6464 | 51.878 | 6.064 | 0 | 0.7396 | 18.36 | 1.9552 | 176.2587 | 0 | 0 | 0 | 30.5463 | 0
8729 | 364 | 30 | 12 | Tuesday | 16 | 24.302 | 2.742 | 34.2858 | 67.9854 | 50.7246 | 24.256 | 0 | 0.8226 | 22.68 | 0.3381 | 179.4638 | 0 | 0 | 0 | 43.5263 | 0
8730 | 364 | 30 | 12 | Tuesday | 17 | 26.165 | 1.933 | 34.2745 | 59.7898 | 43.0931 | 30.32 | 0 | 0.7859 | 28.8 | 0 | 168.8339 | 0 | 0 | 0 | 50.7089 | 0
8731 | 364 | 30 | 12 | Tuesday | 18 | 19.616 | 2.499 | 33.9621 | 65.4399 | 51.7393 | 42.448 | 0 | 0.8135 | 30.96 | 0 | 185.6178 | 0 | 0 | 0 | 54.8293 | 0
8732 | 364 | 30 | 12 | Tuesday | 19 | 14.313 | 1.898 | 34.0026 | 70.7204 | 57.1787 | 42.448 | 0 | 0.7748 | 25.2 | 0 | 189.9288 | 0 | 0 | 0 | 50.3832 | 0
8733 | 364 | 30 | 12 | Tuesday | 20 | 12.403 | 1.807 | 34.0173 | 75.2516 | 60.483 | 30.32 | 0 | 0.7599 | 25.2 | 0 | 197.6656 | 0 | 0 | 0 | 38.5797 | 0
8734 | 364 | 30 | 12 | Tuesday | 21 | 12.681 | 0.74 | 33.9827 | 69.495 | 55.4564 | 18.192 | 0 | 0.5739 | 25.2 | 0 | 185.5082 | 0 | 0 | 0 | 28.5537 | 0
8735 | 364 | 30 | 12 | Tuesday | 22 | 16.107 | 0.063 | 33.7892 | 49.7368 | 40.0199 | 12.128 | 0 | 0.559 | 16.2 | 0 | 140.373 | 0 | 0 | 0 | 26.7633 | 0
8736 | 364 | 30 | 12 | Tuesday | 23 | 23.188 | 0 | 33.8942 | 26.9226 | 24.6242 | 12.128 | 0 | 0.6364 | 16.2 | 0 | 102.2774 | 0 | 0 | 0 | 33.9037 | 0
8737 | 365 | 31 | 12 | Wednesday | 0 | 30.186 | 0 | 34.1538 | 17.5343 | 18.3373 | 6.064 | 0 | 0.6673 | 14.4 | 0 | 85.0927 | 0 | 0 | 0 | 35.5652 | 0
8738 | 365 | 31 | 12 | Wednesday | 1 | 30.618 | 0 | 34.9844 | 14.6472 | 16.4006 | 6.064 | 0 | 0.6762 | 11.88 | 0 | 78.5885 | 0 | 0 | 0 | 36.0107 | 0
8739 | 365 | 31 | 12 | Wednesday | 2 | 31.438 | 0 | 35.3357 | 11.7686 | 14.464 | 6.064 | 0 | 0.6816 | 11.88 | 0 | 74.1299 | 0 | 0 | 0 | 36.8458 | 0
8740 | 365 | 31 | 12 | Wednesday | 3 | 32.444 | 0 | 35.4423 | 11.7686 | 14.464 | 6.064 | 0 | 0.6842 | 11.88 | 0 | 74.2392 | 0 | 0 | 0 | 37.8681 | 0
8741 | 365 | 31 | 12 | Wednesday | 4 | 35.09 | 0 | 35.4575 | 13.0128 | 14.464 | 6.064 | 0 | 0.6893 | 11.88 | 0 | 75.5035 | 0 | 0 | 0 | 40.5324 | 0
8742 | 365 | 31 | 12 | Wednesday | 5 | 31.39 | 0 | 35.2481 | 22.6634 | 20.5805 | 6.064 | 0 | 0.6848 | 11.88 | 0 | 91.0568 | 0 | 0 | 0 | 36.8382 | 0
8743 | 365 | 31 | 12 | Wednesday | 6 | 25.39 | 0 | 34.8575 | 44.2813 | 35.484 | 30.32 | 0 | 0.6858 | 15.12 | 0 | 130.4286 | 0 | 0 | 0 | 52.9662 | 0
8744 | 365 | 31 | 12 | Wednesday | 7 | 20.534 | 0 | 34.4281 | 61.1578 | 46.6998 | 42.448 | 0 | 0.6884 | 15.12 | 0 | 158.0941 | 0 | 0 | 0 | 59.7123 | 0
8745 | 365 | 31 | 12 | Wednesday | 8 | 16.535 | 0 | 34.3087 | 69.4626 | 52.1343 | 48.512 | 0 | 0.6894 | 18.72 | 0 | 175.3152 | 0 | 0 | 0 | 62.017 | 0
8746 | 365 | 31 | 12 | Wednesday | 9 | 15.311 | 0 | 34.5277 | 71.8396 | 52.8606 | 30.32 | 0 | 0.6744 | 18.72 | 0.1641 | 178.6223 | 0 | 0 | 0 | 43.9747 | 0
8747 | 365 | 31 | 12 | Wednesday | 10 | 14.089 | 0 | 34.8501 | 67.9412 | 51.878 | 12.128 | 0 | 0.4826 | 14.4 | 1.3171 | 169.5519 | 0 | 0 | 0 | 25.5862 | 0
8748 | 365 | 31 | 12 | Wednesday | 11 | 12.613 | 1.908 | 34.9182 | 67.2897 | 51.878 | 12.128 | 0 | 0.5517 | 18.36 | 2.3114 | 175.0615 | 0 | 0 | 0 | 24.149 | 0
8749 | 365 | 31 | 12 | Wednesday | 12 | 12.566 | 3.239 | 35.029 | 64.612 | 51.1854 | 18.192 | 0 | 0.729 | 18.36 | 2.9125 | 173.4182 | 0 | 0 | 0 | 29.9396 | 0
8750 | 365 | 31 | 12 | Wednesday | 13 | 12.349 | 3.683 | 35.1121 | 66.1351 | 51.878 | 18.192 | 0 | 0.7489 | 18.36 | 3.1225 | 176.2173 | 0 | 0 | 0 | 29.8025 | 0
8751 | 365 | 31 | 12 | Wednesday | 14 | 11.966 | 3.745 | 35.0667 | 66.7313 | 51.878 | 6.064 | 0 | 0.5243 | 18.36 | 2.7918 | 176.6102 | 0 | 0 | 0 | 17.8001 | 0
8752 | 365 | 31 | 12 | Wednesday | 15 | 11.332 | 4.042 | 34.831 | 67.8645 | 51.878 | 6.064 | 0 | 0.5276 | 18.36 | 1.4416 | 177.8324 | 0 | 0 | 0 | 17.1752 | 0
8753 | 365 | 31 | 12 | Wednesday | 16 | 11.01 | 3.728 | 34.5343 | 67.9854 | 50.7246 | 24.256 | 0 | 0.8388 | 22.68 | 0.3014 | 180.795 | 0 | 0 | 0 | 34.4679 | 0
8754 | 365 | 31 | 12 | Wednesday | 17 | 12.414 | 2.993 | 34.5732 | 59.7898 | 43.0931 | 30.32 | 0 | 0.8224 | 28.8 | 0 | 170.3153 | 0 | 0 | 0 | 41.9885 | 0
8755 | 365 | 31 | 12 | Wednesday | 18 | 10.379 | 5.947 | 34.0006 | 65.4399 | 51.7393 | 42.448 | 0 | 0.9835 | 30.96 | 0 | 189.5552 | 0 | 0 | 0 | 52.2129 | 0
8756 | 365 | 31 | 12 | Wednesday | 19 | 9.704 | 6.728 | 33.7572 | 70.7204 | 57.1787 | 42.448 | 0 | 1.0189 | 25.2 | 0 | 195.1515 | 0 | 0 | 0 | 51.8799 | 0
8757 | 365 | 31 | 12 | Wednesday | 20 | 9.668 | 6.298 | 33.7182 | 75.2516 | 60.483 | 30.32 | 0 | 0.9882 | 25.2 | 0 | 202.4527 | 0 | 0 | 0 | 39.8893 | 0
8758 | 365 | 31 | 12 | Wednesday | 21 | 9.788 | 3.838 | 33.7182 | 69.495 | 55.4564 | 18.192 | 0 | 0.7183 | 25.2 | 0 | 188.7382 | 0 | 0 | 0 | 27.9598 | 0
8759 | 365 | 31 | 12 | Wednesday | 22 | 12.407 | 0.317 | 33.7639 | 49.7368 | 40.0199 | 12.128 | 0 | 0.4764 | 16.2 | 0 | 140.5393 | 0 | 0 | 0 | 24.5491 | 0
8760 | 365 | 31 | 12 | Wednesday | 23 | 17.339 | 0 | 33.8361 | 26.9226 | 24.6242 | 12.128 | 0 | 0.5576 | 16.2 | 0 | 102.1405 | 0 | 0 | 0 | 29.5011 | 0

## Loads_Balance2
hoy | doy | day | month | weekday | hour | Heating_load | Cooling_load | Ventilation_load | Lighting_load | Equipment_load | HotWater_load | Solar_Input_load | Pumps_load | Other_load | On-site_Generation_load | Electricity_load | Thermal_Storage_load | Grid_Injection | Gas_load | District_Heating_load | District_Cooling_load
1 | 1 | 1 | 1 | Wednesday | 0 | 21.453 | 0 | 33.9277 | 17.5343 | 18.3373 | 6.312 | 0 | 0.5233 | 14.4 | 0 | 84.7226 | 0 | 0 | 0 | 27.5427 | 0
2 | 1 | 1 | 1 | Wednesday | 1 | 18.931 | 0 | 33.919 | 14.6472 | 16.4006 | 6.312 | 0 | 0.4735 | 11.88 | 0 | 77.3203 | 0 | 0 | 0 | 25.0292 | 0
3 | 1 | 1 | 1 | Wednesday | 2 | 19.844 | 0 | 34.1564 | 11.7686 | 14.464 | 6.312 | 0 | 0.4916 | 11.88 | 0 | 72.7607 | 0 | 0 | 0 | 25.9502 | 0
4 | 1 | 1 | 1 | Wednesday | 3 | 20.293 | 0 | 34.3619 | 11.7686 | 14.464 | 6.312 | 0 | 0.5006 | 11.88 | 0 | 72.9752 | 0 | 0 | 0 | 26.407 | 0
5 | 1 | 1 | 1 | Wednesday | 4 | 22.476 | 0 | 34.4163 | 13.0128 | 14.464 | 6.312 | 0 | 0.5439 | 11.88 | 0 | 74.317 | 0 | 0 | 0 | 28.5976 | 0
6 | 1 | 1 | 1 | Wednesday | 5 | 21.335 | 0 | 34.2146 | 22.6634 | 20.5805 | 6.312 | 0 | 0.5219 | 11.88 | 0 | 89.8604 | 0 | 0 | 0 | 27.4637 | 0
7 | 1 | 1 | 1 | Wednesday | 6 | 16.881 | 0 | 33.8147 | 44.2813 | 35.484 | 31.558 | 0 | 0.6752 | 15.12 | 0 | 129.3752 | 0 | 0 | 0 | 47.7797 | 0
8 | 1 | 1 | 1 | Wednesday | 7 | 13.122 | 0 | 33.72 | 61.1578 | 46.6998 | 44.181 | 0 | 0.6791 | 15.12 | 0 | 157.3767 | 0 | 0 | 0 | 56.7866 | 0
9 | 1 | 1 | 1 | Wednesday | 8 | 11.123 | 0 | 33.7349 | 69.4626 | 52.1343 | 50.492 | 0 | 0.6828 | 18.72 | 0 | 174.7346 | 0 | 0 | 0 | 61.4905 | 0
10 | 1 | 1 | 1 | Wednesday | 9 | 10.684 | 0 | 33.8021 | 71.7893 | 52.8606 | 31.558 | 0.0836 | 0.6688 | 18.72 | 0.6452 | 177.8407 | 0 | 0 | 0 | 42.2447 | 0
11 | 1 | 1 | 1 | Wednesday | 10 | 10.934 | 0 | 34.2498 | 64.7856 | 51.878 | 12.623 | 18.8471 | 0.4686 | 14.4 | 5.99 | 165.7821 | 6.2241 | 0 | 0 | 23.3864 | 0
12 | 1 | 1 | 1 | Wednesday | 11 | 9.949 | 2.385 | 34.3953 | 62.263 | 51.878 | 12.623 | 42.4601 | 0.5938 | 18.36 | 11.5485 | 170.0691 | 29.8371 | 0 | 0 | 21.6123 | 0
13 | 1 | 1 | 1 | Wednesday | 12 | 9.904 | 3.511 | 34.567 | 58.019 | 51.1854 | 18.935 | 51.6713 | 0.7417 | 18.36 | 14.6537 | 166.67 | 32.7363 | 0 | 0 | 25.6168 | 0
14 | 1 | 1 | 1 | Wednesday | 13 | 10.127 | 3.758 | 34.6328 | 58.5929 | 51.878 | 18.935 | 35.9936 | 0.7045 | 18.36 | 12.811 | 168.232 | 17.0586 | 0 | 0 | 24.266 | 0
15 | 1 | 1 | 1 | Wednesday | 14 | 10.317 | 3.921 | 34.6241 | 62.6284 | 51.878 | 6.312 | 10.4399 | 0.4927 | 18.36 | 8.2111 | 172.2234 | 4.1279 | 0 | 0 | 14.7831 | 0
16 | 1 | 1 | 1 | Wednesday | 15 | 10.223 | 4.08 | 34.4618 | 66.9583 | 51.878 | 6.312 | 0 | 0.4823 | 18.36 | 3.2933 | 176.5524 | 0 | 0 | 0 | 14.6764 | 0
17 | 1 | 1 | 1 | Wednesday | 16 | 10.347 | 3.757 | 34.3597 | 67.9792 | 50.7246 | 25.246 | 0 | 0.7274 | 22.68 | 0.3959 | 180.5335 | 0 | 0 | 0 | 28.4427 | 0
18 | 1 | 1 | 1 | Wednesday | 17 | 11.711 | 2.952 | 34.4643 | 59.7898 | 43.0931 | 31.558 | 0 | 0.8108 | 28.8 | 0 | 170.15 | 0 | 0 | 0 | 34.938 | 0
19 | 1 | 1 | 1 | Wednesday | 18 | 9.633 | 5.975 | 34.0085 | 65.4399 | 51.7393 | 44.181 | 0 | 0.9841 | 30.96 | 0 | 189.594 | 0 | 0 | 0 | 43.3136 | 0
20 | 1 | 1 | 1 | Wednesday | 19 | 8.73 | 6.764 | 33.7621 | 70.7204 | 57.1787 | 44.181 | 0 | 1.0197 | 25.2 | 0 | 195.1966 | 0 | 0 | 0 | 43.5666 | 0
21 | 1 | 1 | 1 | Wednesday | 20 | 9.364 | 6.321 | 33.722 | 75.2516 | 60.483 | 31.558 | 0 | 0.976 | 25.2 | 0 | 202.4683 | 0 | 0 | 0 | 34.8268 | 0
22 | 1 | 1 | 1 | Wednesday | 21 | 9.154 | 3.893 | 33.7183 | 69.495 | 55.4564 | 18.935 | 0 | 0.6598 | 25.2 | 0 | 188.7391 | 0 | 0 | 0 | 24.6757 | 0
23 | 1 | 1 | 1 | Wednesday | 22 | 11.015 | 0.358 | 33.7619 | 49.7368 | 40.0199 | 12.623 | 0 | 0.4199 | 16.2 | 0 | 140.5252 | 0 | 0 | 0 | 21.4607 | 0
24 | 1 | 1 | 1 | Wednesday | 23 | 15.264 | 0 | 33.7837 | 26.9226 | 24.6242 | 12.623 | 0 | 0.486 | 16.2 | 0 | 102.0168 | 0 | 0 | 0 | 25.7861 | 0
25 | 2 | 2 | 1 | Thursday | 0 | 18.923 | 0 | 33.9754 | 17.5343 | 18.3373 | 6.312 | 0 | 0.458 | 14.4 | 0 | 84.705 | 0 | 0 | 0 | 24.2115 | 0
26 | 2 | 2 | 1 | Thursday | 1 | 20.832 | 0 | 34.3646 | 14.6472 | 16.4006 | 6.312 | 0 | 0.4961 | 11.88 | 0 | 77.7886 | 0 | 0 | 0 | 26.138 | 0
27 | 2 | 2 | 1 | Thursday | 2 | 25.246 | 0 | 34.5656 | 11.7686 | 14.464 | 6.312 | 0 | 0.5819 | 11.88 | 0 | 73.2602 | 0 | 0 | 0 | 30.5706 | 0
28 | 2 | 2 | 1 | Thursday | 3 | 27.145 | 0 | 34.9624 | 11.7686 | 14.464 | 6.312 | 0 | 0.6235 | 11.88 | 0 | 73.6986 | 0 | 0 | 0 | 32.4858 | 0
29 | 2 | 2 | 1 | Thursday | 4 | 27.945 | 0 | 35.2564 | 13.0128 | 14.464 | 6.312 | 0 | 0.6376 | 11.88 | 0 | 75.2509 | 0 | 0 | 0 | 33.3038 | 0
30 | 2 | 2 | 1 | Thursday | 5 | 27.047 | 0 | 35.0701 | 22.6634 | 20.5805 | 6.312 | 0 | 0.6225 | 11.88 | 0 | 90.8165 | 0 | 0 | 0 | 32.4235 | 0
31 | 2 | 2 | 1 | Thursday | 6 | 22.044 | 0 | 34.616 | 44.2813 | 35.484 | 31.558 | 0 | 0.6817 | 15.12 | 0 | 130.183 | 0 | 0 | 0 | 49.3128 | 0
32 | 2 | 2 | 1 | Thursday | 7 | 19.596 | 0 | 34.4204 | 61.1578 | 46.6998 | 44.181 | 0 | 0.6872 | 15.12 | 0 | 158.0853 | 0 | 0 | 0 | 58.5239 | 0
33 | 2 | 2 | 1 | Thursday | 8 | 18.19 | 0 | 34.4792 | 69.4626 | 52.1343 | 50.492 | 0 | 0.6915 | 18.72 | 0.1106 | 175.4877 | 0 | 0 | 0 | 63.6135 | 0
34 | 2 | 2 | 1 | Thursday | 9 | 16.716 | 0 | 34.6099 | 70.8482 | 52.8606 | 31.558 | 2.0352 | 0.6794 | 18.72 | 2.7321 | 177.718 | 0 | 0 | 0 | 45.4391 | 0
35 | 2 | 2 | 1 | Thursday | 10 | 17.94 | 0 | 34.9138 | 62.5231 | 51.878 | 12.623 | 33.9923 | 0.6059 | 14.4 | 10.4578 | 164.3208 | 21.3693 | 0 | 0 | 29.0746 | 0
36 | 2 | 2 | 1 | Thursday | 11 | 16.316 | 0.107 | 34.9644 | 59.3092 | 51.878 | 12.623 | 64.314 | 0.6038 | 18.36 | 17.7098 | 165.2308 | 51.691 | 0 | 0 | 26.2067 | 0
37 | 2 | 2 | 1 | Thursday | 12 | 14.809 | 2.767 | 34.9069 | 56.2558 | 51.1854 | 18.935 | 70.5888 | 0.7671 | 18.36 | 20.7815 | 164.4673 | 51.6538 | 0 | 0 | 27.1474 | 0
38 | 2 | 2 | 1 | Thursday | 13 | 13.972 | 3.679 | 34.9616 | 58.6037 | 51.878 | 18.935 | 55.2169 | 0.732 | 18.36 | 18.8902 | 168.5144 | 36.2819 | 0 | 0 | 24.1388 | 0
39 | 2 | 2 | 1 | Thursday | 14 | 13.687 | 3.341 | 34.9072 | 60.8518 | 51.878 | 6.312 | 22.9503 | 0.5194 | 18.36 | 13.1481 | 170.1292 | 16.6383 | 0 | 0 | 16.6421 | 0
40 | 2 | 2 | 1 | Thursday | 15 | 13.993 | 3.421 | 34.7996 | 64.7369 | 51.878 | 6.312 | 0.2022 | 0.4922 | 18.36 | 5.2314 | 173.9663 | 0 | 0 | 0 | 16.8869 | 0
41 | 2 | 2 | 1 | Thursday | 16 | 13.926 | 3.058 | 34.7213 | 67.8891 | 50.7246 | 25.246 | 0 | 0.6491 | 22.68 | 0.5 | 179.9717 | 0 | 0 | 0 | 25.9754 | 0
42 | 2 | 2 | 1 | Thursday | 17 | 16.089 | 2.25 | 34.8155 | 59.7898 | 43.0931 | 31.558 | 0 | 0.7285 | 28.8 | 0 | 169.6606 | 0 | 0 | 0 | 32.1613 | 0
43 | 2 | 2 | 1 | Thursday | 18 | 14.616 | 2.234 | 34.526 | 65.4399 | 51.7393 | 44.181 | 0 | 0.7937 | 30.96 | 0 | 185.8746 | 0 | 0 | 0 | 38.92 | 0
44 | 2 | 2 | 1 | Thursday | 19 | 14.651 | 1.524 | 34.0806 | 70.7204 | 57.1787 | 44.181 | 0 | 0.7565 | 25.2 | 0 | 189.584 | 0 | 0 | 0 | 40.8847 | 0
45 | 2 | 2 | 1 | Thursday | 20 | 14.539 | 1.309 | 33.9666 | 75.2516 | 60.483 | 31.558 | 0 | 0.717 | 25.2 | 0 | 197.0334 | 0 | 0 | 0 | 34.3214 | 0
46 | 2 | 2 | 1 | Thursday | 21 | 17.576 | 0.594 | 33.8784 | 69.495 | 55.4564 | 18.935 | 0 | 0.5945 | 25.2 | 0 | 185.2665 | 0 | 0 | 0 | 29.8547 | 0
47 | 2 | 2 | 1 | Thursday | 22 | 29.919 | 0.045 | 33.8167 | 49.7368 | 40.0199 | 12.623 | 0 | 0.6649 | 16.2 | 0 | 140.4868 | 0 | 0 | 0 | 38.2793 | 0
48 | 2 | 2 | 1 | Thursday | 23 | 44.781 | 0 | 34.3974 | 26.9226 | 24.6242 | 12.623 | 0 | 0.6916 | 16.2 | 0 | 102.8358 | 0 | 0 | 0 | 53.3033 | 0
49 | 3 | 3 | 1 | Friday | 0 | 59.945 | 0 | 34.6691 | 17.5343 | 18.3373 | 6.312 | 0 | 0.7044 | 14.4 | 0 | 85.6451 | 0 | 0 | 0 | 64.2613 | 0
50 | 3 | 3 | 1 | Friday | 1 | 86.592 | 0 | 34.9826 | 14.6472 | 16.4006 | 6.312 | 0 | 0.7337 | 11.88 | 0 | 78.6442 | 0 | 0 | 0 | 90.9514 | 0
51 | 3 | 3 | 1 | Friday | 2 | 96.826 | 0 | 34.8773 | 11.7686 | 14.464 | 6.312 | 0 | 0.7467 | 11.88 | 0 | 73.7366 | 0 | 0 | 0 | 101.2191 | 0
52 | 3 | 3 | 1 | Friday | 3 | 98.142 | 0 | 34.8794 | 11.7686 | 14.464 | 6.312 | 0 | 0.7483 | 11.88 | 0 | 73.7404 | 0 | 0 | 0 | 102.5668 | 0
53 | 3 | 3 | 1 | Friday | 4 | 102.435 | 0 | 34.9262 | 13.0128 | 14.464 | 6.312 | 0 | 0.7526 | 11.88 | 0 | 75.0356 | 0 | 0 | 0 | 106.8911 | 0
54 | 3 | 3 | 1 | Friday | 5 | 101.606 | 0 | 34.8379 | 22.6634 | 20.5805 | 6.312 | 0 | 0.7507 | 11.88 | 0 | 90.7126 | 0 | 0 | 0 | 106.0918 | 0
55 | 3 | 3 | 1 | Friday | 6 | 94.945 | 0 | 34.5778 | 44.2813 | 35.484 | 31.558 | 0 | 0.7502 | 15.12 | 0 | 130.2133 | 0 | 0 | 0 | 117.8172 | 0
56 | 3 | 3 | 1 | Friday | 7 | 89.549 | 0 | 34.4118 | 61.1578 | 46.6998 | 44.181 | 0 | 0.7527 | 15.12 | 0 | 158.1422 | 0 | 0 | 0 | 122.7109 | 0
57 | 3 | 3 | 1 | Friday | 8 | 86.576 | 0 | 34.442 | 69.4623 | 52.1343 | 50.492 | 0 | 0.7555 | 18.72 | 0.1136 | 175.5141 | 0 | 0 | 0 | 125.9745 | 0
58 | 3 | 3 | 1 | Friday | 9 | 83.378 | 0 | 34.4858 | 70.4167 | 52.8606 | 31.558 | 0 | 0.7383 | 18.72 | 3.0237 | 177.2213 | 0 | 0 | 0 | 108.7347 | 0
59 | 3 | 3 | 1 | Friday | 10 | 74.565 | 0 | 34.5228 | 62.5434 | 51.878 | 12.623 | 16.1349 | 0.752 | 14.4 | 10.4691 | 164.0961 | 3.5119 | 0 | 0 | 84.7054 | 0
60 | 3 | 3 | 1 | Friday | 11 | 54.053 | 0 | 34.4909 | 60.2322 | 51.878 | 12.623 | 34.2972 | 0.7638 | 18.36 | 15.1253 | 165.7248 | 21.6742 | 0 | 0 | 63.5423 | 0
61 | 3 | 3 | 1 | Friday | 12 | 43.055 | 0.558 | 34.539 | 55.814 | 51.1854 | 18.935 | 33.5532 | 0.7841 | 18.36 | 16.2767 | 161.2856 | 14.6182 | 0 | 0 | 56.1401 | 0
62 | 3 | 3 | 1 | Friday | 13 | 36.981 | 2.175 | 34.4705 | 57.7107 | 51.878 | 18.935 | 32.6513 | 0.8601 | 18.36 | 15.802 | 165.631 | 13.7163 | 0 | 0 | 49.0131 | 0
63 | 3 | 3 | 1 | Friday | 14 | 34.727 | 2.324 | 34.4214 | 60.4003 | 51.878 | 6.312 | 13.8769 | 0.8314 | 18.36 | 11.5825 | 168.4041 | 7.5649 | 0 | 0 | 38.4743 | 0
64 | 3 | 3 | 1 | Friday | 15 | 33.454 | 2.628 | 34.3865 | 64.7411 | 51.878 | 6.312 | 0 | 0.8233 | 18.36 | 4.908 | 173.0313 | 0 | 0 | 0 | 37.1773 | 0
65 | 3 | 3 | 1 | Friday | 16 | 34.839 | 2.189 | 34.3519 | 67.8958 | 50.7246 | 25.246 | 0 | 0.8073 | 22.68 | 0.6313 | 178.8268 | 0 | 0 | 0 | 50.1687 | 0
66 | 3 | 3 | 1 | Friday | 17 | 40.338 | 1.39 | 34.3859 | 59.7898 | 43.0931 | 31.558 | 0 | 0.774 | 28.8 | 0 | 168.3462 | 0 | 0 | 0 | 60.3415 | 0
67 | 3 | 3 | 1 | Friday | 18 | 35.875 | 1.631 | 34.2333 | 65.4399 | 51.7393 | 44.181 | 0 | 0.7862 | 30.96 | 0 | 184.9221 | 0 | 0 | 0 | 65.3044 | 0
68 | 3 | 3 | 1 | Friday | 19 | 34.296 | 1.326 | 33.8305 | 70.7204 | 57.1787 | 44.181 | 0 | 0.765 | 25.2 | 0 | 189.1281 | 0 | 0 | 0 | 65.2432 | 0
69 | 3 | 3 | 1 | Friday | 20 | 35.046 | 1.12 | 33.8763 | 75.2516 | 60.483 | 31.558 | 0 | 0.7446 | 25.2 | 0 | 196.7673 | 0 | 0 | 0 | 57.9874 | 0
70 | 3 | 3 | 1 | Friday | 21 | 39.914 | 0.542 | 33.7876 | 69.495 | 55.4564 | 18.935 | 0 | 0.7147 | 25.2 | 0 | 185.2393 | 0 | 0 | 0 | 53.9915 | 0
71 | 3 | 3 | 1 | Friday | 22 | 49.288 | 0.035 | 33.8164 | 49.7368 | 40.0199 | 12.623 | 0 | 0.6979 | 16.2 | 0 | 140.5092 | 0 | 0 | 0 | 58.8106 | 0
72 | 3 | 3 | 1 | Friday | 23 | 69.005 | 0 | 34.0249 | 26.9226 | 24.6242 | 12.623 | 0 | 0.7177 | 16.2 | 0 | 102.4894 | 0 | 0 | 0 | 78.6509 | 0
73 | 4 | 4 | 1 | Saturday | 0 | 79.284 | 0 | 34.3394 | 18.3332 | 19.1419 | 6.312 | 0 | 0.728 | 15.84 | 0 | 88.3826 | 0 | 0 | 0 | 84.1468 | 0
74 | 4 | 4 | 1 | Saturday | 1 | 76.595 | 0 | 34.5451 | 17.5283 | 18.3373 | 6.312 | 0 | 0.7268 | 12.6 | 0 | 83.7375 | 0 | 0 | 0 | 81.481 | 0
75 | 4 | 4 | 1 | Saturday | 2 | 76.908 | 0 | 34.8035 | 11.771 | 14.464 | 6.312 | 0 | 0.7296 | 12.6 | 0 | 74.3681 | 0 | 0 | 0 | 81.8187 | 0
76 | 4 | 4 | 1 | Saturday | 3 | 75.622 | 0 | 34.8397 | 11.771 | 14.464 | 6.312 | 0 | 0.7303 | 12.6 | 0 | 74.4051 | 0 | 0 | 0 | 80.5558 | 0
77 | 4 | 4 | 1 | Saturday | 4 | 72.236 | 0 | 34.862 | 11.771 | 14.464 | 6.312 | 0 | 0.7281 | 12.6 | 0 | 74.4251 | 0 | 0 | 0 | 77.1923 | 0
78 | 4 | 4 | 1 | Saturday | 5 | 69.448 | 0 | 34.8222 | 13.0152 | 14.464 | 6.312 | 0 | 0.727 | 12.6 | 0 | 75.6284 | 0 | 0 | 0 | 74.4259 | 0
79 | 4 | 4 | 1 | Saturday | 6 | 57.86 | 0 | 34.5902 | 30.2702 | 24.9086 | 31.558 | 0 | 0.7236 | 14.4 | 0 | 104.8926 | 0 | 0 | 0 | 83.1126 | 0
80 | 4 | 4 | 1 | Saturday | 7 | 53.446 | 0 | 34.5114 | 33.0666 | 26.405 | 44.181 | 0 | 0.7281 | 11.52 | 0 | 106.2311 | 0 | 0 | 0 | 89.7123 | 0
81 | 4 | 4 | 1 | Saturday | 8 | 44.983 | 0 | 34.3771 | 46.1551 | 37.4339 | 50.492 | 0 | 0.7238 | 16.2 | 0 | 134.8899 | 0 | 0 | 0 | 87.6037 | 0
82 | 4 | 4 | 1 | Saturday | 9 | 42.655 | 0 | 34.3757 | 46.9622 | 37.9057 | 31.558 | 0 | 0.7074 | 16.2 | 0.244 | 136.151 | 0 | 0 | 0 | 69.8379 | 0
83 | 4 | 4 | 1 | Saturday | 10 | 41.045 | 0 | 34.4063 | 43.8266 | 37.2508 | 12.623 | 0 | 0.6989 | 15.12 | 1.8757 | 131.3026 | 0 | 0 | 0 | 52.0045 | 0
84 | 4 | 4 | 1 | Saturday | 11 | 40.688 | 0 | 34.499 | 39.5111 | 35.3135 | 12.623 | 0 | 0.6985 | 21.6 | 3.0305 | 131.622 | 0 | 0 | 0 | 51.7121 | 0
85 | 4 | 4 | 1 | Saturday | 12 | 39.612 | 1.42 | 34.5189 | 37.1187 | 34.2247 | 18.935 | 0 | 0.7712 | 23.4 | 2.9365 | 131.569 | 0 | 0 | 0 | 56.2842 | 0
86 | 4 | 4 | 1 | Saturday | 13 | 38.073 | 2.422 | 34.4309 | 37.4469 | 33.0722 | 18.935 | 0 | 0.8196 | 23.4 | 2.6767 | 131.7892 | 0 | 0 | 0 | 54.8786 | 0
87 | 4 | 4 | 1 | Saturday | 14 | 38.01 | 2.326 | 34.4346 | 36.8527 | 33.0722 | 6.312 | 0 | 0.8113 | 23.4 | 2.2594 | 131.0866 | 0 | 0 | 0 | 43.6257 | 0
88 | 4 | 4 | 1 | Saturday | 15 | 37.289 | 2.393 | 34.4287 | 37.7409 | 33.0722 | 6.312 | 0 | 0.8138 | 23.4 | 1.2483 | 132.0439 | 0 | 0 | 0 | 42.9174 | 0
89 | 4 | 4 | 1 | Saturday | 16 | 36.525 | 2.516 | 34.4098 | 37.7918 | 33.0722 | 25.246 | 0 | 0.8245 | 23.4 | 0.278 | 132.2195 | 0 | 0 | 0 | 59.2717 | 0
90 | 4 | 4 | 1 | Saturday | 17 | 35.364 | 2.19 | 34.3583 | 35.4248 | 32.9581 | 31.558 | 0 | 0.8088 | 27 | 0 | 132.919 | 0 | 0 | 0 | 64.1288 | 0
91 | 4 | 4 | 1 | Saturday | 18 | 22.339 | 0.869 | 33.9937 | 55.5841 | 46.5147 | 44.181 | 0 | 0.733 | 28.8 | 0 | 166.565 | 0 | 0 | 0 | 63.1507 | 0
92 | 4 | 4 | 1 | Saturday | 19 | 15.835 | 4.777 | 33.9128 | 61.3403 | 50.3878 | 44.181 | 0 | 0.928 | 28.8 | 0 | 180.5349 | 0 | 0 | 0 | 57.1986 | 0
93 | 4 | 4 | 1 | Saturday | 20 | 15.132 | 5.131 | 33.722 | 61.3343 | 50.3878 | 31.558 | 0 | 0.9339 | 27 | 0 | 178.9272 | 0 | 0 | 0 | 44.9279 | 0
94 | 4 | 4 | 1 | Saturday | 21 | 14.237 | 4.131 | 33.7182 | 61.3343 | 50.3878 | 18.935 | 0 | 0.8161 | 27 | 0 | 177.7237 | 0 | 0 | 0 | 32.1761 | 0
95 | 4 | 4 | 1 | Saturday | 22 | 15.301 | 0.566 | 33.7217 | 49.2003 | 40.077 | 12.623 | 0 | 0.5428 | 19.8 | 0 | 143.9535 | 0 | 0 | 0 | 27.3086 | 0
96 | 4 | 4 | 1 | Saturday | 23 | 20.138 | 0.003 | 33.7657 | 28.1779 | 24.6242 | 12.623 | 0 | 0.6113 | 19.8 | 0 | 106.9824 | 0 | 0 | 0 | 32.1825 | 0
97 | 5 | 5 | 1 | Sunday | 0 | 22.347 | 0 | 33.8668 | 24.1043 | 23.0149 | 6.312 | 0 | 0.5399 | 19.8 | 0 | 101.3259 | 0 | 0 | 0 | 28.3821 | 0
98 | 5 | 5 | 1 | Sunday | 1 | 24.264 | 0 | 33.84 | 23.3102 | 22.2101 | 6.312 | 0 | 0.5785 | 19.8 | 0 | 99.7389 | 0 | 0 | 0 | 30.3079 | 0
99 | 5 | 5 | 1 | Sunday | 2 | 28.137 | 0 | 34.2468 | 17.5379 | 18.3373 | 6.312 | 0 | 0.6454 | 15.48 | 0 | 86.2473 | 0 | 0 | 0 | 34.1904 | 0
100 | 5 | 5 | 1 | Sunday | 3 | 29.48 | 0 | 34.6831 | 17.5379 | 18.3373 | 6.312 | 0 | 0.6758 | 15.48 | 0 | 86.7141 | 0 | 0 | 0 | 35.5413 | 0
101 | 5 | 5 | 1 | Sunday | 4 | 28.869 | 0 | 34.7786 | 17.5379 | 18.3373 | 6.312 | 0 | 0.6684 | 15.48 | 0 | 86.8021 | 0 | 0 | 0 | 34.9378 | 0
102 | 5 | 5 | 1 | Sunday | 5 | 27.616 | 0 | 34.7057 | 18.7817 | 18.3373 | 6.312 | 0 | 0.6472 | 15.48 | 0 | 87.9518 | 0 | 0 | 0 | 33.6924 | 0
103 | 5 | 5 | 1 | Sunday | 6 | 26.306 | 0 | 34.19 | 26.931 | 24.6242 | 31.558 | 0 | 0.6861 | 18.72 | 0 | 105.1512 | 0 | 0 | 0 | 57.0151 | 0
104 | 5 | 5 | 1 | Sunday | 7 | 24.438 | 0 | 33.7581 | 34.2491 | 29.9942 | 44.181 | 0 | 0.6918 | 18.72 | 0 | 117.4133 | 0 | 0 | 0 | 67.8485 | 0
105 | 5 | 5 | 1 | Sunday | 8 | 23.891 | 0 | 33.7443 | 37.4418 | 33.2132 | 50.492 | 0 | 0.6968 | 23.4 | 0 | 128.496 | 0 | 0 | 0 | 73.9966 | 0
106 | 5 | 5 | 1 | Sunday | 9 | 24.944 | 0 | 34.1997 | 31.6836 | 29.3396 | 31.558 | 0 | 0.6845 | 23.4 | 0.1827 | 119.3073 | 0 | 0 | 0 | 56.4138 | 0
107 | 5 | 5 | 1 | Sunday | 10 | 22.128 | 0 | 34.2622 | 34.6681 | 32.5586 | 12.623 | 0 | 0.6575 | 19.08 | 1.5276 | 121.2263 | 0 | 0 | 0 | 34.6853 | 0
108 | 5 | 5 | 1 | Sunday | 11 | 20.999 | 0 | 34.3784 | 32.7901 | 32.5586 | 12.623 | 0.505 | 0.6395 | 21.6 | 3.3155 | 121.9666 | 0 | 0 | 0 | 33.5781 | 0
109 | 5 | 5 | 1 | Sunday | 12 | 20.023 | 0 | 34.4218 | 30.882 | 33.0367 | 18.935 | 5.8235 | 0.6828 | 19.08 | 5.1509 | 118.1034 | 0 | 0 | 0 | 38.8467 | 0
110 | 5 | 5 | 1 | Sunday | 13 | 20.6 | 0 | 34.7121 | 25.8759 | 29.1634 | 18.935 | 5.2908 | 0.6828 | 18.36 | 5.2074 | 108.7942 | 0 | 0 | 0 | 39.2473 | 0
111 | 5 | 5 | 1 | Sunday | 14 | 20.998 | 0 | 34.7809 | 27.1944 | 29.1634 | 6.312 | 0.8516 | 0.5174 | 18 | 3.97 | 109.6562 | 0 | 0 | 0 | 27.1781 | 0
112 | 5 | 5 | 1 | Sunday | 15 | 21.362 | 0 | 34.8138 | 28.8967 | 29.1634 | 6.312 | 0 | 0.5234 | 15.84 | 2.3329 | 109.2373 | 0 | 0 | 0 | 27.5474 | 0
113 | 5 | 5 | 1 | Sunday | 16 | 21.698 | 0 | 34.8102 | 27.9542 | 27.5539 | 25.246 | 0 | 0.6779 | 23.04 | 0.4683 | 114.0362 | 0 | 0 | 0 | 46.6103 | 0
114 | 5 | 5 | 1 | Sunday | 17 | 21.912 | 0 | 34.7898 | 26.7113 | 26.399 | 31.558 | 0 | 0.6807 | 22.32 | 0 | 110.9008 | 0 | 0 | 0 | 53.2612 | 0
115 | 5 | 5 | 1 | Sunday | 18 | 18.127 | 0 | 34.1808 | 43.9889 | 38.0184 | 44.181 | 0 | 0.6838 | 23.4 | 0 | 140.2718 | 0 | 0 | 0 | 62.3689 | 0
116 | 5 | 5 | 1 | Sunday | 19 | 13.945 | 0 | 33.7219 | 55.5005 | 45.7644 | 44.181 | 0 | 0.6783 | 22.68 | 0 | 158.3452 | 0 | 0 | 0 | 58.4683 | 0
117 | 5 | 5 | 1 | Sunday | 20 | 12.951 | 0 | 33.7343 | 60.0165 | 49.6381 | 31.558 | 0 | 0.6688 | 22.68 | 0 | 166.7378 | 0 | 0 | 0 | 44.8325 | 0
118 | 5 | 5 | 1 | Sunday | 21 | 15.308 | 0 | 33.7442 | 48.5011 | 41.8913 | 18.935 | 0 | 0.649 | 22.68 | 0 | 147.4655 | 0 | 0 | 0 | 34.4333 | 0
119 | 5 | 5 | 1 | Sunday | 22 | 18.969 | 0 | 33.7636 | 40.3665 | 35.5897 | 12.623 | 0 | 0.6008 | 14.4 | 0 | 124.7206 | 0 | 0 | 0 | 31.7422 | 0
120 | 5 | 5 | 1 | Sunday | 23 | 24.606 | 0 | 33.9807 | 25.6748 | 24.6242 | 12.623 | 0 | 0.6743 | 14.4 | 0 | 99.3541 | 0 | 0 | 0 | 37.4088 | 0
121 | 6 | 6 | 1 | Monday | 0 | 31.054 | 0 | 34.8515 | 17.5343 | 18.3373 | 6.312 | 0 | 0.6744 | 14.4 | 0 | 85.7975 | 0 | 0 | 0 | 37.461 | 0
122 | 6 | 6 | 1 | Monday | 1 | 35.109 | 0 | 35.2706 | 14.6472 | 16.4006 | 6.312 | 0 | 0.6872 | 11.88 | 0 | 78.8857 | 0 | 0 | 0 | 41.5286 | 0
123 | 6 | 6 | 1 | Monday | 2 | 42.751 | 0 | 35.4205 | 11.7686 | 14.464 | 6.312 | 0 | 0.6942 | 11.88 | 0 | 74.2274 | 0 | 0 | 0 | 49.1885 | 0
124 | 6 | 6 | 1 | Monday | 3 | 50.063 | 0 | 35.4092 | 11.7686 | 14.464 | 6.312 | 0 | 0.7023 | 11.88 | 0 | 74.2242 | 0 | 0 | 0 | 56.5147 | 0
125 | 6 | 6 | 1 | Monday | 4 | 54.701 | 0 | 35.2389 | 13.0128 | 14.464 | 6.312 | 0 | 0.7098 | 11.88 | 0 | 75.3055 | 0 | 0 | 0 | 61.1606 | 0
126 | 6 | 6 | 1 | Monday | 5 | 50.691 | 0 | 35.0702 | 22.6634 | 20.5805 | 6.312 | 0 | 0.7055 | 11.88 | 0 | 90.8997 | 0 | 0 | 0 | 57.1503 | 0
127 | 6 | 6 | 1 | Monday | 6 | 41.803 | 0 | 34.7832 | 44.2813 | 35.484 | 31.558 | 0 | 0.7033 | 15.12 | 0 | 130.3718 | 0 | 0 | 0 | 74.2507 | 0
128 | 6 | 6 | 1 | Monday | 7 | 35.602 | 0 | 34.6691 | 61.1578 | 46.6998 | 44.181 | 0 | 0.7053 | 15.12 | 0 | 158.352 | 0 | 0 | 0 | 81.2449 | 0
129 | 6 | 6 | 1 | Monday | 8 | 31.023 | 0 | 34.6932 | 69.4626 | 52.1343 | 50.492 | 0 | 0.7066 | 18.72 | 0 | 175.7168 | 0 | 0 | 0 | 83.44 | 0
130 | 6 | 6 | 1 | Monday | 9 | 28.847 | 0 | 34.7424 | 71.8396 | 52.8606 | 31.558 | 0 | 0.6912 | 18.72 | 0.2753 | 178.8537 | 0 | 0 | 0 | 61.6493 | 0
131 | 6 | 6 | 1 | Monday | 10 | 27.767 | 0 | 34.8328 | 67.5758 | 51.878 | 12.623 | 0 | 0.6837 | 14.4 | 2.2386 | 169.3702 | 0 | 0 | 0 | 40.8467 | 0
132 | 6 | 6 | 1 | Monday | 11 | 25.207 | 0 | 34.8642 | 65.918 | 51.878 | 12.623 | 0 | 0.6805 | 18.36 | 3.7398 | 171.7007 | 0 | 0 | 0 | 38.2864 | 0
133 | 6 | 6 | 1 | Monday | 12 | 22.565 | 1.61 | 34.8483 | 63.2195 | 51.1854 | 18.935 | 0 | 0.761 | 18.36 | 4.1931 | 170.1154 | 0 | 0 | 0 | 42.2365 | 0
134 | 6 | 6 | 1 | Monday | 13 | 20.798 | 2.572 | 34.8701 | 65.1083 | 51.878 | 18.935 | 0 | 0.8072 | 18.36 | 3.8966 | 173.8045 | 0 | 0 | 0 | 40.4853 | 0
135 | 6 | 6 | 1 | Monday | 14 | 19.935 | 2.617 | 34.7808 | 66.2159 | 51.878 | 6.312 | 0 | 0.6364 | 18.36 | 2.9441 | 174.7012 | 0 | 0 | 0 | 26.4889 | 0
136 | 6 | 6 | 1 | Monday | 15 | 18.265 | 3.128 | 34.658 | 67.7152 | 51.878 | 6.312 | 0 | 0.6294 | 18.36 | 1.5835 | 176.623 | 0 | 0 | 0 | 24.8219 | 0
137 | 6 | 6 | 1 | Monday | 16 | 17.081 | 2.881 | 34.6058 | 67.9854 | 50.7246 | 25.246 | 0 | 0.8204 | 22.68 | 0.3453 | 179.9322 | 0 | 0 | 0 | 43.4168 | 0
138 | 6 | 6 | 1 | Monday | 17 | 18.419 | 2.107 | 34.5905 | 59.7898 | 43.0931 | 31.558 | 0 | 0.7848 | 28.8 | 0 | 169.3364 | 0 | 0 | 0 | 51.4695 | 0
139 | 6 | 6 | 1 | Monday | 18 | 13.825 | 3.087 | 34.109 | 65.4399 | 51.7393 | 44.181 | 0 | 0.8364 | 30.96 | 0 | 186.4234 | 0 | 0 | 0 | 60.2881 | 0
140 | 6 | 6 | 1 | Monday | 19 | 11.061 | 6.423 | 33.8562 | 70.7204 | 57.1787 | 44.181 | 0 | 1.0069 | 25.2 | 0 | 194.9088 | 0 | 0 | 0 | 57.6304 | 0
141 | 6 | 6 | 1 | Monday | 20 | 10.052 | 5.999 | 33.7182 | 75.2516 | 60.483 | 31.558 | 0 | 0.9728 | 25.2 | 0 | 202.1137 | 0 | 0 | 0 | 43.2766 | 0
142 | 6 | 6 | 1 | Monday | 21 | 10.258 | 3.508 | 33.721 | 69.495 | 55.4564 | 18.935 | 0 | 0.7423 | 25.2 | 0 | 188.408 | 0 | 0 | 0 | 30.1584 | 0
143 | 6 | 6 | 1 | Monday | 22 | 11.875 | 0.268 | 33.7707 | 49.7368 | 40.0199 | 12.623 | 0 | 0.5354 | 16.2 | 0 | 140.5527 | 0 | 0 | 0 | 25.15 | 0
144 | 6 | 6 | 1 | Monday | 23 | 15.223 | 0 | 33.7814 | 26.9226 | 24.6242 | 12.623 | 0 | 0.5366 | 16.2 | 0 | 102.0648 | 0 | 0 | 0 | 28.5039 | 0
145 | 7 | 7 | 1 | Tuesday | 0 | 18.866 | 0 | 33.877 | 17.5343 | 18.3373 | 6.312 | 0 | 0.4823 | 14.4 | 0 | 84.6309 | 0 | 0 | 0 | 25.5077 | 0
146 | 7 | 7 | 1 | Tuesday | 1 | 21.829 | 0 | 34.227 | 14.6472 | 16.4006 | 6.312 | 0 | 0.541 | 11.88 | 0 | 77.6959 | 0 | 0 | 0 | 28.4712 | 0
147 | 7 | 7 | 1 | Tuesday | 2 | 25.295 | 0 | 34.8875 | 11.7686 | 14.464 | 6.312 | 0 | 0.6065 | 11.88 | 0 | 73.6067 | 0 | 0 | 0 | 31.9382 | 0
148 | 7 | 7 | 1 | Tuesday | 3 | 26.197 | 0 | 35.171 | 11.7686 | 14.464 | 6.312 | 0 | 0.6291 | 11.88 | 0 | 73.9127 | 0 | 0 | 0 | 32.8396 | 0
149 | 7 | 7 | 1 | Tuesday | 4 | 26.185 | 0 | 35.3271 | 13.0128 | 14.464 | 6.312 | 0 | 0.6289 | 11.88 | 0 | 75.3128 | 0 | 0 | 0 | 32.8282 | 0
150 | 7 | 7 | 1 | Tuesday | 5 | 24.418 | 0 | 35.2675 | 22.6634 | 20.5805 | 6.312 | 0 | 0.5933 | 11.88 | 0 | 90.9848 | 0 | 0 | 0 | 31.0624 | 0
151 | 7 | 7 | 1 | Tuesday | 6 | 19.58 | 0 | 34.5943 | 44.2813 | 35.484 | 31.558 | 0 | 0.6784 | 15.12 | 0 | 130.158 | 0 | 0 | 0 | 53.0176 | 0
152 | 7 | 7 | 1 | Tuesday | 7 | 16.291 | 0 | 34.1486 | 61.1578 | 46.6998 | 44.181 | 0 | 0.683 | 15.12 | 0 | 157.8092 | 0 | 0 | 0 | 63.2635 | 0
153 | 7 | 7 | 1 | Tuesday | 8 | 13.929 | 0 | 34.254 | 69.4626 | 52.1343 | 50.492 | 0 | 0.6861 | 18.72 | 0 | 175.2571 | 0 | 0 | 0 | 67.7474 | 0
154 | 7 | 7 | 1 | Tuesday | 9 | 12.772 | 0 | 34.5462 | 71.8396 | 52.8606 | 31.558 | 0 | 0.6712 | 18.72 | 0.3001 | 178.6375 | 0 | 0 | 0 | 46.3297 | 0
155 | 7 | 7 | 1 | Tuesday | 10 | 12.192 | 0 | 34.873 | 67.1202 | 51.878 | 12.623 | 1.4266 | 0.4827 | 14.4 | 2.6304 | 168.7539 | 0 | 0 | 0 | 25.566 | 0
156 | 7 | 7 | 1 | Tuesday | 11 | 10.774 | 1.851 | 34.9441 | 64.1133 | 51.878 | 12.623 | 13.3019 | 0.5655 | 18.36 | 5.7813 | 171.8629 | 0.6789 | 0 | 0 | 23.9804 | 0
157 | 7 | 7 | 1 | Tuesday | 12 | 10.411 | 3.448 | 34.9951 | 60.5564 | 51.1854 | 18.935 | 22.2888 | 0.7647 | 18.36 | 8.2325 | 169.59 | 3.3538 | 0 | 0 | 29.5107 | 0
158 | 7 | 7 | 1 | Tuesday | 13 | 10.488 | 3.712 | 35.1015 | 62.4479 | 51.878 | 18.935 | 14.7587 | 0.7546 | 18.36 | 7.4603 | 172.5562 | 0 | 0 | 0 | 28.8808 | 0
159 | 7 | 7 | 1 | Tuesday | 14 | 10.592 | 3.774 | 35.0849 | 64.9687 | 51.878 | 6.312 | 1.2033 | 0.5053 | 18.36 | 4.3156 | 174.8784 | 0 | 0 | 0 | 16.6441 | 0
160 | 7 | 7 | 1 | Tuesday | 15 | 10.506 | 4.062 | 34.8966 | 67.6674 | 51.878 | 6.312 | 0 | 0.5167 | 18.36 | 1.6306 | 177.7118 | 0 | 0 | 0 | 16.5655 | 0
161 | 7 | 7 | 1 | Tuesday | 16 | 9.993 | 3.752 | 34.725 | 67.9854 | 50.7246 | 25.246 | 0 | 0.8361 | 22.68 | 0.2526 | 181.0084 | 0 | 0 | 0 | 34.3218 | 0
162 | 7 | 7 | 1 | Tuesday | 17 | 10.557 | 3.023 | 34.6982 | 59.7898 | 43.0931 | 31.558 | 0 | 0.8217 | 28.8 | 0 | 170.472 | 0 | 0 | 0 | 41.2277 | 0
163 | 7 | 7 | 1 | Tuesday | 18 | 8.798 | 6.511 | 33.9957 | 65.4399 | 51.7393 | 44.181 | 0 | 1.0109 | 30.96 | 0 | 190.1878 | 0 | 0 | 0 | 52.2024 | 0
164 | 7 | 7 | 1 | Tuesday | 19 | 7.957 | 6.853 | 33.7725 | 70.7204 | 57.1787 | 44.181 | 0 | 1.0233 | 25.2 | 0 | 195.3062 | 0 | 0 | 0 | 51.7269 | 0
165 | 7 | 7 | 1 | Tuesday | 20 | 8.309 | 6.487 | 33.7295 | 75.2516 | 60.483 | 31.558 | 0 | 0.9964 | 25.2 | 0 | 202.6758 | 0 | 0 | 0 | 39.6764 | 0
166 | 7 | 7 | 1 | Tuesday | 21 | 8.525 | 4.007 | 33.7182 | 69.495 | 55.4564 | 18.935 | 0 | 0.7153 | 25.2 | 0 | 188.9187 | 0 | 0 | 0 | 27.389 | 0
167 | 7 | 7 | 1 | Tuesday | 22 | 9.206 | 0.384 | 33.7743 | 49.7368 | 40.0199 | 12.623 | 0 | 0.4263 | 16.2 | 0 | 140.573 | 0 | 0 | 0 | 21.8116 | 0
168 | 7 | 7 | 1 | Tuesday | 23 | 12.858 | 0.001 | 33.776 | 26.9226 | 24.6242 | 12.623 | 0 | 0.4783 | 16.2 | 0 | 102.0017 | 0 | 0 | 0 | 25.4865 | 0
169 | 8 | 8 | 1 | Wednesday | 0 | 13.636 | 0 | 33.832 | 17.5343 | 18.3373 | 6.312 | 0 | 0.3741 | 14.4 | 0 | 84.4777 | 0 | 0 | 0 | 19.9578 | 0
170 | 8 | 8 | 1 | Wednesday | 1 | 14.814 | 0 | 33.9448 | 14.6472 | 16.4006 | 6.312 | 0 | 0.3971 | 11.88 | 0 | 77.2698 | 0 | 0 | 0 | 21.1412 | 0
171 | 8 | 8 | 1 | Wednesday | 2 | 15.985 | 0 | 34.103 | 11.7686 | 14.464 | 6.312 | 0 | 0.4199 | 11.88 | 0 | 72.6356 | 0 | 0 | 0 | 22.3168 | 0
172 | 8 | 8 | 1 | Wednesday | 3 | 17.318 | 0 | 34.3531 | 11.7686 | 14.464 | 6.312 | 0 | 0.4461 | 11.88 | 0 | 72.9119 | 0 | 0 | 0 | 23.654 | 0
173 | 8 | 8 | 1 | Wednesday | 4 | 20.157 | 0 | 34.6592 | 13.0128 | 14.464 | 6.312 | 0 | 0.5025 | 11.88 | 0 | 74.5185 | 0 | 0 | 0 | 26.4978 | 0
174 | 8 | 8 | 1 | Wednesday | 5 | 20.126 | 0 | 34.5713 | 22.6634 | 20.5805 | 6.312 | 0 | 0.502 | 11.88 | 0 | 90.1972 | 0 | 0 | 0 | 26.471 | 0
175 | 8 | 8 | 1 | Wednesday | 6 | 15.37 | 0 | 34.0195 | 44.2813 | 35.484 | 31.558 | 0 | 0.6734 | 15.12 | 0 | 129.5782 | 0 | 0 | 0 | 47.3137 | 0
176 | 8 | 8 | 1 | Wednesday | 7 | 12.975 | 0 | 33.8781 | 61.1578 | 46.6998 | 44.181 | 0 | 0.6789 | 15.12 | 0 | 157.5346 | 0 | 0 | 0 | 58.0155 | 0
177 | 8 | 8 | 1 | Wednesday | 8 | 9.822 | 0 | 33.8633 | 69.4626 | 52.1343 | 50.492 | 0 | 0.6811 | 18.72 | 0 | 174.8613 | 0 | 0 | 0 | 61.6184 | 0
178 | 8 | 8 | 1 | Wednesday | 9 | 8.793 | 0 | 33.972 | 71.8396 | 52.8606 | 31.558 | 0 | 0.6663 | 18.72 | 0.3047 | 178.0583 | 0 | 0 | 0 | 41.1634 | 0
179 | 8 | 8 | 1 | Wednesday | 10 | 8.874 | 0 | 34.4116 | 67.4303 | 51.878 | 12.623 | 1.5045 | 0.4102 | 14.4 | 2.6273 | 168.53 | 0 | 0 | 0 | 21.8108 | 0
180 | 8 | 8 | 1 | Wednesday | 11 | 8.439 | 2.468 | 34.5724 | 65.1736 | 51.878 | 12.623 | 5.169 | 0.5319 | 18.36 | 4.402 | 173.1852 | 0 | 0 | 0 | 21.2976 | 0
181 | 8 | 8 | 1 | Wednesday | 12 | 8.369 | 4.508 | 34.7814 | 61.8218 | 51.1854 | 18.935 | 3.9616 | 0.7531 | 18.36 | 4.9595 | 171.777 | 0 | 0 | 0 | 27.5104 | 0
182 | 8 | 8 | 1 | Wednesday | 13 | 8.169 | 8.638 | 34.6342 | 62.954 | 51.878 | 18.935 | 4.7722 | 0.9627 | 18.36 | 5.286 | 178.1313 | 0 | 0 | 0 | 27.195 | 0
183 | 8 | 8 | 1 | Wednesday | 14 | 8.078 | 6.73 | 34.5884 | 63.8876 | 51.878 | 6.312 | 6.2342 | 0.6228 | 18.36 | 5.1683 | 176.6149 | 0 | 0 | 0 | 14.356 | 0
184 | 8 | 8 | 1 | Wednesday | 15 | 8.112 | 5.635 | 34.5285 | 66.0178 | 51.878 | 6.312 | 2.0515 | 0.5587 | 18.36 | 3.1642 | 177.4371 | 0 | 0 | 0 | 14.3364 | 0
185 | 8 | 8 | 1 | Wednesday | 16 | 8.357 | 5.088 | 34.4612 | 67.9339 | 50.7246 | 25.246 | 0 | 0.8841 | 22.68 | 0.5054 | 182.1867 | 0 | 0 | 0 | 33.3008 | 0
186 | 8 | 8 | 1 | Wednesday | 17 | 9.717 | 5.151 | 34.492 | 59.7898 | 43.0931 | 31.558 | 0 | 0.9302 | 28.8 | 0 | 172.6757 | 0 | 0 | 0 | 41.1145 | 0
187 | 8 | 8 | 1 | Wednesday | 18 | 8.217 | 6.926 | 33.9101 | 65.4399 | 51.7393 | 44.181 | 0 | 1.0285 | 30.96 | 0 | 190.5687 | 0 | 0 | 0 | 52.5747 | 0
188 | 8 | 8 | 1 | Wednesday | 19 | 7.751 | 6.658 | 33.759 | 70.7204 | 57.1787 | 44.181 | 0 | 1.0131 | 25.2 | 0 | 195.0714 | 0 | 0 | 0 | 52.3987 | 0
189 | 8 | 8 | 1 | Wednesday | 20 | 8.941 | 6.356 | 33.727 | 75.2516 | 60.483 | 31.558 | 0 | 0.9904 | 25.2 | 0 | 202.5259 | 0 | 0 | 0 | 40.8985 | 0
190 | 8 | 8 | 1 | Wednesday | 21 | 9.155 | 3.886 | 33.7202 | 69.495 | 55.4564 | 18.935 | 0 | 0.7275 | 25.2 | 0 | 188.8017 | 0 | 0 | 0 | 28.3481 | 0
191 | 8 | 8 | 1 | Wednesday | 22 | 11.393 | 0.355 | 33.7586 | 49.7368 | 40.0199 | 12.623 | 0 | 0.4712 | 16.2 | 0 | 140.5701 | 0 | 0 | 0 | 24.2105 | 0
192 | 8 | 8 | 1 | Wednesday | 23 | 16.139 | 0 | 33.8794 | 26.9226 | 24.6242 | 12.623 | 0 | 0.546 | 16.2 | 0 | 102.1725 | 0 | 0 | 0 | 28.974 | 0
193 | 9 | 9 | 1 | Thursday | 0 | 20.538 | 0 | 34.3108 | 17.5343 | 18.3373 | 6.312 | 0 | 0.5113 | 14.4 | 0 | 85.0937 | 0 | 0 | 0 | 26.9597 | 0
194 | 9 | 9 | 1 | Thursday | 1 | 21.816 | 0 | 34.663 | 14.6472 | 16.4006 | 6.312 | 0 | 0.5369 | 11.88 | 0 | 78.1278 | 0 | 0 | 0 | 28.2415 | 0
195 | 9 | 9 | 1 | Thursday | 2 | 30.14 | 0 | 35.1272 | 11.7686 | 14.464 | 6.312 | 0 | 0.6722 | 11.88 | 0 | 73.9121 | 0 | 0 | 0 | 36.5727 | 0
196 | 9 | 9 | 1 | Thursday | 3 | 32.519 | 0 | 35.3232 | 11.7686 | 14.464 | 6.312 | 0 | 0.6844 | 11.88 | 0 | 74.1202 | 0 | 0 | 0 | 38.96 | 0
197 | 9 | 9 | 1 | Thursday | 4 | 35.908 | 0 | 35.3183 | 13.0128 | 14.464 | 6.312 | 0 | 0.6885 | 11.88 | 0 | 75.3636 | 0 | 0 | 0 | 42.3606 | 0
198 | 9 | 9 | 1 | Thursday | 5 | 34.121 | 0 | 35.15 | 22.6634 | 20.5805 | 6.312 | 0 | 0.6868 | 11.88 | 0 | 90.9608 | 0 | 0 | 0 | 40.5735 | 0
199 | 9 | 9 | 1 | Thursday | 6 | 27.015 | 0 | 34.7917 | 44.2813 | 35.484 | 31.558 | 0 | 0.6873 | 15.12 | 0 | 130.3643 | 0 | 0 | 0 | 59.4937 | 0
200 | 9 | 9 | 1 | Thursday | 7 | 22.594 | 0 | 34.5783 | 61.1578 | 46.6998 | 44.181 | 0 | 0.691 | 15.12 | 0 | 158.2469 | 0 | 0 | 0 | 68.2982 | 0
201 | 9 | 9 | 1 | Thursday | 8 | 19.571 | 0 | 34.6886 | 69.4626 | 52.1343 | 50.492 | 0 | 0.6933 | 18.72 | 0.0851 | 175.6988 | 0 | 0 | 0 | 72.0594 | 0
202 | 9 | 9 | 1 | Thursday | 9 | 18.189 | 0 | 34.8173 | 71.8385 | 52.8606 | 31.558 | 0 | 0.678 | 18.72 | 0.9422 | 178.9143 | 0 | 0 | 0 | 51.0029 | 0
203 | 9 | 9 | 1 | Thursday | 10 | 17.979 | 0 | 34.9348 | 67.2352 | 51.878 | 12.623 | 0 | 0.5895 | 14.4 | 2.5237 | 169.0374 | 0 | 0 | 0 | 31.0599 | 0
204 | 9 | 9 | 1 | Thursday | 11 | 18.899 | 0 | 34.9653 | 65.0395 | 51.878 | 12.623 | 0 | 0.6082 | 18.36 | 4.0782 | 170.851 | 0 | 0 | 0 | 31.9911 | 0
205 | 9 | 9 | 1 | Thursday | 12 | 19.055 | 2.34 | 34.9233 | 61.8521 | 51.1854 | 18.935 | 0.4706 | 0.7943 | 18.36 | 5.0839 | 169.6457 | 0 | 0 | 0 | 38.7358 | 0
206 | 9 | 9 | 1 | Thursday | 13 | 18.566 | 3.106 | 34.9928 | 63.7244 | 51.878 | 18.935 | 0.2111 | 0.8322 | 18.36 | 4.9387 | 173.1466 | 0 | 0 | 0 | 38.2515 | 0
207 | 9 | 9 | 1 | Thursday | 14 | 18.872 | 2.998 | 34.8821 | 65.0232 | 51.878 | 6.312 | 0.0165 | 0.6348 | 18.36 | 4.332 | 174.0205 | 0 | 0 | 0 | 25.4298 | 0
208 | 9 | 9 | 1 | Thursday | 15 | 18.531 | 3.164 | 34.8318 | 66.6778 | 51.878 | 6.312 | 0 | 0.6366 | 18.36 | 2.9195 | 175.8058 | 0 | 0 | 0 | 25.0912 | 0
209 | 9 | 9 | 1 | Thursday | 16 | 17.86 | 2.889 | 34.8001 | 67.9595 | 50.7246 | 25.246 | 0 | 0.8217 | 22.68 | 0.6291 | 180.1099 | 0 | 0 | 0 | 44.2151 | 0
210 | 9 | 9 | 1 | Thursday | 17 | 19.423 | 2.255 | 34.7975 | 59.7898 | 43.0931 | 31.558 | 0 | 0.7936 | 28.8 | 0 | 169.7128 | 0 | 0 | 0 | 52.4955 | 0
211 | 9 | 9 | 1 | Thursday | 18 | 16.546 | 2.3 | 34.519 | 65.4399 | 51.7393 | 44.181 | 0 | 0.7996 | 30.96 | 0 | 185.9454 | 0 | 0 | 0 | 63.0468 | 0
212 | 9 | 9 | 1 | Thursday | 19 | 15.049 | 1.656 | 34.0539 | 70.7204 | 57.1787 | 44.181 | 0 | 0.7637 | 25.2 | 0 | 189.7078 | 0 | 0 | 0 | 61.6645 | 0
213 | 9 | 9 | 1 | Thursday | 20 | 13.119 | 1.561 | 34.0271 | 75.2516 | 60.483 | 31.558 | 0 | 0.7484 | 25.2 | 0 | 197.398 | 0 | 0 | 0 | 46.3838 | 0
214 | 9 | 9 | 1 | Thursday | 21 | 13.631 | 0.674 | 33.9448 | 69.495 | 55.4564 | 18.935 | 0 | 0.6646 | 25.2 | 0 | 185.4898 | 0 | 0 | 0 | 33.5361 | 0
215 | 9 | 9 | 1 | Thursday | 22 | 18.476 | 0.059 | 33.8013 | 49.7368 | 40.0199 | 12.623 | 0 | 0.6551 | 16.2 | 0 | 140.4764 | 0 | 0 | 0 | 31.7535 | 0
216 | 9 | 9 | 1 | Thursday | 23 | 30.637 | 0 | 34.1978 | 26.9226 | 24.6242 | 12.623 | 0 | 0.6816 | 16.2 | 0 | 102.6261 | 0 | 0 | 0 | 43.9598 | 0
217 | 10 | 10 | 1 | Friday | 0 | 40.728 | 0 | 34.5456 | 17.5343 | 18.3373 | 6.312 | 0 | 0.6909 | 14.4 | 0 | 85.5081 | 0 | 0 | 0 | 47.3961 | 0
218 | 10 | 10 | 1 | Friday | 1 | 47.065 | 0 | 34.9587 | 14.6472 | 16.4006 | 6.312 | 0 | 0.6968 | 11.88 | 0 | 78.5833 | 0 | 0 | 0 | 53.7445 | 0
219 | 10 | 10 | 1 | Friday | 2 | 60.843 | 0 | 35.0499 | 11.7686 | 14.464 | 6.312 | 0 | 0.7128 | 11.88 | 0 | 73.8754 | 0 | 0 | 0 | 67.5373 | 0
220 | 10 | 10 | 1 | Friday | 3 | 70.342 | 0 | 34.8607 | 11.7686 | 14.464 | 6.312 | 0 | 0.7244 | 11.88 | 0 | 73.6977 | 0 | 0 | 0 | 77.0442 | 0
221 | 10 | 10 | 1 | Friday | 4 | 71.876 | 0 | 34.806 | 13.0128 | 14.464 | 6.312 | 0 | 0.726 | 11.88 | 0 | 74.8888 | 0 | 0 | 0 | 78.5802 | 0
222 | 10 | 10 | 1 | Friday | 5 | 67.572 | 0 | 34.7403 | 22.6634 | 20.5805 | 6.312 | 0 | 0.7207 | 11.88 | 0 | 90.5849 | 0 | 0 | 0 | 74.2738 | 0
223 | 10 | 10 | 1 | Friday | 6 | 58.899 | 0 | 34.4711 | 44.2813 | 35.484 | 31.558 | 0 | 0.7185 | 15.12 | 0 | 130.075 | 0 | 0 | 0 | 92.4945 | 0
224 | 10 | 10 | 1 | Friday | 7 | 53.626 | 0 | 34.3553 | 61.1578 | 46.6998 | 44.181 | 0 | 0.7215 | 15.12 | 0 | 158.0544 | 0 | 0 | 0 | 100.759 | 0
225 | 10 | 10 | 1 | Friday | 8 | 49.46 | 0 | 34.3643 | 69.4626 | 52.1343 | 50.492 | 0 | 0.7234 | 18.72 | 0.1374 | 175.4048 | 0 | 0 | 0 | 103.4363 | 0
226 | 10 | 10 | 1 | Friday | 9 | 48.279 | 0 | 34.3956 | 71.229 | 52.8606 | 31.558 | 0.0812 | 0.7087 | 18.72 | 1.9782 | 177.9138 | 0 | 0 | 0 | 82.0162 | 0
227 | 10 | 10 | 1 | Friday | 10 | 49.219 | 0 | 34.4954 | 63.4184 | 51.878 | 12.623 | 14.6568 | 0.7274 | 14.4 | 7.0924 | 164.9192 | 2.0338 | 0 | 0 | 62.5443 | 0
228 | 10 | 10 | 1 | Friday | 11 | 42.566 | 0 | 34.5388 | 60.9812 | 51.878 | 12.623 | 26.9628 | 0.7413 | 18.36 | 10.9657 | 166.4993 | 14.3398 | 0 | 0 | 55.3053 | 0
229 | 10 | 10 | 1 | Friday | 12 | 37.575 | 0.69 | 34.5883 | 56.2127 | 51.1854 | 18.935 | 22.3662 | 0.7668 | 18.36 | 11.4304 | 161.8599 | 3.4312 | 0 | 0 | 55.7468 | 0
230 | 10 | 10 | 1 | Friday | 13 | 36.014 | 2.266 | 34.5307 | 56.3503 | 51.878 | 18.935 | 15.2453 | 0.8351 | 18.36 | 10.3457 | 164.4048 | 0 | 0 | 0 | 53.5291 | 0
231 | 10 | 10 | 1 | Friday | 14 | 34.949 | 2.154 | 34.5092 | 59.6878 | 51.878 | 6.312 | 3.346 | 0.8062 | 18.36 | 7.5187 | 167.5703 | 0 | 0 | 0 | 40.6695 | 0
232 | 10 | 10 | 1 | Friday | 15 | 33.692 | 2.465 | 34.4684 | 65.2224 | 51.878 | 6.312 | 0 | 0.815 | 18.36 | 3.9548 | 173.4092 | 0 | 0 | 0 | 39.4133 | 0
233 | 10 | 10 | 1 | Friday | 16 | 33.5 | 2.168 | 34.4187 | 67.8361 | 50.7246 | 25.246 | 0 | 0.8042 | 22.68 | 0.8456 | 178.8078 | 0 | 0 | 0 | 56.6223 | 0
234 | 10 | 10 | 1 | Friday | 17 | 39.045 | 1.406 | 34.444 | 59.7898 | 43.0931 | 31.558 | 0 | 0.7725 | 28.8 | 0 | 168.42 | 0 | 0 | 0 | 68.2814 | 0
235 | 10 | 10 | 1 | Friday | 18 | 33.293 | 1.801 | 34.3021 | 65.4399 | 51.7393 | 44.181 | 0 | 0.7921 | 30.96 | 0 | 185.181 | 0 | 0 | 0 | 74.7553 | 0
236 | 10 | 10 | 1 | Friday | 19 | 24.335 | 1.371 | 33.8781 | 70.7204 | 57.1787 | 44.181 | 0 | 0.7594 | 25.2 | 0 | 189.2194 | 0 | 0 | 0 | 66.2979 | 0
237 | 10 | 10 | 1 | Friday | 20 | 18.158 | 1.204 | 33.8545 | 75.2516 | 60.483 | 31.558 | 0 | 0.736 | 25.2 | 0 | 196.8276 | 0 | 0 | 0 | 48.3411 | 0
238 | 10 | 10 | 1 | Friday | 21 | 17.893 | 0.574 | 33.7724 | 69.495 | 55.4564 | 18.935 | 0 | 0.699 | 25.2 | 0 | 185.2436 | 0 | 0 | 0 | 36.0422 | 0
239 | 10 | 10 | 1 | Friday | 22 | 25.196 | 0.042 | 33.7709 | 49.7368 | 40.0199 | 12.623 | 0 | 0.6711 | 16.2 | 0 | 140.444 | 0 | 0 | 0 | 37.3464 | 0
240 | 10 | 10 | 1 | Friday | 23 | 42.455 | 0 | 33.9414 | 26.9226 | 24.6242 | 12.623 | 0 | 0.6959 | 16.2 | 0 | 102.384 | 0 | 0 | 0 | 54.6956 | 0
241 | 11 | 11 | 1 | Saturday | 0 | 53.582 | 0 | 34.344 | 18.3332 | 19.1419 | 6.312 | 0 | 0.7062 | 15.84 | 0 | 88.3654 | 0 | 0 | 0 | 59.7195 | 0
242 | 11 | 11 | 1 | Saturday | 1 | 57.108 | 0 | 34.4515 | 17.5283 | 18.3373 | 6.312 | 0 | 0.7105 | 12.6 | 0 | 83.6275 | 0 | 0 | 0 | 63.2566 | 0
243 | 11 | 11 | 1 | Saturday | 2 | 61.4 | 0 | 34.7443 | 11.771 | 14.464 | 6.312 | 0 | 0.7158 | 12.6 | 0 | 74.2952 | 0 | 0 | 0 | 67.5605 | 0
244 | 11 | 11 | 1 | Saturday | 3 | 64.263 | 0 | 34.8015 | 11.771 | 14.464 | 6.312 | 0 | 0.7203 | 12.6 | 0 | 74.3569 | 0 | 0 | 0 | 70.4333 | 0
245 | 11 | 11 | 1 | Saturday | 4 | 61.682 | 0 | 34.8178 | 11.771 | 14.464 | 6.312 | 0 | 0.7186 | 12.6 | 0 | 74.3715 | 0 | 0 | 0 | 67.8575 | 0
246 | 11 | 11 | 1 | Saturday | 5 | 58.692 | 0 | 34.8231 | 13.0152 | 14.464 | 6.312 | 0 | 0.7168 | 12.6 | 0 | 75.6191 | 0 | 0 | 0 | 64.8731 | 0
247 | 11 | 11 | 1 | Saturday | 6 | 48.701 | 0 | 34.6123 | 30.2702 | 24.9086 | 31.558 | 0 | 0.7146 | 14.4 | 0 | 104.9057 | 0 | 0 | 0 | 79.7825 | 0
248 | 11 | 11 | 1 | Saturday | 7 | 44.51 | 0 | 34.4412 | 33.0666 | 26.405 | 44.181 | 0 | 0.7179 | 11.52 | 0 | 106.1506 | 0 | 0 | 0 | 88.3751 | 0
249 | 11 | 11 | 1 | Saturday | 8 | 36.057 | 0 | 34.2953 | 46.1551 | 37.4339 | 50.492 | 0 | 0.7128 | 16.2 | 0 | 134.7971 | 0 | 0 | 0 | 86.6068 | 0
250 | 11 | 11 | 1 | Saturday | 9 | 33.833 | 0 | 34.2829 | 46.9622 | 37.9057 | 31.558 | 0 | 0.6964 | 16.2 | 0.1096 | 136.0472 | 0 | 0 | 0 | 65.5711 | 0
251 | 11 | 11 | 1 | Saturday | 10 | 31.321 | 0 | 34.2833 | 44.3722 | 37.2508 | 12.623 | 0 | 0.6868 | 15.12 | 0.8992 | 131.7131 | 0 | 0 | 0 | 44.0014 | 0
252 | 11 | 11 | 1 | Saturday | 11 | 29.312 | 1.207 | 34.3404 | 40.9122 | 35.3135 | 12.623 | 0 | 0.7461 | 21.6 | 1.9201 | 134.2179 | 0 | 0 | 0 | 42.007 | 0
253 | 11 | 11 | 1 | Saturday | 12 | 28.967 | 2.719 | 34.2757 | 37.0863 | 34.2247 | 18.935 | 0 | 0.8235 | 23.4 | 2.8106 | 132.7505 | 0 | 0 | 0 | 48.0849 | 0
254 | 11 | 11 | 1 | Saturday | 13 | 28.634 | 2.732 | 34.2761 | 36.0879 | 33.0722 | 18.935 | 0 | 0.8236 | 23.4 | 3.5342 | 130.6139 | 0 | 0 | 0 | 47.7985 | 0
255 | 11 | 11 | 1 | Saturday | 14 | 27.811 | 2.79 | 34.2679 | 35.5143 | 33.0722 | 6.312 | 0 | 0.799 | 23.4 | 3.4112 | 130.0705 | 0 | 0 | 0 | 34.1807 | 0
256 | 11 | 11 | 1 | Saturday | 15 | 27.555 | 2.83 | 34.2651 | 37.251 | 33.0722 | 6.312 | 0 | 0.796 | 23.4 | 2.1606 | 131.8449 | 0 | 0 | 0 | 33.93 | 0
257 | 11 | 11 | 1 | Saturday | 16 | 29.373 | 2.837 | 34.2845 | 37.7901 | 33.0722 | 25.246 | 0 | 0.832 | 23.4 | 0.4783 | 132.4471 | 0 | 0 | 0 | 55.0755 | 0
258 | 11 | 11 | 1 | Saturday | 17 | 28.915 | 2.493 | 34.2837 | 35.4248 | 32.9581 | 31.558 | 0 | 0.8162 | 27 | 0 | 133.1785 | 0 | 0 | 0 | 61.1877 | 0
259 | 11 | 11 | 1 | Saturday | 18 | 18.63 | 1.444 | 33.9435 | 55.5841 | 46.5147 | 44.181 | 0 | 0.7576 | 28.8 | 0 | 167.1612 | 0 | 0 | 0 | 64.0314 | 0
260 | 11 | 11 | 1 | Saturday | 19 | 14.025 | 6.356 | 33.8652 | 61.3403 | 50.3878 | 44.181 | 0 | 1.0073 | 28.8 | 0 | 182.2746 | 0 | 0 | 0 | 59.6119 | 0
261 | 11 | 11 | 1 | Saturday | 20 | 13.74 | 5.378 | 33.7222 | 61.3343 | 50.3878 | 31.558 | 0 | 0.945 | 27 | 0 | 179.2052 | 0 | 0 | 0 | 46.3325 | 0
262 | 11 | 11 | 1 | Saturday | 21 | 13.17 | 4.428 | 33.7182 | 61.3343 | 50.3878 | 18.935 | 0 | 0.84 | 27 | 0 | 178.0694 | 0 | 0 | 0 | 32.6941 | 0
263 | 11 | 11 | 1 | Saturday | 22 | 15.24 | 0.662 | 33.7234 | 49.2003 | 40.077 | 12.623 | 0 | 0.5657 | 19.8 | 0 | 144.0824 | 0 | 0 | 0 | 28.2715 | 0
264 | 11 | 11 | 1 | Saturday | 23 | 20.76 | 0.003 | 33.7819 | 28.1779 | 24.6242 | 12.623 | 0 | 0.6426 | 19.8 | 0 | 107.0301 | 0 | 0 | 0 | 33.8022 | 0
265 | 12 | 12 | 1 | Sunday | 0 | 22.451 | 0 | 33.867 | 24.1043 | 23.0149 | 6.312 | 0 | 0.5514 | 19.8 | 0 | 101.3375 | 0 | 0 | 0 | 28.976 | 0
266 | 12 | 12 | 1 | Sunday | 1 | 23.972 | 0 | 33.9289 | 23.3102 | 22.2101 | 6.312 | 0 | 0.5819 | 19.8 | 0 | 99.8311 | 0 | 0 | 0 | 30.4992 | 0
267 | 12 | 12 | 1 | Sunday | 2 | 27.562 | 0 | 34.6568 | 17.5379 | 18.3373 | 6.312 | 0 | 0.6451 | 15.48 | 0 | 86.6571 | 0 | 0 | 0 | 34.0925 | 0
268 | 12 | 12 | 1 | Sunday | 3 | 29.176 | 0 | 34.941 | 17.5379 | 18.3373 | 6.312 | 0 | 0.6814 | 15.48 | 0 | 86.9776 | 0 | 0 | 0 | 35.7081 | 0
269 | 12 | 12 | 1 | Sunday | 4 | 29.547 | 0 | 35.1363 | 17.5379 | 18.3373 | 6.312 | 0 | 0.6822 | 15.48 | 0 | 87.1736 | 0 | 0 | 0 | 36.0822 | 0
270 | 12 | 12 | 1 | Sunday | 5 | 29.708 | 0 | 35.1814 | 18.7817 | 18.3373 | 6.312 | 0 | 0.6824 | 15.48 | 0 | 88.4628 | 0 | 0 | 0 | 36.2461 | 0
271 | 12 | 12 | 1 | Sunday | 6 | 27.923 | 0 | 34.9731 | 26.931 | 24.6242 | 31.558 | 0 | 0.6881 | 18.72 | 0 | 105.9364 | 0 | 0 | 0 | 60.8774 | 0
272 | 12 | 12 | 1 | Sunday | 7 | 25.11 | 0 | 34.3972 | 34.2491 | 29.9942 | 44.181 | 0 | 0.6927 | 18.72 | 0 | 118.0532 | 0 | 0 | 0 | 71.4403 | 0
273 | 12 | 12 | 1 | Sunday | 8 | 24.564 | 0 | 34.3649 | 37.4418 | 33.2132 | 50.492 | 0 | 0.6976 | 23.4 | 0 | 129.1175 | 0 | 0 | 0 | 77.7182 | 0
274 | 12 | 12 | 1 | Sunday | 9 | 25.54 | 0 | 34.7195 | 31.6836 | 29.3396 | 31.558 | 0 | 0.6852 | 23.4 | 0.1117 | 119.8279 | 0 | 0 | 0 | 58.767 | 0
275 | 12 | 12 | 1 | Sunday | 10 | 23.853 | 0 | 34.7851 | 34.8459 | 32.5586 | 12.623 | 0 | 0.6765 | 19.08 | 0.8264 | 121.9461 | 0 | 0 | 0 | 37.0824 | 0
276 | 12 | 12 | 1 | Sunday | 11 | 24.814 | 0 | 34.8559 | 34.8537 | 32.5586 | 12.623 | 0 | 0.6778 | 21.6 | 1.2096 | 124.5459 | 0 | 0 | 0 | 38.0557 | 0
277 | 12 | 12 | 1 | Sunday | 12 | 25.152 | 0 | 34.9029 | 35.2584 | 33.0367 | 18.935 | 0 | 0.6798 | 19.08 | 1.4611 | 122.9579 | 0 | 0 | 0 | 45.0782 | 0
278 | 12 | 12 | 1 | Sunday | 13 | 25.565 | 0 | 35.0154 | 29.496 | 29.1634 | 18.935 | 0 | 0.6805 | 18.36 | 1.4959 | 112.7152 | 0 | 0 | 0 | 45.5115 | 0
279 | 12 | 12 | 1 | Sunday | 14 | 24.271 | 0 | 35.0353 | 29.5278 | 29.1634 | 6.312 | 0 | 0.5901 | 18 | 1.2082 | 112.3166 | 0 | 0 | 0 | 30.8987 | 0
280 | 12 | 12 | 1 | Sunday | 15 | 23.456 | 0 | 35.0248 | 29.5211 | 29.1634 | 6.312 | 0 | 0.5738 | 15.84 | 0.9689 | 110.123 | 0 | 0 | 0 | 30.0847 | 0
281 | 12 | 12 | 1 | Sunday | 16 | 23.286 | 0 | 35.0027 | 27.9569 | 27.5539 | 25.246 | 0 | 0.6798 | 23.04 | 0.3358 | 114.2333 | 0 | 0 | 0 | 49.9509 | 0
282 | 12 | 12 | 1 | Sunday | 17 | 23.266 | 0 | 34.9685 | 26.7113 | 26.399 | 31.558 | 0 | 0.6823 | 22.32 | 0 | 111.0811 | 0 | 0 | 0 | 56.6861 | 0
283 | 12 | 12 | 1 | Sunday | 18 | 19.774 | 0 | 34.7837 | 43.9889 | 38.0184 | 44.181 | 0 | 0.6857 | 23.4 | 0 | 140.8768 | 0 | 0 | 0 | 66.7167 | 0
284 | 12 | 12 | 1 | Sunday | 19 | 15.44 | 0 | 33.8643 | 55.5005 | 45.7644 | 44.181 | 0 | 0.6802 | 22.68 | 0 | 158.4895 | 0 | 0 | 0 | 62.4461 | 0
285 | 12 | 12 | 1 | Sunday | 20 | 12.711 | 0 | 33.7331 | 60.0165 | 49.6381 | 31.558 | 0 | 0.6686 | 22.68 | 0 | 166.7364 | 0 | 0 | 0 | 46.2303 | 0
286 | 12 | 12 | 1 | Sunday | 21 | 13.348 | 0 | 33.7359 | 48.5011 | 41.8913 | 18.935 | 0 | 0.6275 | 22.68 | 0 | 147.4357 | 0 | 0 | 0 | 33.3994 | 0
287 | 12 | 12 | 1 | Sunday | 22 | 15.955 | 0 | 33.7668 | 40.3665 | 35.5897 | 12.623 | 0 | 0.5527 | 14.4 | 0 | 124.6757 | 0 | 0 | 0 | 29.3269 | 0
288 | 12 | 12 | 1 | Sunday | 23 | 21.375 | 0 | 33.8257 | 25.6748 | 24.6242 | 12.623 | 0 | 0.6539 | 14.4 | 0 | 99.1787 | 0 | 0 | 0 | 34.7513 | 0
289 | 13 | 13 | 1 | Monday | 0 | 24.053 | 0 | 34.496 | 17.5343 | 18.3373 | 6.312 | 0 | 0.5864 | 14.4 | 0 | 85.354 | 0 | 0 | 0 | 30.7403 | 0
290 | 13 | 13 | 1 | Monday | 1 | 25.904 | 0 | 34.8244 | 14.6472 | 16.4006 | 6.312 | 0 | 0.6172 | 11.88 | 0 | 78.3695 | 0 | 0 | 0 | 32.5923 | 0
291 | 13 | 13 | 1 | Monday | 2 | 27.141 | 0 | 35.0498 | 11.7686 | 14.464 | 6.312 | 0 | 0.648 | 11.88 | 0 | 73.8105 | 0 | 0 | 0 | 33.8282 | 0
292 | 13 | 13 | 1 | Monday | 3 | 28.852 | 0 | 35.3042 | 11.7686 | 14.464 | 6.312 | 0 | 0.6732 | 11.88 | 0 | 74.09 | 0 | 0 | 0 | 35.5408 | 0
293 | 13 | 13 | 1 | Monday | 4 | 28.823 | 0 | 35.3344 | 13.0128 | 14.464 | 6.312 | 0 | 0.673 | 11.88 | 0 | 75.3641 | 0 | 0 | 0 | 35.5122 | 0
294 | 13 | 13 | 1 | Monday | 5 | 26.055 | 0 | 35.2778 | 22.6634 | 20.5805 | 6.312 | 0 | 0.6273 | 11.88 | 0 | 91.0291 | 0 | 0 | 0 | 32.7436 | 0
295 | 13 | 13 | 1 | Monday | 6 | 19.863 | 0 | 34.6615 | 44.2813 | 35.484 | 31.558 | 0 | 0.6788 | 15.12 | 0 | 130.2256 | 0 | 0 | 0 | 53.5176 | 0
296 | 13 | 13 | 1 | Monday | 7 | 16.282 | 0 | 34.1191 | 61.1578 | 46.6998 | 44.181 | 0 | 0.683 | 15.12 | 0 | 157.7797 | 0 | 0 | 0 | 63.5346 | 0
297 | 13 | 13 | 1 | Monday | 8 | 13.879 | 0 | 34.1826 | 69.4626 | 52.1343 | 50.492 | 0 | 0.6861 | 18.72 | 0 | 175.1857 | 0 | 0 | 0 | 67.9898 | 0
298 | 13 | 13 | 1 | Monday | 9 | 12.795 | 0 | 34.4133 | 71.8396 | 52.8606 | 31.558 | 0 | 0.6713 | 18.72 | 0.0924 | 178.5047 | 0 | 0 | 0 | 46.5207 | 0
299 | 13 | 13 | 1 | Monday | 10 | 12.737 | 0 | 34.7766 | 67.9578 | 51.878 | 12.623 | 0 | 0.4925 | 14.4 | 0.6632 | 169.5049 | 0 | 0 | 0 | 26.1803 | 0
300 | 13 | 13 | 1 | Monday | 11 | 12.073 | 1.724 | 34.9178 | 67.9709 | 51.878 | 12.623 | 0 | 0.5678 | 18.36 | 0.8965 | 175.5593 | 0 | 0 | 0 | 25.5195 | 0
301 | 13 | 13 | 1 | Monday | 12 | 11.789 | 3.179 | 35.0094 | 66.3838 | 51.1854 | 18.935 | 0 | 0.7629 | 18.36 | 1.1958 | 175.1392 | 0 | 0 | 0 | 31.9645 | 0
302 | 13 | 13 | 1 | Monday | 13 | 11.365 | 3.606 | 35.106 | 67.8929 | 51.878 | 18.935 | 0 | 0.7764 | 18.36 | 1.4105 | 177.9126 | 0 | 0 | 0 | 31.5462 | 0
303 | 13 | 13 | 1 | Monday | 14 | 11.176 | 3.473 | 35.0601 | 67.9469 | 51.878 | 6.312 | 0 | 0.5118 | 18.36 | 1.2457 | 177.5129 | 0 | 0 | 0 | 17.9034 | 0
304 | 13 | 13 | 1 | Monday | 15 | 11.087 | 3.906 | 34.8485 | 67.9709 | 51.878 | 6.312 | 0 | 0.5324 | 18.36 | 0.8348 | 177.8141 | 0 | 0 | 0 | 17.8149 | 0
305 | 13 | 13 | 1 | Monday | 16 | 10.395 | 3.661 | 34.6767 | 67.9854 | 50.7246 | 25.246 | 0 | 0.8519 | 22.68 | 0.2259 | 180.878 | 0 | 0 | 0 | 37.3388 | 0
306 | 13 | 13 | 1 | Monday | 17 | 11.168 | 2.917 | 34.6492 | 59.7898 | 43.0931 | 31.558 | 0 | 0.817 | 28.8 | 0 | 170.3034 | 0 | 0 | 0 | 44.9517 | 0
307 | 13 | 13 | 1 | Monday | 18 | 8.877 | 5.745 | 34.0021 | 65.4399 | 51.7393 | 44.181 | 0 | 0.9711 | 30.96 | 0 | 189.3252 | 0 | 0 | 0 | 56.3341 | 0
308 | 13 | 13 | 1 | Monday | 19 | 7.552 | 6.73 | 33.7787 | 70.7204 | 57.1787 | 44.181 | 0 | 1.0164 | 25.2 | 0 | 195.1726 | 0 | 0 | 0 | 55.0401 | 0
309 | 13 | 13 | 1 | Monday | 20 | 8.255 | 6.295 | 33.7257 | 75.2516 | 60.483 | 31.558 | 0 | 0.9863 | 25.2 | 0 | 202.4551 | 0 | 0 | 0 | 42.0899 | 0
310 | 13 | 13 | 1 | Monday | 21 | 8.666 | 3.798 | 33.7182 | 69.495 | 55.4564 | 18.935 | 0 | 0.7329 | 25.2 | 0 | 188.7104 | 0 | 0 | 0 | 28.9207 | 0
311 | 13 | 13 | 1 | Monday | 22 | 9.86 | 0.321 | 33.7757 | 49.7368 | 40.0199 | 12.623 | 0 | 0.5034 | 16.2 | 0 | 140.5833 | 0 | 0 | 0 | 23.3645 | 0
312 | 13 | 13 | 1 | Monday | 23 | 14.114 | 0 | 33.78 | 26.9226 | 24.6242 | 12.623 | 0 | 0.519 | 16.2 | 0 | 102.0457 | 0 | 0 | 0 | 27.6178 | 0
313 | 14 | 14 | 1 | Tuesday | 0 | 17.618 | 0 | 33.9671 | 17.5343 | 18.3373 | 6.312 | 0 | 0.4598 | 14.4 | 0 | 84.6984 | 0 | 0 | 0 | 24.3685 | 0
314 | 14 | 14 | 1 | Tuesday | 1 | 20.749 | 0 | 34.6467 | 14.6472 | 16.4006 | 6.312 | 0 | 0.5216 | 11.88 | 0 | 78.0961 | 0 | 0 | 0 | 27.4988 | 0
315 | 14 | 14 | 1 | Tuesday | 2 | 25.71 | 0 | 35.2249 | 11.7686 | 14.464 | 6.312 | 0 | 0.6167 | 11.88 | 0 | 73.9542 | 0 | 0 | 0 | 32.4593 | 0
316 | 14 | 14 | 1 | Tuesday | 3 | 26.923 | 0 | 35.4573 | 11.7686 | 14.464 | 6.312 | 0 | 0.6458 | 11.88 | 0 | 74.2157 | 0 | 0 | 0 | 33.6709 | 0
317 | 14 | 14 | 1 | Tuesday | 4 | 30.353 | 0 | 35.4269 | 13.0128 | 14.464 | 6.312 | 0 | 0.6785 | 11.88 | 0 | 75.4622 | 0 | 0 | 0 | 37.1055 | 0
318 | 14 | 14 | 1 | Tuesday | 5 | 30.696 | 0 | 35.3233 | 22.6634 | 20.5805 | 6.312 | 0 | 0.6832 | 11.88 | 0 | 91.1304 | 0 | 0 | 0 | 37.4484 | 0
319 | 14 | 14 | 1 | Tuesday | 6 | 27.04 | 0 | 35.0803 | 44.2813 | 35.484 | 31.558 | 0 | 0.6864 | 15.12 | 0 | 130.652 | 0 | 0 | 0 | 61.0196 | 0
320 | 14 | 14 | 1 | Tuesday | 7 | 22.224 | 0 | 34.9397 | 61.1578 | 46.6998 | 44.181 | 0 | 0.69 | 15.12 | 0 | 158.6073 | 0 | 0 | 0 | 69.8813 | 0
321 | 14 | 14 | 1 | Tuesday | 8 | 20.725 | 0 | 35.0014 | 69.4623 | 52.1343 | 50.492 | 0 | 0.6933 | 18.72 | 0.145 | 176.0112 | 0 | 0 | 0 | 75.2609 | 0
322 | 14 | 14 | 1 | Tuesday | 9 | 21.114 | 0 | 35.0488 | 70.3491 | 52.8606 | 31.558 | 5.5521 | 0.6879 | 18.72 | 2.969 | 177.6664 | 0 | 0 | 0 | 55.053 | 0
323 | 14 | 14 | 1 | Tuesday | 10 | 33.853 | 0 | 34.8776 | 62.7725 | 51.878 | 12.623 | 33.2436 | 0.7417 | 14.4 | 9.6275 | 164.6697 | 20.6206 | 0 | 0 | 46.9085 | 0
324 | 14 | 14 | 1 | Tuesday | 11 | 33.477 | 0 | 34.6838 | 60.0409 | 51.878 | 12.623 | 46.8782 | 0.7655 | 18.36 | 14.4638 | 165.7282 | 34.2552 | 0 | 0 | 45.4737 | 0
325 | 14 | 14 | 1 | Tuesday | 12 | 33.454 | 0.71 | 34.6742 | 55.2511 | 51.1854 | 18.935 | 50.0225 | 0.8083 | 18.36 | 16.9703 | 161.0471 | 31.0875 | 0 | 0 | 49.6501 | 0
326 | 14 | 14 | 1 | Tuesday | 13 | 31.755 | 2.607 | 34.5879 | 56.4273 | 51.878 | 18.935 | 44.0032 | 0.8934 | 18.36 | 16.5554 | 164.9654 | 25.0682 | 0 | 0 | 46.249 | 0
327 | 14 | 14 | 1 | Tuesday | 14 | 30.509 | 2.335 | 34.5592 | 57.8228 | 51.878 | 6.312 | 23.734 | 0.8325 | 18.36 | 12.738 | 165.9781 | 17.422 | 0 | 0 | 34.9204 | 0
328 | 14 | 14 | 1 | Tuesday | 15 | 30.526 | 2.565 | 34.553 | 62.155 | 51.878 | 6.312 | 2.1978 | 0.806 | 18.36 | 6.2547 | 170.5265 | 0 | 0 | 0 | 34.8175 | 0
329 | 14 | 14 | 1 | Tuesday | 16 | 29.7 | 2.193 | 34.527 | 67.5401 | 50.7246 | 25.246 | 0 | 0.8014 | 22.68 | 0.861 | 178.6445 | 0 | 0 | 0 | 47.2259 | 0
330 | 14 | 14 | 1 | Tuesday | 17 | 30.818 | 1.463 | 34.5128 | 59.7898 | 43.0931 | 31.558 | 0 | 0.768 | 28.8 | 0 | 168.5463 | 0 | 0 | 0 | 53.4119 | 0
331 | 14 | 14 | 1 | Tuesday | 18 | 24.088 | 2.101 | 34.3223 | 65.4399 | 51.7393 | 44.181 | 0 | 0.7993 | 30.96 | 0 | 185.5331 | 0 | 0 | 0 | 56.8867 | 0
332 | 14 | 14 | 1 | Tuesday | 19 | 18.654 | 1.536 | 33.9014 | 70.7204 | 57.1787 | 44.181 | 0 | 0.7622 | 25.2 | 0 | 189.4233 | 0 | 0 | 0 | 52.6643 | 0
333 | 14 | 14 | 1 | Tuesday | 20 | 14.52 | 1.431 | 33.9159 | 75.2516 | 60.483 | 31.558 | 0 | 0.7436 | 25.2 | 0 | 197.1418 | 0 | 0 | 0 | 39.4256 | 0
334 | 14 | 14 | 1 | Tuesday | 21 | 14.906 | 0.648 | 33.8404 | 69.495 | 55.4564 | 18.935 | 0 | 0.6002 | 25.2 | 0 | 185.2928 | 0 | 0 | 0 | 30.0868 | 0
335 | 14 | 14 | 1 | Tuesday | 22 | 19.397 | 0.056 | 33.7803 | 49.7368 | 40.0199 | 12.623 | 0 | 0.5648 | 16.2 | 0 | 140.3626 | 0 | 0 | 0 | 29.6219 | 0
336 | 14 | 14 | 1 | Tuesday | 23 | 30.112 | 0 | 33.9028 | 26.9226 | 24.6242 | 12.623 | 0 | 0.6815 | 16.2 | 0 | 102.3311 | 0 | 0 | 0 | 40.4371 | 0
337 | 15 | 15 | 1 | Wednesday | 0 | 37.403 | 0 | 34.2002 | 17.5343 | 18.3373 | 6.312 | 0 | 0.6924 | 14.4 | 0 | 85.1642 | 0 | 0 | 0 | 42.5978 | 0
338 | 15 | 15 | 1 | Wednesday | 1 | 39.541 | 0 | 34.4655 | 14.6472 | 16.4006 | 6.312 | 0 | 0.6952 | 11.88 | 0 | 78.0886 | 0 | 0 | 0 | 44.7589 | 0
339 | 15 | 15 | 1 | Wednesday | 2 | 42.248 | 0 | 34.7375 | 11.7686 | 14.464 | 6.312 | 0 | 0.6986 | 11.88 | 0 | 73.5488 | 0 | 0 | 0 | 47.4895 | 0
340 | 15 | 15 | 1 | Wednesday | 3 | 43.549 | 0 | 34.8463 | 11.7686 | 14.464 | 6.312 | 0 | 0.7002 | 11.88 | 0 | 73.6592 | 0 | 0 | 0 | 48.8119 | 0
341 | 15 | 15 | 1 | Wednesday | 4 | 46.918 | 0 | 34.8347 | 13.0128 | 14.464 | 6.312 | 0 | 0.7047 | 11.88 | 0 | 74.8962 | 0 | 0 | 0 | 52.204 | 0
342 | 15 | 15 | 1 | Wednesday | 5 | 42.841 | 0 | 34.7088 | 22.6634 | 20.5805 | 6.312 | 0 | 0.6996 | 11.88 | 0 | 90.5323 | 0 | 0 | 0 | 48.1405 | 0
343 | 15 | 15 | 1 | Wednesday | 6 | 34.661 | 0 | 34.4468 | 44.2813 | 35.484 | 31.558 | 0 | 0.6978 | 15.12 | 0 | 130.0299 | 0 | 0 | 0 | 61.512 | 0
344 | 15 | 15 | 1 | Wednesday | 7 | 29.705 | 0 | 34.2986 | 61.1578 | 46.6998 | 44.181 | 0 | 0.7003 | 15.12 | 0 | 157.9765 | 0 | 0 | 0 | 68.0616 | 0
345 | 15 | 15 | 1 | Wednesday | 8 | 27.11 | 0 | 34.3218 | 69.4626 | 52.1343 | 50.492 | 0 | 0.7031 | 18.72 | 0.0848 | 175.3418 | 0 | 0 | 0 | 71.9277 | 0
346 | 15 | 15 | 1 | Wednesday | 9 | 25.881 | 0 | 34.3715 | 71.8388 | 52.8606 | 31.558 | 0 | 0.688 | 18.72 | 0.7583 | 178.4789 | 0 | 0 | 0 | 54.2999 | 0
347 | 15 | 15 | 1 | Wednesday | 10 | 25.413 | 0 | 34.4095 | 67.4703 | 51.878 | 12.623 | 0 | 0.6805 | 14.4 | 1.9351 | 168.8382 | 0 | 0 | 0 | 36.8177 | 0
348 | 15 | 15 | 1 | Wednesday | 11 | 23.32 | 1.173 | 34.4678 | 66.9172 | 51.878 | 12.623 | 0 | 0.7202 | 18.36 | 2.4986 | 173.6122 | 0 | 0 | 0 | 34.7726 | 0
349 | 15 | 15 | 1 | Wednesday | 12 | 21.988 | 3.291 | 34.5209 | 65.7508 | 51.1854 | 18.935 | 0 | 0.8459 | 18.36 | 2.2698 | 174.2219 | 0 | 0 | 0 | 39.2904 | 0
350 | 15 | 15 | 1 | Wednesday | 13 | 21.879 | 3.633 | 34.6328 | 67.7478 | 51.878 | 18.935 | 0 | 0.8632 | 18.36 | 1.8171 | 177.4113 | 0 | 0 | 0 | 39.2941 | 0
351 | 15 | 15 | 1 | Wednesday | 14 | 21.482 | 3.614 | 34.5701 | 67.9538 | 51.878 | 6.312 | 0 | 0.7046 | 18.36 | 1.3364 | 177.3752 | 0 | 0 | 0 | 27.3011 | 0
352 | 15 | 15 | 1 | Wednesday | 15 | 20.081 | 4 | 34.3679 | 67.9709 | 51.878 | 6.312 | 0 | 0.6967 | 18.36 | 0.7974 | 177.5995 | 0 | 0 | 0 | 25.912 | 0
353 | 15 | 15 | 1 | Wednesday | 16 | 18.295 | 3.685 | 34.2432 | 67.9854 | 50.7246 | 25.246 | 0 | 0.8634 | 22.68 | 0.1763 | 180.482 | 0 | 0 | 0 | 41.797 | 0
354 | 15 | 15 | 1 | Wednesday | 17 | 18.839 | 2.954 | 34.2588 | 59.7898 | 43.0931 | 31.558 | 0 | 0.8289 | 28.8 | 0 | 169.965 | 0 | 0 | 0 | 48.5235 | 0
355 | 15 | 15 | 1 | Wednesday | 18 | 11.804 | 5.93 | 33.951 | 65.4399 | 51.7393 | 44.181 | 0 | 0.9845 | 30.96 | 0 | 189.4876 | 0 | 0 | 0 | 53.8587 | 0
356 | 15 | 15 | 1 | Wednesday | 19 | 8.223 | 6.769 | 33.7691 | 70.7204 | 57.1787 | 44.181 | 0 | 1.0192 | 25.2 | 0 | 195.2077 | 0 | 0 | 0 | 50.7328 | 0
357 | 15 | 15 | 1 | Wednesday | 20 | 8.6 | 6.395 | 33.7245 | 75.2516 | 60.483 | 31.558 | 0 | 0.992 | 25.2 | 0 | 202.567 | 0 | 0 | 0 | 39.1333 | 0
358 | 15 | 15 | 1 | Wednesday | 21 | 8.698 | 3.941 | 33.7182 | 69.495 | 55.4564 | 18.935 | 0 | 0.7065 | 25.2 | 0 | 188.8387 | 0 | 0 | 0 | 27.0904 | 0
359 | 15 | 15 | 1 | Wednesday | 22 | 10.136 | 0.368 | 33.7694 | 49.7368 | 40.0199 | 12.623 | 0 | 0.4379 | 16.2 | 0 | 140.5617 | 0 | 0 | 0 | 22.4374 | 0
360 | 15 | 15 | 1 | Wednesday | 23 | 13.359 | 0 | 33.7763 | 26.9226 | 24.6242 | 12.623 | 0 | 0.4825 | 16.2 | 0 | 102.006 | 0 | 0 | 0 | 25.6897 | 0
361 | 16 | 16 | 1 | Thursday | 0 | 14.096 | 0 | 33.8479 | 17.5343 | 18.3373 | 6.312 | 0 | 0.3803 | 14.4 | 0 | 84.4997 | 0 | 0 | 0 | 20.2715 | 0
362 | 16 | 16 | 1 | Thursday | 1 | 16.013 | 0 | 33.9272 | 14.6472 | 16.4006 | 6.312 | 0 | 0.4178 | 11.88 | 0 | 77.2728 | 0 | 0 | 0 | 22.1961 | 0
363 | 16 | 16 | 1 | Thursday | 2 | 18.33 | 0 | 34.0779 | 11.7686 | 14.464 | 6.312 | 0 | 0.4633 | 11.88 | 0 | 72.6538 | 0 | 0 | 0 | 24.5191 | 0
364 | 16 | 16 | 1 | Thursday | 3 | 19.07 | 0 | 34.3774 | 11.7686 | 14.464 | 6.312 | 0 | 0.478 | 11.88 | 0 | 72.968 | 0 | 0 | 0 | 25.2657 | 0
365 | 16 | 16 | 1 | Thursday | 4 | 19.872 | 0 | 34.7545 | 13.0128 | 14.464 | 6.312 | 0 | 0.4943 | 11.88 | 0 | 74.6056 | 0 | 0 | 0 | 26.0739 | 0
366 | 16 | 16 | 1 | Thursday | 5 | 19.772 | 0 | 34.2746 | 22.6634 | 20.5805 | 6.312 | 0 | 0.4924 | 11.88 | 0 | 89.891 | 0 | 0 | 0 | 25.9808 | 0
367 | 16 | 16 | 1 | Thursday | 6 | 15.19 | 0 | 33.8475 | 44.2813 | 35.484 | 31.558 | 0 | 0.6733 | 15.12 | 0 | 129.4061 | 0 | 0 | 0 | 46.4646 | 0
368 | 16 | 16 | 1 | Thursday | 7 | 12.607 | 0 | 33.7833 | 61.1578 | 46.6998 | 44.181 | 0 | 0.6785 | 15.12 | 0 | 157.4394 | 0 | 0 | 0 | 56.7754 | 0
369 | 16 | 16 | 1 | Thursday | 8 | 10.187 | 0 | 33.8037 | 69.4626 | 52.1343 | 50.492 | 0 | 0.6816 | 18.72 | 0 | 174.8023 | 0 | 0 | 0 | 61.0783 | 0
370 | 16 | 16 | 1 | Thursday | 9 | 9.311 | 0 | 33.8617 | 71.8396 | 52.8606 | 31.558 | 0 | 0.6669 | 18.72 | 0.1198 | 177.9488 | 0 | 0 | 0 | 41.1633 | 0
371 | 16 | 16 | 1 | Thursday | 10 | 9.275 | 0 | 34.2338 | 67.9536 | 51.878 | 12.623 | 0 | 0.412 | 14.4 | 0.9429 | 168.8774 | 0 | 0 | 0 | 22.0234 | 0
372 | 16 | 16 | 1 | Thursday | 11 | 8.655 | 2.491 | 34.5692 | 67.6412 | 51.878 | 12.623 | 0 | 0.5277 | 18.36 | 1.6901 | 175.6698 | 0 | 0 | 0 | 21.4243 | 0
373 | 16 | 16 | 1 | Thursday | 12 | 8.888 | 4.945 | 34.8961 | 65.8355 | 51.1854 | 18.935 | 0 | 0.7814 | 18.36 | 1.8542 | 176.4069 | 0 | 0 | 0 | 28.0784 | 0
374 | 16 | 16 | 1 | Thursday | 13 | 9.051 | 8.275 | 34.8065 | 67.8597 | 51.878 | 18.935 | 0 | 0.9566 | 18.36 | 1.4345 | 182.8101 | 0 | 0 | 0 | 28.2826 | 0
375 | 16 | 16 | 1 | Thursday | 14 | 9.056 | 6.646 | 34.7926 | 67.9683 | 51.878 | 6.312 | 0 | 0.6298 | 18.36 | 1.0825 | 180.8165 | 0 | 0 | 0 | 15.4748 | 0
376 | 16 | 16 | 1 | Thursday | 15 | 8.807 | 5.551 | 34.7252 | 67.9709 | 51.878 | 6.312 | 0 | 0.568 | 18.36 | 0.7806 | 179.505 | 0 | 0 | 0 | 15.2309 | 0
377 | 16 | 16 | 1 | Thursday | 16 | 8.555 | 5.131 | 34.4352 | 67.9854 | 50.7246 | 25.246 | 0 | 0.905 | 22.68 | 0.2269 | 182.2792 | 0 | 0 | 0 | 34.294 | 0
378 | 16 | 16 | 1 | Thursday | 17 | 9.603 | 5.495 | 34.3925 | 59.7898 | 43.0931 | 31.558 | 0 | 0.9479 | 28.8 | 0 | 172.9658 | 0 | 0 | 0 | 41.9528 | 0
379 | 16 | 16 | 1 | Thursday | 18 | 8.236 | 7.148 | 33.8246 | 65.4399 | 51.7393 | 44.181 | 0 | 1.0402 | 30.96 | 0 | 190.7345 | 0 | 0 | 0 | 53.8376 | 0
380 | 16 | 16 | 1 | Thursday | 19 | 7.379 | 6.726 | 33.757 | 70.7204 | 57.1787 | 44.181 | 0 | 1.0164 | 25.2 | 0 | 195.1463 | 0 | 0 | 0 | 53.1655 | 0
381 | 16 | 16 | 1 | Thursday | 20 | 8.386 | 6.505 | 33.7282 | 75.2516 | 60.483 | 31.558 | 0 | 0.9976 | 25.2 | 0 | 202.6958 | 0 | 0 | 0 | 41.0945 | 0
382 | 16 | 16 | 1 | Thursday | 21 | 8.632 | 4.011 | 33.7182 | 69.495 | 55.4564 | 18.935 | 0 | 0.7317 | 25.2 | 0 | 188.9392 | 0 | 0 | 0 | 28.2521 | 0
383 | 16 | 16 | 1 | Thursday | 22 | 10.22 | 0.415 | 33.7665 | 49.7368 | 40.0199 | 12.623 | 0 | 0.4567 | 16.2 | 0 | 140.6288 | 0 | 0 | 0 | 23.3135 | 0
384 | 16 | 16 | 1 | Thursday | 23 | 14.162 | 0.002 | 33.7995 | 26.9226 | 24.6242 | 12.623 | 0 | 0.5128 | 16.2 | 0 | 102.0611 | 0 | 0 | 0 | 27.2663 | 0
385 | 17 | 17 | 1 | Friday | 0 | 17.4 | 0 | 34.0014 | 17.5343 | 18.3373 | 6.312 | 0 | 0.452 | 14.4 | 0 | 84.7249 | 0 | 0 | 0 | 23.9544 | 0
386 | 17 | 17 | 1 | Friday | 1 | 19.332 | 0 | 34.2592 | 14.6472 | 16.4006 | 6.312 | 0 | 0.49 | 11.88 | 0 | 77.6771 | 0 | 0 | 0 | 25.8885 | 0
387 | 17 | 17 | 1 | Friday | 2 | 20.372 | 0 | 34.7167 | 11.7686 | 14.464 | 6.312 | 0 | 0.5107 | 11.88 | 0 | 73.34 | 0 | 0 | 0 | 26.9303 | 0
388 | 17 | 17 | 1 | Friday | 3 | 24.332 | 0 | 34.9738 | 11.7686 | 14.464 | 6.312 | 0 | 0.5891 | 11.88 | 0 | 73.6755 | 0 | 0 | 0 | 30.8915 | 0
389 | 17 | 17 | 1 | Friday | 4 | 24.347 | 0 | 35.21 | 13.0128 | 14.464 | 6.312 | 0 | 0.5905 | 11.88 | 0 | 75.1573 | 0 | 0 | 0 | 30.9085 | 0
390 | 17 | 17 | 1 | Friday | 5 | 22.715 | 0 | 35.0762 | 22.6634 | 20.5805 | 6.312 | 0 | 0.5578 | 11.88 | 0 | 90.7579 | 0 | 0 | 0 | 29.2782 | 0
391 | 17 | 17 | 1 | Friday | 6 | 18.114 | 0 | 34.4895 | 44.2813 | 35.484 | 31.558 | 0 | 0.6769 | 15.12 | 0 | 130.0517 | 0 | 0 | 0 | 51.1442 | 0
392 | 17 | 17 | 1 | Friday | 7 | 15.54 | 0 | 34.1968 | 61.1578 | 46.6998 | 44.181 | 0 | 0.6821 | 15.12 | 0 | 157.8565 | 0 | 0 | 0 | 61.9898 | 0
393 | 17 | 17 | 1 | Friday | 8 | 13.198 | 0 | 34.3008 | 69.4626 | 52.1343 | 50.492 | 0 | 0.6853 | 18.72 | 0.1184 | 175.303 | 0 | 0 | 0 | 66.4702 | 0
394 | 17 | 17 | 1 | Friday | 9 | 11.6 | 0 | 34.336 | 71.5933 | 52.8606 | 31.558 | 0.5992 | 0.6707 | 18.72 | 1.8399 | 178.1806 | 0 | 0 | 0 | 44.8304 | 0
395 | 17 | 17 | 1 | Friday | 10 | 11.433 | 0 | 34.6933 | 65.3416 | 51.878 | 12.623 | 7.7776 | 0.474 | 14.4 | 4.8461 | 166.7869 | 0 | 0 | 0 | 24.594 | 0
396 | 17 | 17 | 1 | Friday | 11 | 10.438 | 1.769 | 34.8488 | 62.0885 | 51.878 | 12.623 | 12.5001 | 0.5479 | 18.36 | 7.0393 | 169.6358 | 0 | 0 | 0 | 23.3454 | 0
397 | 17 | 17 | 1 | Friday | 12 | 9.801 | 3.64 | 34.8917 | 58.762 | 51.1854 | 18.935 | 19.3012 | 0.7519 | 18.36 | 8.9859 | 167.8871 | 0.3662 | 0 | 0 | 28.5811 | 0
398 | 17 | 17 | 1 | Friday | 13 | 9.204 | 5.406 | 34.9138 | 59.6191 | 51.878 | 18.935 | 18.6135 | 0.8206 | 18.36 | 9.3847 | 171.4377 | 0 | 0 | 0 | 27.282 | 0
399 | 17 | 17 | 1 | Friday | 14 | 9.274 | 6.963 | 34.6542 | 60.6842 | 51.878 | 6.312 | 8.6742 | 0.654 | 18.36 | 7.7734 | 173.7611 | 2.3622 | 0 | 0 | 15.1338 | 0
400 | 17 | 17 | 1 | Friday | 15 | 9.573 | 5.241 | 34.6504 | 63.6135 | 51.878 | 6.312 | 0.0411 | 0.5556 | 18.36 | 4.3492 | 174.7258 | 0 | 0 | 0 | 15.4026 | 0
401 | 17 | 17 | 1 | Friday | 16 | 9.775 | 4.579 | 34.5632 | 67.5094 | 50.7246 | 25.246 | 0 | 0.8578 | 22.68 | 1.0049 | 181.287 | 0 | 0 | 0 | 33.2112 | 0
402 | 17 | 17 | 1 | Friday | 17 | 11.45 | 4.467 | 34.6688 | 59.7898 | 43.0931 | 31.558 | 0 | 0.897 | 28.8 | 0 | 172.0799 | 0 | 0 | 0 | 41.0587 | 0
403 | 17 | 17 | 1 | Friday | 18 | 10.077 | 6.008 | 34.0822 | 65.4399 | 51.7393 | 44.181 | 0 | 0.9828 | 30.96 | 0 | 189.7017 | 0 | 0 | 0 | 52.0974 | 0
404 | 17 | 17 | 1 | Friday | 19 | 10.514 | 5.32 | 33.8019 | 70.7204 | 57.1787 | 44.181 | 0 | 0.9468 | 25.2 | 0 | 193.6018 | 0 | 0 | 0 | 53.0239 | 0
405 | 17 | 17 | 1 | Friday | 20 | 11.497 | 4.795 | 33.7825 | 75.2516 | 60.483 | 31.558 | 0 | 0.9123 | 25.2 | 0 | 200.8147 | 0 | 0 | 0 | 42.0472 | 0
406 | 17 | 17 | 1 | Friday | 21 | 12.404 | 2.345 | 33.7856 | 69.495 | 55.4564 | 18.935 | 0 | 0.697 | 25.2 | 0 | 187.1701 | 0 | 0 | 0 | 30.7872 | 0
407 | 17 | 17 | 1 | Friday | 22 | 19.642 | 0.102 | 33.8284 | 49.7368 | 40.0199 | 12.623 | 0 | 0.66 | 16.2 | 0 | 140.5559 | 0 | 0 | 0 | 31.9361 | 0
408 | 17 | 17 | 1 | Friday | 23 | 30.585 | 0 | 34.2025 | 26.9226 | 24.6242 | 12.623 | 0 | 0.6795 | 16.2 | 0 | 102.6288 | 0 | 0 | 0 | 42.9419 | 0
409 | 18 | 18 | 1 | Saturday | 0 | 38.221 | 0 | 34.6749 | 18.3332 | 19.1419 | 6.312 | 0 | 0.6848 | 15.84 | 0 | 88.6749 | 0 | 0 | 0 | 44.413 | 0
410 | 18 | 18 | 1 | Saturday | 1 | 52.237 | 0 | 34.9912 | 17.5283 | 18.3373 | 6.312 | 0 | 0.6974 | 12.6 | 0 | 84.1542 | 0 | 0 | 0 | 58.4545 | 0
411 | 18 | 18 | 1 | Saturday | 2 | 76.851 | 0 | 35.1664 | 11.771 | 14.464 | 6.312 | 0 | 0.7237 | 12.6 | 0 | 74.7251 | 0 | 0 | 0 | 83.0936 | 0
412 | 18 | 18 | 1 | Saturday | 3 | 93.692 | 0 | 34.8643 | 11.771 | 14.464 | 6.312 | 0 | 0.7441 | 12.6 | 0 | 74.4434 | 0 | 0 | 0 | 99.9485 | 0
413 | 18 | 18 | 1 | Saturday | 4 | 99.757 | 0 | 34.8647 | 11.771 | 14.464 | 6.312 | 0 | 0.7494 | 12.6 | 0 | 74.4491 | 0 | 0 | 0 | 106.0225 | 0
414 | 18 | 18 | 1 | Saturday | 5 | 108.298 | 0 | 34.9098 | 13.0152 | 14.464 | 6.312 | 0 | 0.7582 | 12.6 | 0 | 75.7472 | 0 | 0 | 0 | 114.5731 | 0
415 | 18 | 18 | 1 | Saturday | 6 | 101.347 | 0 | 34.6196 | 30.2702 | 24.9086 | 31.558 | 0 | 0.7587 | 14.4 | 0 | 104.9571 | 0 | 0 | 0 | 132.8528 | 0
416 | 18 | 18 | 1 | Saturday | 7 | 100.198 | 0 | 34.5675 | 33.0666 | 26.405 | 44.181 | 0 | 0.7656 | 11.52 | 0 | 106.3246 | 0 | 0 | 0 | 144.6085 | 0
417 | 18 | 18 | 1 | Saturday | 8 | 95.467 | 0 | 34.4471 | 46.154 | 37.4339 | 50.492 | 0 | 0.7645 | 16.2 | 0.1747 | 134.9995 | 0 | 0 | 0 | 146.6046 | 0
418 | 18 | 18 | 1 | Saturday | 9 | 85.668 | 0 | 34.4391 | 45.491 | 37.9057 | 31.558 | 1.6721 | 0.7436 | 16.2 | 3.4868 | 134.7794 | 0 | 0 | 0 | 117.7802 | 0
419 | 18 | 18 | 1 | Saturday | 10 | 74.084 | 0 | 34.4655 | 37.978 | 37.2508 | 12.623 | 31.3846 | 0.7753 | 15.12 | 11.3953 | 125.5896 | 18.7616 | 0 | 0 | 86.5672 | 0
420 | 18 | 18 | 1 | Saturday | 11 | 65.63 | 0 | 34.4901 | 31.3909 | 35.3135 | 12.623 | 51.7524 | 0.8023 | 21.6 | 17.1856 | 123.5968 | 39.1294 | 0 | 0 | 76.9994 | 0
421 | 18 | 18 | 1 | Saturday | 12 | 58.134 | 0.408 | 34.5159 | 27.8814 | 34.2247 | 18.935 | 51.2839 | 0.8182 | 23.4 | 18.9312 | 121.2818 | 32.3489 | 0 | 0 | 73.2646 | 0
422 | 18 | 18 | 1 | Saturday | 13 | 50.7 | 0.982 | 34.4614 | 29.8185 | 33.0722 | 18.935 | 48.387 | 0.8366 | 23.4 | 18.7333 | 122.6511 | 29.452 | 0 | 0 | 64.075 | 0
423 | 18 | 18 | 1 | Saturday | 14 | 47.877 | 2.294 | 34.4105 | 30.9531 | 33.0722 | 6.312 | 32.8558 | 0.8738 | 23.4 | 15.2287 | 125.191 | 26.5438 | 0 | 0 | 51.8332 | 0
424 | 18 | 18 | 1 | Saturday | 15 | 49.862 | 2.007 | 34.3896 | 33.7328 | 33.0722 | 6.312 | 2.8905 | 0.8136 | 23.4 | 6.9804 | 127.5783 | 0 | 0 | 0 | 53.642 | 0
425 | 18 | 18 | 1 | Saturday | 16 | 54.046 | 1.948 | 34.3553 | 37.5602 | 33.0722 | 25.246 | 0 | 0.8162 | 23.4 | 0.9194 | 131.3104 | 0 | 0 | 0 | 69.5567 | 0
426 | 18 | 18 | 1 | Saturday | 17 | 57.411 | 1.564 | 34.2971 | 35.4248 | 32.9581 | 31.558 | 0 | 0.8017 | 27 | 0 | 132.1732 | 0 | 0 | 0 | 77.6136 | 0
427 | 18 | 18 | 1 | Saturday | 18 | 46.229 | 0.22 | 34.1102 | 55.5841 | 46.5147 | 44.181 | 0 | 0.7261 | 28.8 | 0 | 165.9727 | 0 | 0 | 0 | 75.8975 | 0
428 | 18 | 18 | 1 | Saturday | 19 | 39.92 | 0.059 | 33.8709 | 61.3403 | 50.3878 | 44.181 | 0 | 0.7097 | 28.8 | 0 | 175.1723 | 0 | 0 | 0 | 71.0756 | 0
429 | 18 | 18 | 1 | Saturday | 20 | 38.535 | 0.044 | 33.8095 | 61.3343 | 50.3878 | 31.558 | 0 | 0.6991 | 27 | 0 | 173.2782 | 0 | 0 | 0 | 61.6121 | 0
430 | 18 | 18 | 1 | Saturday | 21 | 36.872 | 0.002 | 33.7858 | 61.3343 | 50.3878 | 18.935 | 0 | 0.6898 | 27 | 0 | 173.2 | 0 | 0 | 0 | 51.0107 | 0
431 | 18 | 18 | 1 | Saturday | 22 | 43.232 | 0 | 33.8001 | 49.2003 | 40.077 | 12.623 | 0 | 0.6946 | 19.8 | 0 | 143.572 | 0 | 0 | 0 | 52.789 | 0
432 | 18 | 18 | 1 | Saturday | 23 | 63.127 | 0 | 34.1191 | 28.1779 | 24.6242 | 12.623 | 0 | 0.7162 | 19.8 | 0 | 107.4374 | 0 | 0 | 0 | 72.8124 | 0
433 | 19 | 19 | 1 | Sunday | 0 | 78.76 | 0 | 34.211 | 24.1043 | 23.0149 | 6.312 | 0 | 0.7301 | 19.8 | 0 | 101.8603 | 0 | 0 | 0 | 83.6444 | 0
434 | 19 | 19 | 1 | Sunday | 1 | 88.496 | 0 | 34.4442 | 23.3102 | 22.2101 | 6.312 | 0 | 0.7389 | 19.8 | 0 | 100.5035 | 0 | 0 | 0 | 93.4081 | 0
435 | 19 | 19 | 1 | Sunday | 2 | 103.916 | 0 | 34.6926 | 17.5379 | 18.3373 | 6.312 | 0 | 0.7557 | 15.48 | 0 | 86.8035 | 0 | 0 | 0 | 108.8564 | 0
436 | 19 | 19 | 1 | Sunday | 3 | 107.716 | 0 | 34.7259 | 17.5379 | 18.3373 | 6.312 | 0 | 0.7606 | 15.48 | 0 | 86.8416 | 0 | 0 | 0 | 112.6814 | 0
437 | 19 | 19 | 1 | Sunday | 4 | 111.013 | 0 | 34.6846 | 17.5379 | 18.3373 | 6.312 | 0 | 0.7649 | 15.48 | 0 | 86.8047 | 0 | 0 | 0 | 116.0024 | 0
438 | 19 | 19 | 1 | Sunday | 5 | 117.505 | 0 | 34.6198 | 18.7817 | 18.3373 | 6.312 | 0 | 0.7724 | 15.48 | 0 | 87.9912 | 0 | 0 | 0 | 122.5195 | 0
439 | 19 | 19 | 1 | Sunday | 6 | 115.501 | 0 | 34.4803 | 26.931 | 24.6242 | 31.558 | 0 | 0.7769 | 18.72 | 0 | 105.5324 | 0 | 0 | 0 | 140.9249 | 0
440 | 19 | 19 | 1 | Sunday | 7 | 108.789 | 0 | 34.3698 | 34.2491 | 29.9942 | 44.181 | 0 | 0.7764 | 18.72 | 0 | 118.1095 | 0 | 0 | 0 | 145.2732 | 0
441 | 19 | 19 | 1 | Sunday | 8 | 104.179 | 0 | 34.2196 | 37.4379 | 33.2132 | 50.492 | 0 | 0.7772 | 23.4 | 0.1741 | 129.0479 | 0 | 0 | 0 | 147.045 | 0
442 | 19 | 19 | 1 | Sunday | 9 | 101.652 | 0 | 34.2109 | 29.6763 | 29.3396 | 31.558 | 0.1778 | 0.7618 | 23.4 | 3.5836 | 117.3885 | 0 | 0 | 0 | 129.0137 | 0
443 | 19 | 19 | 1 | Sunday | 10 | 90.546 | 0 | 34.1926 | 27.2701 | 32.5586 | 12.623 | 28.1987 | 0.7899 | 19.08 | 12.3911 | 113.8912 | 15.5757 | 0 | 0 | 101.318 | 0
444 | 19 | 19 | 1 | Sunday | 11 | 77.759 | 0 | 34.1748 | 25.8662 | 32.5586 | 12.623 | 61.9878 | 0.8337 | 21.6 | 20.2951 | 115.0333 | 49.3648 | 0 | 0 | 87.3739 | 0
445 | 19 | 19 | 1 | Sunday | 12 | 69.91 | 0 | 34.1512 | 26.2318 | 33.0367 | 18.935 | 67.9259 | 0.8377 | 19.08 | 23.5505 | 113.3375 | 48.9909 | 0 | 0 | 81.9005 | 0
446 | 19 | 19 | 1 | Sunday | 13 | 76.942 | 0 | 34.1094 | 21.3456 | 29.1634 | 18.935 | 49.3235 | 0.818 | 18.36 | 21.3623 | 103.7964 | 30.3885 | 0 | 0 | 86.947 | 0
447 | 19 | 19 | 1 | Sunday | 14 | 73.925 | 0 | 34.0465 | 22.5924 | 29.1634 | 6.312 | 25.5379 | 0.7756 | 18 | 16.3563 | 104.578 | 19.2259 | 0 | 0 | 76.8522 | 0
448 | 19 | 19 | 1 | Sunday | 15 | 72.906 | 0 | 34.0299 | 25.3738 | 29.1634 | 6.312 | 2.3165 | 0.7387 | 15.84 | 7.9643 | 105.1458 | 0 | 0 | 0 | 75.7194 | 0
449 | 19 | 19 | 1 | Sunday | 16 | 76.298 | 0 | 34.0316 | 27.6072 | 27.5539 | 25.246 | 0 | 0.7431 | 23.04 | 0.9023 | 112.9757 | 0 | 0 | 0 | 88.0392 | 0
450 | 19 | 19 | 1 | Sunday | 17 | 84.147 | 0 | 34.0285 | 26.7113 | 26.399 | 31.558 | 0 | 0.7521 | 22.32 | 0 | 110.2109 | 0 | 0 | 0 | 99.8868 | 0
451 | 19 | 19 | 1 | Sunday | 18 | 79.864 | 0 | 33.9643 | 43.9889 | 38.0184 | 44.181 | 0 | 0.75 | 23.4 | 0 | 140.1216 | 0 | 0 | 0 | 103.7381 | 0
452 | 19 | 19 | 1 | Sunday | 19 | 67.093 | 0 | 33.8171 | 55.5005 | 45.7644 | 44.181 | 0 | 0.7326 | 22.68 | 0 | 158.4947 | 0 | 0 | 0 | 92.9332 | 0
453 | 19 | 19 | 1 | Sunday | 20 | 58.203 | 0 | 33.7787 | 60.0165 | 49.6381 | 31.558 | 0 | 0.7135 | 22.68 | 0 | 166.8269 | 0 | 0 | 0 | 77.7625 | 0
454 | 19 | 19 | 1 | Sunday | 21 | 68.966 | 0 | 33.7856 | 48.5011 | 41.8913 | 18.935 | 0 | 0.7191 | 22.68 | 0 | 147.5771 | 0 | 0 | 0 | 81.1285 | 0
455 | 19 | 19 | 1 | Sunday | 22 | 78.548 | 0 | 33.812 | 40.3665 | 35.5897 | 12.623 | 0 | 0.729 | 14.4 | 0 | 124.8972 | 0 | 0 | 0 | 86.8308 | 0
456 | 19 | 19 | 1 | Sunday | 23 | 91.9 | 0 | 33.948 | 25.6748 | 24.6242 | 12.623 | 0 | 0.7453 | 14.4 | 0 | 99.3924 | 0 | 0 | 0 | 100.3222 | 0
457 | 20 | 20 | 1 | Monday | 0 | 105.883 | 0 | 34.3312 | 17.5343 | 18.3373 | 6.312 | 0 | 0.7598 | 14.4 | 0 | 85.3625 | 0 | 0 | 0 | 110.1454 | 0
458 | 20 | 20 | 1 | Monday | 1 | 116.659 | 0 | 34.3677 | 14.6472 | 16.4006 | 6.312 | 0 | 0.7727 | 11.88 | 0 | 78.0682 | 0 | 0 | 0 | 120.9555 | 0
459 | 20 | 20 | 1 | Monday | 2 | 125.401 | 0 | 34.4078 | 11.7686 | 14.464 | 6.312 | 0 | 0.7832 | 11.88 | 0 | 73.3036 | 0 | 0 | 0 | 129.7314 | 0
460 | 20 | 20 | 1 | Monday | 3 | 127.885 | 0 | 34.435 | 11.7686 | 14.464 | 6.312 | 0 | 0.7865 | 11.88 | 0 | 73.3342 | 0 | 0 | 0 | 132.2473 | 0
461 | 20 | 20 | 1 | Monday | 4 | 132.207 | 0 | 34.458 | 13.0128 | 14.464 | 6.312 | 0 | 0.7915 | 11.88 | 0 | 74.6062 | 0 | 0 | 0 | 136.6013 | 0
462 | 20 | 20 | 1 | Monday | 5 | 129.939 | 0 | 34.4149 | 22.6634 | 20.5805 | 6.312 | 0 | 0.7874 | 11.88 | 0 | 90.3263 | 0 | 0 | 0 | 134.364 | 0
463 | 20 | 20 | 1 | Monday | 6 | 113.233 | 0 | 34.2632 | 44.2813 | 35.484 | 31.558 | 0 | 0.7748 | 15.12 | 0 | 129.9232 | 0 | 0 | 0 | 135.8041 | 0
464 | 20 | 20 | 1 | Monday | 7 | 102.645 | 0 | 34.0972 | 61.1578 | 46.6998 | 44.181 | 0 | 0.7716 | 15.12 | 0 | 157.8464 | 0 | 0 | 0 | 135.4105 | 0
465 | 20 | 20 | 1 | Monday | 8 | 99.027 | 0 | 34.0254 | 69.4526 | 52.1343 | 50.492 | 0 | 0.7735 | 18.72 | 0.1741 | 175.1059 | 0 | 0 | 0 | 138.0122 | 0
466 | 20 | 20 | 1 | Monday | 9 | 96.64 | 0 | 34.0119 | 68.6474 | 52.8606 | 31.558 | 0.0109 | 0.7574 | 18.72 | 3.9473 | 174.9973 | 0 | 0 | 0 | 121.763 | 0
467 | 20 | 20 | 1 | Monday | 10 | 97.471 | 0 | 34.0509 | 59.3579 | 51.878 | 12.623 | 23.5834 | 0.7913 | 14.4 | 13.0301 | 160.4781 | 10.9604 | 0 | 0 | 107.447 | 0
468 | 20 | 20 | 1 | Monday | 11 | 84.26 | 0 | 34.0224 | 56.5702 | 51.878 | 12.623 | 52.4356 | 0.8254 | 18.36 | 20.2577 | 161.656 | 39.8126 | 0 | 0 | 93.293 | 0
469 | 20 | 20 | 1 | Monday | 12 | 69.782 | 0 | 34.0627 | 54.5851 | 51.1854 | 18.935 | 65.3748 | 0.835 | 18.36 | 24.1375 | 159.0282 | 46.4398 | 0 | 0 | 81.1945 | 0
470 | 20 | 20 | 1 | Monday | 13 | 64.529 | 0.776 | 34.0546 | 56.087 | 51.878 | 18.935 | 57.5845 | 0.8575 | 18.36 | 23.5192 | 162.0758 | 38.6495 | 0 | 0 | 73.8235 | 0
471 | 20 | 20 | 1 | Monday | 14 | 61.773 | 0.914 | 34.0346 | 57.7945 | 51.878 | 6.312 | 31.0709 | 0.8173 | 18.36 | 18.0955 | 163.8723 | 24.7589 | 0 | 0 | 64.3694 | 0
472 | 20 | 20 | 1 | Monday | 15 | 63.838 | 2.523 | 33.9846 | 61.7539 | 51.878 | 6.312 | 2.228 | 0.8544 | 18.36 | 9.6327 | 169.5591 | 0 | 0 | 0 | 66.2977 | 0
473 | 20 | 20 | 1 | Monday | 16 | 63.684 | 1.911 | 33.9595 | 67.4447 | 50.7246 | 25.246 | 0 | 0.8226 | 22.68 | 1.8962 | 177.6978 | 0 | 0 | 0 | 74.0528 | 0
474 | 20 | 20 | 1 | Monday | 17 | 72.156 | 1.1 | 33.9749 | 59.7898 | 43.0931 | 31.558 | 0 | 0.7907 | 28.8 | 0.2497 | 167.6381 | 0 | 0 | 0 | 86.2724 | 0
475 | 20 | 20 | 1 | Monday | 18 | 74.782 | 0.934 | 33.8745 | 65.4399 | 51.7393 | 44.181 | 0 | 0.7862 | 30.96 | 0 | 183.8099 | 0 | 0 | 0 | 96.5514 | 0
476 | 20 | 20 | 1 | Monday | 19 | 64.924 | 0.265 | 33.8191 | 70.7204 | 57.1787 | 44.181 | 0 | 0.7383 | 25.2 | 0 | 187.9431 | 0 | 0 | 0 | 88.8339 | 0
477 | 20 | 20 | 1 | Monday | 20 | 57.732 | 0.179 | 33.8049 | 75.2516 | 60.483 | 31.558 | 0 | 0.717 | 25.2 | 0 | 195.6505 | 0 | 0 | 0 | 76.0132 | 0
478 | 20 | 20 | 1 | Monday | 21 | 59.168 | 0.006 | 33.8314 | 69.495 | 55.4564 | 18.935 | 0 | 0.705 | 25.2 | 0 | 184.6943 | 0 | 0 | 0 | 70.591 | 0
479 | 20 | 20 | 1 | Monday | 22 | 70.825 | 0 | 33.8822 | 49.7368 | 40.0199 | 12.623 | 0 | 0.7166 | 16.2 | 0 | 140.5554 | 0 | 0 | 0 | 78.6307 | 0
480 | 20 | 20 | 1 | Monday | 23 | 97.191 | 0 | 33.8856 | 26.9226 | 24.6242 | 12.623 | 0 | 0.7478 | 16.2 | 0 | 102.3801 | 0 | 0 | 0 | 105.1555 | 0
481 | 21 | 21 | 1 | Tuesday | 0 | 114.503 | 0 | 34.2894 | 17.5343 | 18.3373 | 6.312 | 0 | 0.7668 | 14.4 | 0 | 85.3277 | 0 | 0 | 0 | 118.541 | 0
482 | 21 | 21 | 1 | Tuesday | 1 | 123.156 | 0 | 34.4443 | 14.6472 | 16.4006 | 6.312 | 0 | 0.7782 | 11.88 | 0 | 78.1503 | 0 | 0 | 0 | 127.2308 | 0
483 | 21 | 21 | 1 | Tuesday | 2 | 129.646 | 0 | 34.4843 | 11.7686 | 14.464 | 6.312 | 0 | 0.787 | 11.88 | 0 | 73.3839 | 0 | 0 | 0 | 133.7573 | 0
484 | 21 | 21 | 1 | Tuesday | 3 | 132.349 | 0 | 34.4831 | 11.7686 | 14.464 | 6.312 | 0 | 0.7907 | 11.88 | 0 | 73.3864 | 0 | 0 | 0 | 136.4946 | 0
485 | 21 | 21 | 1 | Tuesday | 4 | 133.518 | 0 | 34.4969 | 13.0128 | 14.464 | 6.312 | 0 | 0.7924 | 11.88 | 0 | 74.6461 | 0 | 0 | 0 | 137.6984 | 0
486 | 21 | 21 | 1 | Tuesday | 5 | 127.753 | 0 | 34.4469 | 22.6634 | 20.5805 | 6.312 | 0 | 0.7845 | 11.88 | 0 | 90.3553 | 0 | 0 | 0 | 131.9667 | 0
487 | 21 | 21 | 1 | Tuesday | 6 | 118.254 | 0 | 34.2856 | 44.2813 | 35.484 | 31.558 | 0 | 0.7795 | 15.12 | 0 | 129.9504 | 0 | 0 | 0 | 139.8075 | 0
488 | 21 | 21 | 1 | Tuesday | 7 | 115.025 | 0 | 34.1598 | 61.1578 | 46.6998 | 44.181 | 0 | 0.7838 | 15.12 | 0 | 157.9212 | 0 | 0 | 0 | 146.4723 | 0
489 | 21 | 21 | 1 | Tuesday | 8 | 108.612 | 0 | 34.0901 | 69.4513 | 52.1343 | 50.492 | 0 | 0.7828 | 18.72 | 0.2009 | 175.1785 | 0 | 0 | 0 | 146.2192 | 0
490 | 21 | 21 | 1 | Tuesday | 9 | 103.526 | 0 | 34.0687 | 68.4957 | 52.8606 | 31.558 | 0 | 0.764 | 18.72 | 3.438 | 174.9089 | 0 | 0 | 0 | 127.8546 | 0
491 | 21 | 21 | 1 | Tuesday | 10 | 104.832 | 0 | 34.1113 | 58.8 | 51.878 | 12.623 | 0 | 0.7609 | 14.4 | 9.053 | 159.9501 | 0 | 0 | 0 | 114.7267 | 0
492 | 21 | 21 | 1 | Tuesday | 11 | 94.794 | 0 | 34.0885 | 56.8762 | 51.878 | 12.623 | 1.366 | 0.7535 | 18.36 | 11.1955 | 161.9562 | 0 | 0 | 0 | 104.7733 | 0
493 | 21 | 21 | 1 | Tuesday | 12 | 82.811 | 0 | 34.1209 | 56.7191 | 51.1854 | 18.935 | 15.8105 | 0.7665 | 18.36 | 14.5256 | 161.1519 | 0 | 0 | 0 | 97.6427 | 0
494 | 21 | 21 | 1 | Tuesday | 13 | 74.084 | 1.005 | 34.0915 | 58.7316 | 51.878 | 18.935 | 25.2205 | 0.8248 | 18.36 | 15.8788 | 164.9722 | 6.2855 | 0 | 0 | 88.2613 | 0
495 | 21 | 21 | 1 | Tuesday | 14 | 70.918 | 0.923 | 34.0751 | 60.913 | 51.878 | 6.312 | 12.2989 | 0.7945 | 18.36 | 12.3409 | 167.019 | 5.9869 | 0 | 0 | 75.4309 | 0
496 | 21 | 21 | 1 | Tuesday | 15 | 70.096 | 2.664 | 34.0179 | 63.6502 | 51.878 | 6.312 | 0.5156 | 0.8634 | 18.36 | 7.2256 | 171.6501 | 0 | 0 | 0 | 74.5699 | 0
497 | 21 | 21 | 1 | Tuesday | 16 | 66.496 | 1.981 | 33.9944 | 67.5327 | 50.7246 | 25.246 | 0 | 0.8281 | 22.68 | 1.7964 | 177.9026 | 0 | 0 | 0 | 84.6966 | 0
498 | 21 | 21 | 1 | Tuesday | 17 | 72.216 | 1.177 | 34.0025 | 59.7898 | 43.0931 | 31.558 | 0 | 0.7945 | 28.8 | 0.2589 | 167.7529 | 0 | 0 | 0 | 95.6046 | 0
499 | 21 | 21 | 1 | Tuesday | 18 | 61.132 | 1.039 | 33.8723 | 65.4399 | 51.7393 | 44.181 | 0 | 0.7804 | 30.96 | 0 | 183.9159 | 0 | 0 | 0 | 94.956 | 0
500 | 21 | 21 | 1 | Tuesday | 19 | 40.443 | 0.341 | 33.8019 | 70.7204 | 57.1787 | 44.181 | 0 | 0.7221 | 25.2 | 0 | 187.992 | 0 | 0 | 0 | 75.3826 | 0
501 | 21 | 21 | 1 | Tuesday | 20 | 30.7 | 0.221 | 33.7884 | 75.2516 | 60.483 | 31.558 | 0 | 0.6977 | 25.2 | 0 | 195.66 | 0 | 0 | 0 | 56.2551 | 0
502 | 21 | 21 | 1 | Tuesday | 21 | 38.401 | 0.008 | 33.8161 | 69.495 | 55.4564 | 18.935 | 0 | 0.6883 | 25.2 | 0 | 184.6644 | 0 | 0 | 0 | 53.9732 | 0
503 | 21 | 21 | 1 | Tuesday | 22 | 54.661 | 0 | 33.8715 | 49.7368 | 40.0199 | 12.623 | 0 | 0.702 | 16.2 | 0 | 140.5301 | 0 | 0 | 0 | 65.1601 | 0
504 | 21 | 21 | 1 | Tuesday | 23 | 69.74 | 0 | 33.8605 | 26.9226 | 24.6242 | 12.623 | 0 | 0.7209 | 16.2 | 0 | 102.3282 | 0 | 0 | 0 | 80.3339 | 0
505 | 22 | 22 | 1 | Wednesday | 0 | 76.517 | 0 | 34.553 | 17.5343 | 18.3373 | 6.312 | 0 | 0.7281 | 14.4 | 0 | 85.5527 | 0 | 0 | 0 | 81.8425 | 0
506 | 22 | 22 | 1 | Wednesday | 1 | 83.87 | 0 | 34.8808 | 14.6472 | 16.4006 | 6.312 | 0 | 0.7367 | 11.88 | 0 | 78.5454 | 0 | 0 | 0 | 89.2176 | 0
507 | 22 | 22 | 1 | Wednesday | 2 | 85.362 | 0 | 34.9298 | 11.7686 | 14.464 | 6.312 | 0 | 0.7399 | 11.88 | 0 | 73.7823 | 0 | 0 | 0 | 90.7283 | 0
508 | 22 | 22 | 1 | Wednesday | 3 | 87.989 | 0 | 34.9389 | 11.7686 | 14.464 | 6.312 | 0 | 0.743 | 11.88 | 0 | 73.7945 | 0 | 0 | 0 | 93.3748 | 0
509 | 22 | 22 | 1 | Wednesday | 4 | 89.068 | 0 | 34.9075 | 13.0128 | 14.464 | 6.312 | 0 | 0.7443 | 11.88 | 0 | 75.0086 | 0 | 0 | 0 | 94.4716 | 0
510 | 22 | 22 | 1 | Wednesday | 5 | 80.783 | 0 | 34.8471 | 22.6634 | 20.5805 | 6.312 | 0 | 0.7356 | 11.88 | 0 | 90.7067 | 0 | 0 | 0 | 86.2019 | 0
511 | 22 | 22 | 1 | Wednesday | 6 | 69.615 | 0 | 34.6421 | 44.2813 | 35.484 | 31.558 | 0 | 0.7305 | 15.12 | 0 | 130.2579 | 0 | 0 | 0 | 96.992 | 0
512 | 22 | 22 | 1 | Wednesday | 7 | 66.25 | 0 | 34.5597 | 61.1578 | 46.6998 | 44.181 | 0 | 0.7344 | 15.12 | 0 | 158.2718 | 0 | 0 | 0 | 105.2838 | 0
513 | 22 | 22 | 1 | Wednesday | 8 | 69.35 | 0 | 34.5205 | 69.4623 | 52.1343 | 50.492 | 0 | 0.742 | 18.72 | 0.2488 | 175.5792 | 0 | 0 | 0 | 114.8882 | 0
514 | 22 | 22 | 1 | Wednesday | 9 | 71.916 | 0 | 34.5386 | 69.4378 | 52.8606 | 31.558 | 0 | 0.7307 | 18.72 | 2.5993 | 176.2876 | 0 | 0 | 0 | 100.8128 | 0
515 | 22 | 22 | 1 | Wednesday | 10 | 71.796 | 0 | 34.5494 | 59.5406 | 51.878 | 12.623 | 4.9976 | 0.7341 | 14.4 | 8.1961 | 161.1021 | 0 | 0 | 0 | 83.4063 | 0
516 | 22 | 22 | 1 | Wednesday | 11 | 68.173 | 0 | 34.4104 | 56.6464 | 51.878 | 12.623 | 30.4863 | 0.7728 | 18.36 | 14.9355 | 162.0676 | 17.8633 | 0 | 0 | 79.3745 | 0
517 | 22 | 22 | 1 | Wednesday | 12 | 62.59 | 0.156 | 34.4068 | 53.9658 | 51.1854 | 18.935 | 41.9832 | 0.7961 | 18.36 | 18.4907 | 158.8825 | 23.0482 | 0 | 0 | 78.0299 | 0
518 | 22 | 22 | 1 | Wednesday | 13 | 57.189 | 1.031 | 34.3688 | 55.3661 | 51.878 | 18.935 | 29.0335 | 0.8154 | 18.36 | 16.8569 | 161.903 | 10.0985 | 0 | 0 | 71.3752 | 0
519 | 22 | 22 | 1 | Wednesday | 14 | 56.915 | 1.494 | 34.3426 | 56.3583 | 51.878 | 6.312 | 8.1253 | 0.8031 | 18.36 | 12.5203 | 163.3579 | 1.8133 | 0 | 0 | 61.4488 | 0
520 | 22 | 22 | 1 | Wednesday | 15 | 55.858 | 2.478 | 34.2801 | 59.7403 | 51.878 | 6.312 | 0 | 0.8385 | 18.36 | 7.3501 | 167.7764 | 0 | 0 | 0 | 60.3877 | 0
521 | 22 | 22 | 1 | Wednesday | 16 | 52.667 | 2.023 | 34.2586 | 66.7426 | 50.7246 | 25.246 | 0 | 0.8161 | 22.68 | 2.365 | 177.4096 | 0 | 0 | 0 | 71.0961 | 0
522 | 22 | 22 | 1 | Wednesday | 17 | 55.281 | 1.236 | 34.2767 | 59.7898 | 43.0931 | 31.558 | 0 | 0.7807 | 28.8 | 0.3609 | 168.0766 | 0 | 0 | 0 | 78.9371 | 0
523 | 22 | 22 | 1 | Wednesday | 18 | 47.324 | 1.102 | 34.144 | 65.4399 | 51.7393 | 44.181 | 0 | 0.7708 | 30.96 | 0 | 184.2456 | 0 | 0 | 0 | 81.5021 | 0
524 | 22 | 22 | 1 | Wednesday | 19 | 38.988 | 0.383 | 33.8124 | 70.7204 | 57.1787 | 44.181 | 0 | 0.7223 | 25.2 | 0 | 188.0483 | 0 | 0 | 0 | 74.2799 | 0
525 | 22 | 22 | 1 | Wednesday | 20 | 39.23 | 0.238 | 33.794 | 75.2516 | 60.483 | 31.558 | 0 | 0.7043 | 25.2 | 0 | 195.6902 | 0 | 0 | 0 | 65.055 | 0
526 | 22 | 22 | 1 | Wednesday | 21 | 44.285 | 0.008 | 33.819 | 69.495 | 55.4564 | 18.935 | 0 | 0.6924 | 25.2 | 0 | 184.6718 | 0 | 0 | 0 | 60.0097 | 0
527 | 22 | 22 | 1 | Wednesday | 22 | 58.138 | 0 | 33.8684 | 49.7368 | 40.0199 | 12.623 | 0 | 0.7049 | 16.2 | 0 | 140.5299 | 0 | 0 | 0 | 68.7289 | 0
528 | 22 | 22 | 1 | Wednesday | 23 | 82.023 | 0 | 34.0088 | 26.9226 | 24.6242 | 12.623 | 0 | 0.7322 | 16.2 | 0 | 102.4878 | 0 | 0 | 0 | 92.712 | 0
529 | 23 | 23 | 1 | Thursday | 0 | 93.708 | 0 | 34.4533 | 17.5343 | 18.3373 | 6.312 | 0 | 0.7444 | 14.4 | 0 | 85.4692 | 0 | 0 | 0 | 99.0817 | 0
530 | 23 | 23 | 1 | Thursday | 1 | 105.723 | 0 | 34.6791 | 14.6472 | 16.4006 | 6.312 | 0 | 0.7582 | 11.88 | 0 | 78.3652 | 0 | 0 | 0 | 111.1187 | 0
531 | 23 | 23 | 1 | Thursday | 2 | 114.677 | 0 | 34.7438 | 11.7686 | 14.464 | 6.312 | 0 | 0.7685 | 11.88 | 0 | 73.6249 | 0 | 0 | 0 | 120.093 | 0
532 | 23 | 23 | 1 | Thursday | 3 | 122.223 | 0 | 34.6543 | 11.7686 | 14.464 | 6.312 | 0 | 0.7787 | 11.88 | 0 | 73.5457 | 0 | 0 | 0 | 127.6578 | 0
533 | 23 | 23 | 1 | Thursday | 4 | 125.067 | 0 | 34.5408 | 13.0128 | 14.464 | 6.312 | 0 | 0.7828 | 11.88 | 0 | 74.6804 | 0 | 0 | 0 | 130.52 | 0
534 | 23 | 23 | 1 | Thursday | 5 | 122.355 | 0 | 34.4587 | 22.6634 | 20.5805 | 6.312 | 0 | 0.7782 | 11.88 | 0 | 90.3609 | 0 | 0 | 0 | 127.8248 | 0
535 | 23 | 23 | 1 | Thursday | 6 | 112.832 | 0 | 34.2624 | 44.2813 | 35.484 | 31.558 | 0 | 0.7733 | 15.12 | 0 | 129.921 | 0 | 0 | 0 | 140.4467 | 0
536 | 23 | 23 | 1 | Thursday | 7 | 106.059 | 0 | 34.165 | 61.1578 | 46.6998 | 44.181 | 0 | 0.7739 | 15.12 | 0 | 157.9165 | 0 | 0 | 0 | 145.3952 | 0
537 | 23 | 23 | 1 | Thursday | 8 | 106.493 | 0 | 34.1186 | 69.4575 | 52.1343 | 50.492 | 0 | 0.78 | 18.72 | 0.3765 | 175.2105 | 0 | 0 | 0 | 152.3404 | 0
538 | 23 | 23 | 1 | Thursday | 9 | 105.628 | 0 | 34.1104 | 69.3101 | 52.8606 | 31.558 | 0.9616 | 0.7672 | 18.72 | 4.7416 | 175.7683 | 0 | 0 | 0 | 134.7087 | 0
539 | 23 | 23 | 1 | Thursday | 10 | 105.57 | 0 | 34.1163 | 61.4444 | 51.878 | 12.623 | 28.5635 | 0.8061 | 14.4 | 13.3816 | 162.6448 | 15.9405 | 0 | 0 | 116.9515 | 0
540 | 23 | 23 | 1 | Thursday | 11 | 101.852 | 0 | 34.0823 | 59.6533 | 51.878 | 12.623 | 41.764 | 0.8229 | 18.36 | 18.7706 | 164.7965 | 29.141 | 0 | 0 | 112.3171 | 0
541 | 23 | 23 | 1 | Thursday | 12 | 95.267 | 0.123 | 34.1396 | 56.283 | 51.1854 | 18.935 | 40.6556 | 0.8225 | 18.36 | 20.4024 | 160.9233 | 21.7206 | 0 | 0 | 109.5033 | 0
542 | 23 | 23 | 1 | Thursday | 13 | 90.175 | 1.01 | 34.1197 | 57.9725 | 51.878 | 18.935 | 38.1257 | 0.8586 | 18.36 | 20.371 | 164.2815 | 19.1907 | 0 | 0 | 103.0889 | 0
543 | 23 | 23 | 1 | Thursday | 14 | 91.392 | 0.928 | 34.098 | 58.1062 | 51.878 | 6.312 | 21.864 | 0.8269 | 18.36 | 16.6505 | 164.2731 | 15.552 | 0 | 0 | 95.3498 | 0
544 | 23 | 23 | 1 | Thursday | 15 | 91.845 | 2.666 | 34.0423 | 60.2003 | 51.878 | 6.312 | 1.0504 | 0.8829 | 18.36 | 9.4916 | 168.2464 | 0 | 0 | 0 | 95.712 | 0
545 | 23 | 23 | 1 | Thursday | 16 | 87.504 | 1.975 | 34.0155 | 66.8911 | 50.7246 | 25.246 | 0 | 0.8453 | 22.68 | 2.4076 | 177.2922 | 0 | 0 | 0 | 103.3365 | 0
546 | 23 | 23 | 1 | Thursday | 17 | 93.39 | 1.165 | 34.0278 | 59.7898 | 43.0931 | 31.558 | 0 | 0.8121 | 28.8 | 0.3485 | 167.7826 | 0 | 0 | 0 | 113.9705 | 0
547 | 23 | 23 | 1 | Thursday | 18 | 85.553 | 1.017 | 33.9164 | 65.4399 | 51.7393 | 44.181 | 0 | 0.8001 | 30.96 | 0 | 183.956 | 0 | 0 | 0 | 115.7276 | 0
548 | 23 | 23 | 1 | Thursday | 19 | 75.049 | 0.312 | 33.823 | 70.7204 | 57.1787 | 44.181 | 0 | 0.7498 | 25.2 | 0 | 188.0098 | 0 | 0 | 0 | 106.682 | 0
549 | 23 | 23 | 1 | Thursday | 20 | 74.276 | 0.212 | 33.8332 | 75.2516 | 60.483 | 31.558 | 0 | 0.7337 | 25.2 | 0 | 195.7312 | 0 | 0 | 0 | 97.6948 | 0
550 | 23 | 23 | 1 | Thursday | 21 | 79.808 | 0.008 | 33.8429 | 69.495 | 55.4564 | 18.935 | 0 | 0.7244 | 25.2 | 0 | 184.7269 | 0 | 0 | 0 | 94.1694 | 0
551 | 23 | 23 | 1 | Thursday | 22 | 92.437 | 0 | 33.9125 | 49.7368 | 40.0199 | 12.623 | 0 | 0.7377 | 16.2 | 0 | 140.6069 | 0 | 0 | 0 | 102.1417 | 0
552 | 23 | 23 | 1 | Thursday | 23 | 113.103 | 0 | 33.9514 | 26.9226 | 24.6242 | 12.623 | 0 | 0.7645 | 16.2 | 0 | 102.4626 | 0 | 0 | 0 | 122.9142 | 0
553 | 24 | 24 | 1 | Friday | 0 | 123.713 | 0 | 34.3392 | 17.5343 | 18.3373 | 6.312 | 0 | 0.7773 | 14.4 | 0 | 85.3881 | 0 | 0 | 0 | 128.6558 | 0
554 | 24 | 24 | 1 | Friday | 1 | 132.012 | 0 | 34.4678 | 14.6472 | 16.4006 | 6.312 | 0 | 0.7885 | 11.88 | 0 | 78.1842 | 0 | 0 | 0 | 136.9797 | 0
555 | 24 | 24 | 1 | Friday | 2 | 138.245 | 0 | 34.5212 | 11.7686 | 14.464 | 6.312 | 0 | 0.7972 | 11.88 | 0 | 73.431 | 0 | 0 | 0 | 143.2375 | 0
556 | 24 | 24 | 1 | Friday | 3 | 141.426 | 0 | 34.5088 | 11.7686 | 14.464 | 6.312 | 0 | 0.8018 | 11.88 | 0 | 73.4233 | 0 | 0 | 0 | 146.4413 | 0
557 | 24 | 24 | 1 | Friday | 4 | 143.135 | 0 | 34.5006 | 13.0128 | 14.464 | 6.312 | 0 | 0.8043 | 11.88 | 0 | 74.6617 | 0 | 0 | 0 | 148.1745 | 0
558 | 24 | 24 | 1 | Friday | 5 | 137.109 | 0 | 34.4436 | 22.6634 | 20.5805 | 6.312 | 0 | 0.7958 | 11.88 | 0 | 90.3633 | 0 | 0 | 0 | 142.17 | 0
559 | 24 | 24 | 1 | Friday | 6 | 123.671 | 0 | 34.2569 | 44.2813 | 35.484 | 31.558 | 0 | 0.7859 | 15.12 | 0 | 129.9282 | 0 | 0 | 0 | 149.3096 | 0
560 | 24 | 24 | 1 | Friday | 7 | 112.325 | 0 | 34.1134 | 61.1578 | 46.6998 | 44.181 | 0 | 0.7812 | 15.12 | 0 | 157.8722 | 0 | 0 | 0 | 149.0843 | 0
561 | 24 | 24 | 1 | Friday | 8 | 105.816 | 0 | 34.0448 | 69.4626 | 52.1343 | 50.492 | 0 | 0.7802 | 18.72 | 0.1876 | 175.1421 | 0 | 0 | 0 | 148.9672 | 0
562 | 24 | 24 | 1 | Friday | 9 | 101.845 | 0 | 34.0291 | 71.4098 | 52.8606 | 31.558 | 0 | 0.763 | 18.72 | 1.6895 | 177.7825 | 0 | 0 | 0 | 129.3718 | 0
563 | 24 | 24 | 1 | Friday | 10 | 99.997 | 0 | 34.0543 | 64.1075 | 51.878 | 12.623 | 0 | 0.756 | 14.4 | 4.4386 | 165.1958 | 0 | 0 | 0 | 111.1137 | 0
564 | 24 | 24 | 1 | Friday | 11 | 97.271 | 0 | 34.0571 | 59.8799 | 51.878 | 12.623 | 0 | 0.7533 | 18.36 | 7.2686 | 164.9282 | 0 | 0 | 0 | 108.4506 | 0
565 | 24 | 24 | 1 | Friday | 12 | 93.954 | 0.123 | 34.1182 | 56.5628 | 51.1854 | 18.935 | 0 | 0.7576 | 18.36 | 9.0728 | 161.1171 | 0 | 0 | 0 | 110.8411 | 0
566 | 24 | 24 | 1 | Friday | 13 | 92.467 | 1.013 | 34.1119 | 58.3888 | 51.878 | 18.935 | 0 | 0.801 | 18.36 | 8.7691 | 164.6349 | 0 | 0 | 0 | 109.4869 | 0
567 | 24 | 24 | 1 | Friday | 14 | 89.405 | 0.928 | 34.0848 | 60.6697 | 51.878 | 6.312 | 0 | 0.7909 | 18.36 | 7.2497 | 166.7872 | 0 | 0 | 0 | 95.1025 | 0
568 | 24 | 24 | 1 | Friday | 15 | 84.682 | 2.626 | 34.0184 | 64.1872 | 51.878 | 6.312 | 0 | 0.8728 | 18.36 | 4.867 | 172.1559 | 0 | 0 | 0 | 90.3912 | 0
569 | 24 | 24 | 1 | Friday | 16 | 81.26 | 1.988 | 33.9965 | 67.5387 | 50.7246 | 25.246 | 0 | 0.8408 | 22.68 | 1.9154 | 177.9302 | 0 | 0 | 0 | 104.2573 | 0
570 | 24 | 24 | 1 | Friday | 17 | 84.502 | 1.184 | 34.0027 | 59.7898 | 43.0931 | 31.558 | 0 | 0.8055 | 28.8 | 0.2951 | 167.772 | 0 | 0 | 0 | 113.5624 | 0
571 | 24 | 24 | 1 | Friday | 18 | 72.484 | 1.046 | 33.8815 | 65.4399 | 51.7393 | 44.181 | 0 | 0.7904 | 30.96 | 0 | 183.9425 | 0 | 0 | 0 | 113.696 | 0
572 | 24 | 24 | 1 | Friday | 19 | 58.386 | 0.334 | 33.8242 | 70.7204 | 57.1787 | 44.181 | 0 | 0.7364 | 25.2 | 0 | 188.0207 | 0 | 0 | 0 | 100.1412 | 0
573 | 24 | 24 | 1 | Friday | 20 | 51.463 | 0.22 | 33.8221 | 75.2516 | 60.483 | 31.558 | 0 | 0.7142 | 25.2 | 0 | 195.7092 | 0 | 0 | 0 | 81.5723 | 0
574 | 24 | 24 | 1 | Friday | 21 | 52.854 | 0.008 | 33.8312 | 69.495 | 55.4564 | 18.935 | 0 | 0.7001 | 25.2 | 0 | 184.6916 | 0 | 0 | 0 | 71.0197 | 0
575 | 24 | 24 | 1 | Friday | 22 | 64.186 | 0 | 33.8894 | 49.7368 | 40.0199 | 12.623 | 0 | 0.7111 | 16.2 | 0 | 140.5571 | 0 | 0 | 0 | 76.3497 | 0
576 | 24 | 24 | 1 | Friday | 23 | 85.845 | 0 | 33.8762 | 26.9226 | 24.6242 | 12.623 | 0 | 0.7372 | 16.2 | 0 | 102.3602 | 0 | 0 | 0 | 98.065 | 0
577 | 25 | 25 | 1 | Saturday | 0 | 99.829 | 0 | 34.2091 | 18.3332 | 19.1419 | 6.312 | 0 | 0.7513 | 15.84 | 0 | 88.2756 | 0 | 0 | 0 | 105.9547 | 0
578 | 25 | 25 | 1 | Saturday | 1 | 108.458 | 0 | 34.5416 | 17.5283 | 18.3373 | 6.312 | 0 | 0.7607 | 12.6 | 0 | 83.768 | 0 | 0 | 0 | 114.5945 | 0
579 | 25 | 25 | 1 | Saturday | 2 | 118.508 | 0 | 34.6278 | 11.771 | 14.464 | 6.312 | 0 | 0.7739 | 12.6 | 0 | 74.2368 | 0 | 0 | 0 | 124.6555 | 0
580 | 25 | 25 | 1 | Saturday | 3 | 122.423 | 0 | 34.6228 | 11.771 | 14.464 | 6.312 | 0 | 0.7791 | 12.6 | 0 | 74.237 | 0 | 0 | 0 | 128.579 | 0
581 | 25 | 25 | 1 | Saturday | 4 | 123.374 | 0 | 34.6135 | 11.771 | 14.464 | 6.312 | 0 | 0.7803 | 12.6 | 0 | 74.2288 | 0 | 0 | 0 | 129.5392 | 0
582 | 25 | 25 | 1 | Saturday | 5 | 124.225 | 0 | 34.6153 | 13.0152 | 14.464 | 6.312 | 0 | 0.7815 | 12.6 | 0 | 75.476 | 0 | 0 | 0 | 130.3984 | 0
583 | 25 | 25 | 1 | Saturday | 6 | 116.256 | 0 | 34.5217 | 30.2702 | 24.9086 | 31.558 | 0 | 0.779 | 14.4 | 0 | 104.8796 | 0 | 0 | 0 | 147.2657 | 0
584 | 25 | 25 | 1 | Saturday | 7 | 116.147 | 0 | 34.4941 | 33.0666 | 26.405 | 44.181 | 0 | 0.7871 | 11.52 | 0 | 106.2727 | 0 | 0 | 0 | 159.9105 | 0
585 | 25 | 25 | 1 | Saturday | 8 | 106.077 | 0 | 34.2286 | 46.1551 | 37.4339 | 50.492 | 0 | 0.7798 | 16.2 | 0.2562 | 134.7975 | 0 | 0 | 0 | 156.5349 | 0
586 | 25 | 25 | 1 | Saturday | 9 | 100.945 | 0 | 34.1804 | 46.2202 | 37.9057 | 31.558 | 0 | 0.7611 | 16.2 | 2.6464 | 135.2673 | 0 | 0 | 0 | 132.6849 | 0
587 | 25 | 25 | 1 | Saturday | 10 | 97.461 | 0 | 34.1844 | 39.5643 | 37.2508 | 12.623 | 3.2229 | 0.757 | 15.12 | 7.3427 | 126.8764 | 0 | 0 | 0 | 110.1723 | 0
588 | 25 | 25 | 1 | Saturday | 11 | 98.474 | 0 | 34.1518 | 33.9821 | 35.3135 | 12.623 | 16.9596 | 0.7807 | 21.6 | 11.687 | 125.8281 | 4.3366 | 0 | 0 | 110.9361 | 0
589 | 25 | 25 | 1 | Saturday | 12 | 98.401 | 0 | 34.1724 | 29.8444 | 34.2247 | 18.935 | 12.8805 | 0.7762 | 23.4 | 12.1811 | 122.4178 | 0 | 0 | 0 | 116.5161 | 0
590 | 25 | 25 | 1 | Saturday | 13 | 98.696 | 0.677 | 34.1552 | 29.5643 | 33.0722 | 18.935 | 0.595 | 0.7914 | 23.4 | 9.5884 | 121.7154 | 0 | 0 | 0 | 116.673 | 0
591 | 25 | 25 | 1 | Saturday | 14 | 100.981 | 0.882 | 34.1163 | 30.3112 | 33.0722 | 6.312 | 0 | 0.8004 | 23.4 | 7.2246 | 122.6542 | 0 | 0 | 0 | 106.9902 | 0
592 | 25 | 25 | 1 | Saturday | 15 | 102.393 | 0.851 | 34.1086 | 33.9755 | 33.0722 | 6.312 | 0 | 0.8005 | 23.4 | 4.7165 | 126.277 | 0 | 0 | 0 | 108.4131 | 0
593 | 25 | 25 | 1 | Saturday | 16 | 104.666 | 0.851 | 34.0907 | 37.2336 | 33.0722 | 25.246 | 0 | 0.8089 | 23.4 | 2.1235 | 129.5261 | 0 | 0 | 0 | 128.8697 | 0
594 | 25 | 25 | 1 | Saturday | 17 | 103.294 | 0.715 | 34.0773 | 35.4248 | 32.9581 | 31.558 | 0 | 0.8028 | 27 | 0.3558 | 131.0361 | 0 | 0 | 0 | 133.7744 | 0
595 | 25 | 25 | 1 | Saturday | 18 | 83.699 | 0.154 | 33.9252 | 55.5841 | 46.5147 | 44.181 | 0 | 0.7579 | 28.8 | 0 | 165.7482 | 0 | 0 | 0 | 126.7513 | 0
596 | 25 | 25 | 1 | Saturday | 19 | 73.455 | 0.017 | 33.8241 | 61.3403 | 50.3878 | 44.181 | 0 | 0.7385 | 28.8 | 0 | 175.1095 | 0 | 0 | 0 | 116.914 | 0
597 | 25 | 25 | 1 | Saturday | 20 | 71.283 | 0.004 | 33.8199 | 61.3343 | 50.3878 | 31.558 | 0 | 0.7272 | 27 | 0 | 173.2735 | 0 | 0 | 0 | 102.5421 | 0
598 | 25 | 25 | 1 | Saturday | 21 | 68.58 | 0 | 33.8194 | 61.3343 | 50.3878 | 18.935 | 0 | 0.7187 | 27 | 0 | 173.2602 | 0 | 0 | 0 | 87.4053 | 0
599 | 25 | 25 | 1 | Saturday | 22 | 75.44 | 0 | 33.8645 | 49.2003 | 40.077 | 12.623 | 0 | 0.7248 | 19.8 | 0 | 143.6667 | 0 | 0 | 0 | 88.0242 | 0
600 | 25 | 25 | 1 | Saturday | 23 | 93.858 | 0 | 33.9821 | 28.1779 | 24.6242 | 12.623 | 0 | 0.7485 | 19.8 | 0 | 107.3327 | 0 | 0 | 0 | 106.4822 | 0
601 | 26 | 26 | 1 | Sunday | 0 | 97.877 | 0 | 34.1117 | 24.1043 | 23.0149 | 6.312 | 0 | 0.7526 | 19.8 | 0 | 101.7835 | 0 | 0 | 0 | 104.198 | 0
602 | 26 | 26 | 1 | Sunday | 1 | 98.812 | 0 | 34.3276 | 23.3102 | 22.2101 | 6.312 | 0 | 0.7548 | 19.8 | 0 | 100.4028 | 0 | 0 | 0 | 105.139 | 0
603 | 26 | 26 | 1 | Sunday | 2 | 99.814 | 0 | 34.3667 | 17.5379 | 18.3373 | 6.312 | 0 | 0.7591 | 15.48 | 0 | 86.481 | 0 | 0 | 0 | 106.1469 | 0
604 | 26 | 26 | 1 | Sunday | 3 | 99.295 | 0 | 34.3506 | 17.5379 | 18.3373 | 6.312 | 0 | 0.7601 | 15.48 | 0 | 86.4659 | 0 | 0 | 0 | 105.6331 | 0
605 | 26 | 26 | 1 | Sunday | 4 | 95.659 | 0 | 34.3186 | 17.5379 | 18.3373 | 6.312 | 0 | 0.7576 | 15.48 | 0 | 86.4313 | 0 | 0 | 0 | 102.0016 | 0
606 | 26 | 26 | 1 | Sunday | 5 | 89.116 | 0 | 34.3049 | 18.7817 | 18.3373 | 6.312 | 0 | 0.7524 | 15.48 | 0 | 87.6562 | 0 | 0 | 0 | 95.4618 | 0
607 | 26 | 26 | 1 | Sunday | 6 | 75.659 | 0 | 34.2156 | 26.931 | 24.6242 | 31.558 | 0 | 0.7463 | 18.72 | 0 | 105.2371 | 0 | 0 | 0 | 107.5073 | 0
608 | 26 | 26 | 1 | Sunday | 7 | 64.163 | 0 | 34.1659 | 34.2491 | 29.9942 | 44.181 | 0 | 0.7418 | 18.72 | 0 | 117.871 | 0 | 0 | 0 | 109.0052 | 0
609 | 26 | 26 | 1 | Sunday | 8 | 66.318 | 0 | 33.9784 | 37.4418 | 33.2132 | 50.492 | 0 | 0.7486 | 23.4 | 0.0939 | 128.7819 | 0 | 0 | 0 | 117.918 | 0
610 | 26 | 26 | 1 | Sunday | 9 | 73.196 | 0 | 33.9583 | 31.6834 | 29.3396 | 31.558 | 0 | 0.742 | 23.4 | 0.7853 | 119.1233 | 0 | 0 | 0 | 105.5928 | 0
611 | 26 | 26 | 1 | Sunday | 10 | 70.077 | 0 | 33.9501 | 34.4828 | 32.5586 | 12.623 | 0 | 0.7319 | 19.08 | 1.7739 | 120.8034 | 0 | 0 | 0 | 83.047 | 0
612 | 26 | 26 | 1 | Sunday | 11 | 68.596 | 0 | 33.9623 | 33.3341 | 32.5586 | 12.623 | 0 | 0.7321 | 21.6 | 2.7518 | 122.1871 | 0 | 0 | 0 | 81.582 | 0
613 | 26 | 26 | 1 | Sunday | 12 | 64.66 | 0 | 33.9413 | 32.7255 | 33.0367 | 18.935 | 0 | 0.7302 | 19.08 | 3.3688 | 119.5138 | 0 | 0 | 0 | 84.1753 | 0
614 | 26 | 26 | 1 | Sunday | 13 | 70.231 | 0 | 33.9691 | 27.5495 | 29.1634 | 18.935 | 0 | 0.7374 | 18.36 | 3.1137 | 109.7794 | 0 | 0 | 0 | 89.792 | 0
615 | 26 | 26 | 1 | Sunday | 14 | 71.695 | 0 | 33.9633 | 28.5101 | 29.1634 | 6.312 | 0 | 0.736 | 18 | 2.4249 | 110.3729 | 0 | 0 | 0 | 78.2155 | 0
616 | 26 | 26 | 1 | Sunday | 15 | 70.578 | 0 | 33.9421 | 29.3749 | 29.1634 | 6.312 | 0 | 0.7346 | 15.84 | 1.5447 | 109.0551 | 0 | 0 | 0 | 77.1009 | 0
617 | 26 | 26 | 1 | Sunday | 16 | 67.838 | 0 | 33.9264 | 27.9569 | 27.5539 | 25.246 | 0 | 0.7365 | 23.04 | 0.6106 | 113.2137 | 0 | 0 | 0 | 94.009 | 0
618 | 26 | 26 | 1 | Sunday | 17 | 66.63 | 0 | 33.9233 | 26.7113 | 26.399 | 31.558 | 0 | 0.7375 | 22.32 | 0.0933 | 110.0911 | 0 | 0 | 0 | 99.4426 | 0
619 | 26 | 26 | 1 | Sunday | 18 | 51.998 | 0 | 33.8752 | 43.9889 | 38.0184 | 44.181 | 0 | 0.7266 | 23.4 | 0 | 140.0092 | 0 | 0 | 0 | 98.0886 | 0
620 | 26 | 26 | 1 | Sunday | 19 | 33.217 | 0 | 33.7473 | 55.5005 | 45.7644 | 44.181 | 0 | 0.7024 | 22.68 | 0 | 158.3947 | 0 | 0 | 0 | 79.4166 | 0
621 | 26 | 26 | 1 | Sunday | 20 | 22.843 | 0 | 33.7272 | 60.0165 | 49.6381 | 31.558 | 0 | 0.681 | 22.68 | 0 | 166.7428 | 0 | 0 | 0 | 55.8396 | 0
622 | 26 | 26 | 1 | Sunday | 21 | 25.027 | 0 | 33.7321 | 48.5011 | 41.8913 | 18.935 | 0 | 0.679 | 22.68 | 0 | 147.4834 | 0 | 0 | 0 | 44.8074 | 0
623 | 26 | 26 | 1 | Sunday | 22 | 31.163 | 0 | 33.7466 | 40.3665 | 35.5897 | 12.623 | 0 | 0.6852 | 14.4 | 0 | 124.788 | 0 | 0 | 0 | 44.3582 | 0
624 | 26 | 26 | 1 | Sunday | 23 | 40.044 | 0 | 33.7805 | 25.6748 | 24.6242 | 12.623 | 0 | 0.6967 | 14.4 | 0 | 99.1763 | 0 | 0 | 0 | 53.2762 | 0
625 | 27 | 27 | 1 | Monday | 0 | 45.297 | 0 | 33.963 | 17.5343 | 18.3373 | 6.312 | 0 | 0.7019 | 14.4 | 0 | 84.9365 | 0 | 0 | 0 | 51.9133 | 0
626 | 27 | 27 | 1 | Monday | 1 | 48.37 | 0 | 34.6398 | 14.6472 | 16.4006 | 6.312 | 0 | 0.7059 | 11.88 | 0 | 78.2735 | 0 | 0 | 0 | 54.9927 | 0
627 | 27 | 27 | 1 | Monday | 2 | 54.416 | 0 | 34.7871 | 11.7686 | 14.464 | 6.312 | 0 | 0.7137 | 11.88 | 0 | 73.6134 | 0 | 0 | 0 | 61.0464 | 0
628 | 27 | 27 | 1 | Monday | 3 | 56.31 | 0 | 34.8065 | 11.7686 | 14.464 | 6.312 | 0 | 0.7161 | 11.88 | 0 | 73.6353 | 0 | 0 | 0 | 62.9441 | 0
629 | 27 | 27 | 1 | Monday | 4 | 58.44 | 0 | 34.7624 | 13.0128 | 14.464 | 6.312 | 0 | 0.7189 | 11.88 | 0 | 74.8382 | 0 | 0 | 0 | 65.078 | 0
630 | 27 | 27 | 1 | Monday | 5 | 52.903 | 0 | 34.7177 | 22.6634 | 20.5805 | 6.312 | 0 | 0.7119 | 11.88 | 0 | 90.5535 | 0 | 0 | 0 | 59.5369 | 0
631 | 27 | 27 | 1 | Monday | 6 | 41.892 | 0 | 34.3575 | 44.2813 | 35.484 | 31.558 | 0 | 0.7064 | 15.12 | 0 | 129.9492 | 0 | 0 | 0 | 75.1731 | 0
632 | 27 | 27 | 1 | Monday | 7 | 35.464 | 0 | 33.9072 | 61.1578 | 46.6998 | 44.181 | 0 | 0.7073 | 15.12 | 0 | 157.592 | 0 | 0 | 0 | 82.1918 | 0
633 | 27 | 27 | 1 | Monday | 8 | 32.614 | 0 | 34.004 | 69.4626 | 52.1343 | 50.492 | 0 | 0.7097 | 18.72 | 0.0846 | 175.0307 | 0 | 0 | 0 | 86.1708 | 0
634 | 27 | 27 | 1 | Monday | 9 | 31.666 | 0 | 34.2219 | 71.8395 | 52.8606 | 31.558 | 0 | 0.695 | 18.72 | 0.7319 | 178.3369 | 0 | 0 | 0 | 65.1347 | 0
635 | 27 | 27 | 1 | Monday | 10 | 32.611 | 0 | 34.4083 | 67.5113 | 51.878 | 12.623 | 0 | 0.6898 | 14.4 | 1.8153 | 168.8874 | 0 | 0 | 0 | 45.9591 | 0
636 | 27 | 27 | 1 | Monday | 11 | 29.964 | 0.108 | 34.4653 | 65.869 | 51.878 | 12.623 | 0 | 0.692 | 18.36 | 2.9322 | 171.3808 | 0 | 0 | 0 | 43.3075 | 0
637 | 27 | 27 | 1 | Monday | 12 | 27.439 | 2.573 | 34.3865 | 63.0839 | 51.1854 | 18.935 | 0 | 0.8161 | 18.36 | 3.6114 | 170.6144 | 0 | 0 | 0 | 47.4919 | 0
638 | 27 | 27 | 1 | Monday | 13 | 26.47 | 2.571 | 34.4368 | 64.0489 | 51.878 | 18.935 | 0.4212 | 0.815 | 18.36 | 4.005 | 172.3189 | 0 | 0 | 0 | 46.5272 | 0
639 | 27 | 27 | 1 | Monday | 14 | 25.764 | 2.612 | 34.3355 | 64.3588 | 51.878 | 6.312 | 0.6809 | 0.7563 | 18.36 | 3.9891 | 172.5133 | 0 | 0 | 0 | 32.4157 | 0
640 | 27 | 27 | 1 | Monday | 15 | 24.267 | 3.012 | 34.2277 | 66.2407 | 51.878 | 6.312 | 0 | 0.7453 | 18.36 | 2.8475 | 174.7087 | 0 | 0 | 0 | 30.917 | 0
641 | 27 | 27 | 1 | Monday | 16 | 22.189 | 2.746 | 34.0969 | 67.9192 | 50.7246 | 25.246 | 0 | 0.8199 | 22.68 | 1.1905 | 179.2107 | 0 | 0 | 0 | 48.9299 | 0
642 | 27 | 27 | 1 | Monday | 17 | 23.501 | 2.013 | 34.0293 | 59.7898 | 43.0931 | 31.558 | 0 | 0.7863 | 28.8 | 0.2106 | 168.6755 | 0 | 0 | 0 | 57.0218 | 0
643 | 27 | 27 | 1 | Monday | 18 | 16.256 | 2.494 | 33.9106 | 65.4399 | 51.7393 | 44.181 | 0 | 0.8085 | 30.96 | 0 | 185.5559 | 0 | 0 | 0 | 63.3076 | 0
644 | 27 | 27 | 1 | Monday | 19 | 12.941 | 1.942 | 33.9785 | 70.7204 | 57.1787 | 44.181 | 0 | 0.7752 | 25.2 | 0 | 189.9535 | 0 | 0 | 0 | 60.0502 | 0
645 | 27 | 27 | 1 | Monday | 20 | 12.182 | 1.736 | 33.987 | 75.2516 | 60.483 | 31.558 | 0 | 0.7557 | 25.2 | 0 | 197.5546 | 0 | 0 | 0 | 45.7761 | 0
646 | 27 | 27 | 1 | Monday | 21 | 12.461 | 0.676 | 33.9613 | 69.495 | 55.4564 | 18.935 | 0 | 0.6447 | 25.2 | 0 | 185.4885 | 0 | 0 | 0 | 32.5567 | 0
647 | 27 | 27 | 1 | Monday | 22 | 15.689 | 0.05 | 33.7881 | 49.7368 | 40.0199 | 12.623 | 0 | 0.6013 | 16.2 | 0 | 140.3997 | 0 | 0 | 0 | 29.0904 | 0
648 | 27 | 27 | 1 | Monday | 23 | 22.554 | 0 | 33.8726 | 26.9226 | 24.6242 | 12.623 | 0 | 0.6633 | 16.2 | 0 | 102.2827 | 0 | 0 | 0 | 35.963 | 0
649 | 28 | 28 | 1 | Tuesday | 0 | 29.499 | 0 | 34.0383 | 17.5343 | 18.3373 | 6.312 | 0 | 0.6637 | 14.4 | 0 | 84.9736 | 0 | 0 | 0 | 36.2044 | 0
650 | 28 | 28 | 1 | Tuesday | 1 | 33.971 | 0 | 35.0824 | 14.6472 | 16.4006 | 6.312 | 0 | 0.6862 | 11.88 | 0 | 78.6964 | 0 | 0 | 0 | 40.685 | 0
651 | 28 | 28 | 1 | Tuesday | 2 | 37.923 | 0 | 35.5195 | 11.7686 | 14.464 | 6.312 | 0 | 0.6902 | 11.88 | 0 | 74.3224 | 0 | 0 | 0 | 44.6456 | 0
652 | 28 | 28 | 1 | Tuesday | 3 | 41.577 | 0 | 35.5514 | 11.7686 | 14.464 | 6.312 | 0 | 0.6944 | 11.88 | 0 | 74.3585 | 0 | 0 | 0 | 48.3068 | 0
653 | 28 | 28 | 1 | Tuesday | 4 | 43.181 | 0 | 35.5439 | 13.0128 | 14.464 | 6.312 | 0 | 0.6963 | 11.88 | 0 | 75.597 | 0 | 0 | 0 | 49.9128 | 0
654 | 28 | 28 | 1 | Tuesday | 5 | 41.364 | 0 | 35.4383 | 22.6634 | 20.5805 | 6.312 | 0 | 0.6945 | 11.88 | 0 | 91.2567 | 0 | 0 | 0 | 48.0937 | 0
655 | 28 | 28 | 1 | Tuesday | 6 | 33.416 | 0 | 35.1099 | 44.2813 | 35.484 | 31.558 | 0 | 0.6938 | 15.12 | 0 | 130.689 | 0 | 0 | 0 | 67.2021 | 0
656 | 28 | 28 | 1 | Tuesday | 7 | 29.828 | 0 | 34.9689 | 61.1578 | 46.6998 | 44.181 | 0 | 0.6978 | 15.12 | 0 | 158.6443 | 0 | 0 | 0 | 77.233 | 0
657 | 28 | 28 | 1 | Tuesday | 8 | 28.019 | 0 | 35.0246 | 69.4626 | 52.1343 | 50.492 | 0 | 0.7008 | 18.72 | 0.1121 | 176.0424 | 0 | 0 | 0 | 82.2879 | 0
658 | 28 | 28 | 1 | Tuesday | 9 | 26.635 | 0 | 35.1193 | 71.8351 | 52.8606 | 31.558 | 0 | 0.6854 | 18.72 | 0.9253 | 179.2204 | 0 | 0 | 0 | 60.5017 | 0
659 | 28 | 28 | 1 | Tuesday | 10 | 27.993 | 0 | 35.1311 | 67.3765 | 51.878 | 12.623 | 0 | 0.6818 | 14.4 | 1.9735 | 169.4674 | 0 | 0 | 0 | 41.4832 | 0
660 | 28 | 28 | 1 | Tuesday | 11 | 29.83 | 0 | 34.9489 | 65.7704 | 51.878 | 12.623 | 0 | 0.6861 | 18.36 | 2.9498 | 171.6434 | 0 | 0 | 0 | 43.3295 | 0
661 | 28 | 28 | 1 | Tuesday | 12 | 28.463 | 0.493 | 34.9336 | 62.4585 | 51.1854 | 18.935 | 0 | 0.7112 | 18.36 | 3.9084 | 168.1813 | 0 | 0 | 0 | 48.7485 | 0
662 | 28 | 28 | 1 | Tuesday | 13 | 26.48 | 2.36 | 34.8735 | 63.7436 | 51.878 | 18.935 | 0 | 0.8039 | 18.36 | 4.1425 | 172.2111 | 0 | 0 | 0 | 46.7615 | 0
663 | 28 | 28 | 1 | Tuesday | 14 | 25.923 | 2.209 | 34.8591 | 65.1224 | 51.878 | 6.312 | 0 | 0.7394 | 18.36 | 3.4441 | 173.3477 | 0 | 0 | 0 | 32.656 | 0
664 | 28 | 28 | 1 | Tuesday | 15 | 25.083 | 2.546 | 34.823 | 66.8995 | 51.878 | 6.312 | 0 | 0.7395 | 18.36 | 2.4271 | 175.453 | 0 | 0 | 0 | 31.8163 | 0
665 | 28 | 28 | 1 | Tuesday | 16 | 24.116 | 2.257 | 34.7704 | 67.9592 | 50.7246 | 25.246 | 0 | 0.7973 | 22.68 | 1.0924 | 179.372 | 0 | 0 | 0 | 51.1961 | 0
666 | 28 | 28 | 1 | Tuesday | 17 | 26.002 | 1.464 | 34.7732 | 59.7898 | 43.0931 | 31.558 | 0 | 0.7613 | 28.8 | 0.2043 | 168.8002 | 0 | 0 | 0 | 59.9244 | 0
667 | 28 | 28 | 1 | Tuesday | 18 | 23.665 | 1.271 | 34.5648 | 65.4399 | 51.7393 | 44.181 | 0 | 0.7552 | 30.96 | 0 | 184.8333 | 0 | 0 | 0 | 71.2639 | 0
668 | 28 | 28 | 1 | Tuesday | 19 | 20.627 | 1.245 | 33.8855 | 70.7204 | 57.1787 | 44.181 | 0 | 0.7495 | 25.2 | 0 | 189.0808 | 0 | 0 | 0 | 68.2474 | 0
669 | 28 | 28 | 1 | Tuesday | 20 | 18.374 | 1.058 | 33.8544 | 75.2516 | 60.483 | 31.558 | 0 | 0.7289 | 25.2 | 0 | 196.6626 | 0 | 0 | 0 | 52.3235 | 0
670 | 28 | 28 | 1 | Tuesday | 21 | 21.671 | 0.494 | 33.771 | 69.495 | 55.4564 | 18.935 | 0 | 0.6983 | 25.2 | 0 | 185.1544 | 0 | 0 | 0 | 41.9896 | 0
671 | 28 | 28 | 1 | Tuesday | 22 | 32.166 | 0.028 | 33.7765 | 49.7368 | 40.0199 | 12.623 | 0 | 0.6834 | 16.2 | 0 | 140.447 | 0 | 0 | 0 | 45.7249 | 0
672 | 28 | 28 | 1 | Tuesday | 23 | 50.464 | 0 | 34.1944 | 26.9226 | 24.6242 | 12.623 | 0 | 0.6998 | 16.2 | 0 | 102.641 | 0 | 0 | 0 | 64.0711 | 0
673 | 29 | 29 | 1 | Wednesday | 0 | 66.011 | 0 | 34.7569 | 17.5343 | 18.3373 | 6.312 | 0 | 0.7143 | 14.4 | 0 | 85.7428 | 0 | 0 | 0 | 72.8213 | 0
674 | 29 | 29 | 1 | Wednesday | 1 | 70.627 | 0 | 35.1362 | 14.6472 | 16.4006 | 6.312 | 0 | 0.7192 | 11.88 | 0 | 78.7833 | 0 | 0 | 0 | 77.4402 | 0
675 | 29 | 29 | 1 | Wednesday | 2 | 86.4 | 0 | 35.0846 | 11.7686 | 14.464 | 6.312 | 0 | 0.7377 | 11.88 | 0 | 73.9349 | 0 | 0 | 0 | 93.2206 | 0
676 | 29 | 29 | 1 | Wednesday | 3 | 92.852 | 0 | 34.9344 | 11.7686 | 14.464 | 6.312 | 0 | 0.746 | 11.88 | 0 | 73.7931 | 0 | 0 | 0 | 99.6753 | 0
677 | 29 | 29 | 1 | Wednesday | 4 | 89.871 | 0 | 34.7444 | 13.0128 | 14.464 | 6.312 | 0 | 0.7456 | 11.88 | 0 | 74.8468 | 0 | 0 | 0 | 96.6922 | 0
678 | 29 | 29 | 1 | Wednesday | 5 | 80.736 | 0 | 34.6801 | 22.6634 | 20.5805 | 6.312 | 0 | 0.7359 | 11.88 | 0 | 90.5399 | 0 | 0 | 0 | 87.5519 | 0
679 | 29 | 29 | 1 | Wednesday | 6 | 69.207 | 0 | 34.4565 | 44.2813 | 35.484 | 31.558 | 0 | 0.7304 | 15.12 | 0 | 130.0722 | 0 | 0 | 0 | 103.3354 | 0
680 | 29 | 29 | 1 | Wednesday | 7 | 62.424 | 0 | 34.313 | 61.1578 | 46.6998 | 44.181 | 0 | 0.7316 | 15.12 | 0 | 158.0222 | 0 | 0 | 0 | 110.247 | 0
681 | 29 | 29 | 1 | Wednesday | 8 | 58.98 | 0 | 34.3362 | 69.4164 | 52.1343 | 50.492 | 0 | 0.7341 | 18.72 | 0.433 | 175.3411 | 0 | 0 | 0 | 113.6787 | 0
682 | 29 | 29 | 1 | Wednesday | 9 | 54.074 | 0 | 34.3688 | 67.8031 | 52.8606 | 31.558 | 11.0985 | 0.7343 | 18.72 | 5.23 | 174.4867 | 0 | 0 | 0 | 88.0474 | 0
683 | 29 | 29 | 1 | Wednesday | 10 | 52.701 | 0 | 34.3918 | 61.0377 | 51.878 | 12.623 | 48.5357 | 0.7873 | 14.4 | 14.1528 | 162.4947 | 35.9127 | 0 | 0 | 65.4867 | 0
684 | 29 | 29 | 1 | Wednesday | 11 | 50.313 | 0 | 34.3838 | 58.5839 | 51.878 | 12.623 | 68.8122 | 0.8176 | 18.36 | 20.9098 | 164.0232 | 56.1892 | 0 | 0 | 61.5506 | 0
685 | 29 | 29 | 1 | Wednesday | 12 | 46.614 | 0.232 | 34.4268 | 54.2767 | 51.1854 | 18.935 | 70.669 | 0.8317 | 18.36 | 23.4437 | 159.3321 | 51.734 | 0 | 0 | 60.8374 | 0
686 | 29 | 29 | 1 | Wednesday | 13 | 42.501 | 1.688 | 34.3848 | 57.0523 | 51.878 | 18.935 | 57.655 | 0.8818 | 18.36 | 22.4532 | 164.3825 | 38.72 | 0 | 0 | 54.4138 | 0
687 | 29 | 29 | 1 | Wednesday | 14 | 39.413 | 2.278 | 34.33 | 58.7408 | 51.878 | 6.312 | 28.3343 | 0.8578 | 18.36 | 17.034 | 166.6297 | 22.0223 | 0 | 0 | 42.8742 | 0
688 | 29 | 29 | 1 | Wednesday | 15 | 36.233 | 2.609 | 34.2812 | 61.0267 | 51.878 | 6.312 | 1.3356 | 0.8279 | 18.36 | 9.2456 | 169.1955 | 0 | 0 | 0 | 39.5716 | 0
689 | 29 | 29 | 1 | Wednesday | 16 | 34.191 | 2.252 | 34.2355 | 66.8997 | 50.7246 | 25.246 | 0 | 0.8102 | 22.68 | 2.6556 | 177.7856 | 0 | 0 | 0 | 47.9963 | 0
690 | 29 | 29 | 1 | Wednesday | 17 | 37.939 | 1.388 | 34.2665 | 59.7898 | 43.0931 | 31.558 | 0 | 0.773 | 28.8 | 0.4353 | 168.2232 | 0 | 0 | 0 | 56.1309 | 0
691 | 29 | 29 | 1 | Wednesday | 18 | 31.665 | 1.218 | 34.1096 | 65.4399 | 51.7393 | 44.181 | 0 | 0.7627 | 30.96 | 0 | 184.3283 | 0 | 0 | 0 | 58.7257 | 0
692 | 29 | 29 | 1 | Wednesday | 19 | 24.594 | 1.112 | 33.7854 | 70.7204 | 57.1787 | 44.181 | 0 | 0.7472 | 25.2 | 0 | 188.8343 | 0 | 0 | 0 | 53.3334 | 0
693 | 29 | 29 | 1 | Wednesday | 20 | 21.197 | 1.054 | 33.837 | 75.2516 | 60.483 | 31.558 | 0 | 0.7308 | 25.2 | 0 | 196.6423 | 0 | 0 | 0 | 42.6369 | 0
694 | 29 | 29 | 1 | Wednesday | 21 | 24.885 | 0.501 | 33.7657 | 69.495 | 55.4564 | 18.935 | 0 | 0.7007 | 25.2 | 0 | 185.159 | 0 | 0 | 0 | 38.091 | 0
695 | 29 | 29 | 1 | Wednesday | 22 | 39.252 | 0.029 | 33.7948 | 49.7368 | 40.0199 | 12.623 | 0 | 0.6894 | 16.2 | 0 | 140.4722 | 0 | 0 | 0 | 48.2277 | 0
696 | 29 | 29 | 1 | Wednesday | 23 | 60.743 | 0 | 34.0067 | 26.9226 | 24.6242 | 12.623 | 0 | 0.7113 | 16.2 | 0 | 102.4648 | 0 | 0 | 0 | 69.8659 | 0
697 | 30 | 30 | 1 | Thursday | 0 | 75.279 | 0 | 34.4124 | 17.5343 | 18.3373 | 6.312 | 0 | 0.7253 | 14.4 | 0 | 85.4092 | 0 | 0 | 0 | 79.8873 | 0
698 | 30 | 30 | 1 | Thursday | 1 | 84.034 | 0 | 34.8128 | 14.6472 | 16.4006 | 6.312 | 0 | 0.734 | 11.88 | 0 | 78.4747 | 0 | 0 | 0 | 88.6738 | 0
699 | 30 | 30 | 1 | Thursday | 2 | 92.007 | 0 | 34.8751 | 11.7686 | 14.464 | 6.312 | 0 | 0.7439 | 11.88 | 0 | 73.7316 | 0 | 0 | 0 | 96.6765 | 0
700 | 30 | 30 | 1 | Thursday | 3 | 96.795 | 0 | 34.844 | 11.7686 | 14.464 | 6.312 | 0 | 0.7499 | 11.88 | 0 | 73.7066 | 0 | 0 | 0 | 101.4933 | 0
701 | 30 | 30 | 1 | Thursday | 4 | 101.507 | 0 | 34.6844 | 13.0128 | 14.464 | 6.312 | 0 | 0.7563 | 11.88 | 0 | 74.7975 | 0 | 0 | 0 | 106.2336 | 0
702 | 30 | 30 | 1 | Thursday | 5 | 97.366 | 0 | 34.5589 | 22.6634 | 20.5805 | 6.312 | 0 | 0.7514 | 11.88 | 0 | 90.4342 | 0 | 0 | 0 | 102.118 | 0
703 | 30 | 30 | 1 | Thursday | 6 | 85.188 | 0 | 34.3414 | 44.2813 | 35.484 | 31.558 | 0 | 0.745 | 15.12 | 0 | 129.9717 | 0 | 0 | 0 | 109.3406 | 0
704 | 30 | 30 | 1 | Thursday | 7 | 75.071 | 0 | 34.2149 | 61.1578 | 46.6998 | 44.181 | 0 | 0.7433 | 15.12 | 0 | 157.9358 | 0 | 0 | 0 | 109.8933 | 0
705 | 30 | 30 | 1 | Thursday | 8 | 68.104 | 0 | 34.1911 | 69.461 | 52.1343 | 50.492 | 0 | 0.7428 | 18.72 | 0.3501 | 175.2493 | 0 | 0 | 0 | 109.2269 | 0
706 | 30 | 30 | 1 | Thursday | 9 | 66.794 | 0 | 34.2208 | 69.374 | 52.8606 | 31.558 | 0 | 0.7282 | 18.72 | 3.1505 | 175.9035 | 0 | 0 | 0 | 93.1369 | 0
707 | 30 | 30 | 1 | Thursday | 10 | 65.062 | 0 | 34.2525 | 59.873 | 51.878 | 12.623 | 0 | 0.7219 | 14.4 | 7.3001 | 161.1254 | 0 | 0 | 0 | 75.7179 | 0
708 | 30 | 30 | 1 | Thursday | 11 | 57.033 | 0 | 34.2587 | 56.3691 | 51.878 | 12.623 | 1.1385 | 0.7168 | 18.36 | 10.5832 | 161.5826 | 0 | 0 | 0 | 67.7479 | 0
709 | 30 | 30 | 1 | Thursday | 12 | 49.642 | 0.202 | 34.3203 | 53.9533 | 51.1854 | 18.935 | 10.0161 | 0.736 | 18.36 | 13.2776 | 158.7735 | 0 | 0 | 0 | 65.6525 | 0
710 | 30 | 30 | 1 | Thursday | 13 | 43.914 | 1.054 | 34.2973 | 55.1881 | 51.878 | 18.935 | 20.8441 | 0.7916 | 18.36 | 15.3667 | 161.6547 | 1.9091 | 0 | 0 | 59.4588 | 0
711 | 30 | 30 | 1 | Thursday | 14 | 42.159 | 2.521 | 34.2362 | 55.701 | 51.878 | 6.312 | 19.4289 | 0.86 | 18.36 | 14.2466 | 163.7619 | 13.1169 | 0 | 0 | 47.0891 | 0
712 | 30 | 30 | 1 | Thursday | 15 | 40.861 | 2.433 | 34.2016 | 58.1384 | 51.878 | 6.312 | 4.0121 | 0.829 | 18.36 | 9.2898 | 166.0383 | 0 | 0 | 0 | 45.6563 | 0
713 | 30 | 30 | 1 | Thursday | 16 | 37.796 | 2.114 | 34.164 | 65.8757 | 50.7246 | 25.246 | 0 | 0.8077 | 22.68 | 3.2326 | 176.5386 | 0 | 0 | 0 | 57.234 | 0
714 | 30 | 30 | 1 | Thursday | 17 | 40.704 | 1.318 | 34.1718 | 59.7898 | 43.0931 | 31.558 | 0 | 0.7726 | 28.8 | 0.589 | 168.0526 | 0 | 0 | 0 | 65.5632 | 0
715 | 30 | 30 | 1 | Thursday | 18 | 35.292 | 1.157 | 34.0479 | 65.4399 | 51.7393 | 44.181 | 0 | 0.763 | 30.96 | 0 | 184.2008 | 0 | 0 | 0 | 71.049 | 0
716 | 30 | 30 | 1 | Thursday | 19 | 26.133 | 0.868 | 33.782 | 70.7204 | 57.1787 | 44.181 | 0 | 0.7362 | 25.2 | 0 | 188.5565 | 0 | 0 | 0 | 62.8564 | 0
717 | 30 | 30 | 1 | Thursday | 20 | 21.087 | 1.051 | 33.747 | 75.2516 | 60.483 | 31.558 | 0 | 0.7306 | 25.2 | 0 | 196.5485 | 0 | 0 | 0 | 47.8115 | 0
718 | 30 | 30 | 1 | Thursday | 21 | 23.348 | 0.496 | 33.7608 | 69.495 | 55.4564 | 18.935 | 0 | 0.6997 | 25.2 | 0 | 185.1489 | 0 | 0 | 0 | 39.5544 | 0
719 | 30 | 30 | 1 | Thursday | 22 | 32.469 | 0.028 | 33.7954 | 49.7368 | 40.0199 | 12.623 | 0 | 0.6844 | 16.2 | 0 | 140.4671 | 0 | 0 | 0 | 43.3697 | 0
720 | 30 | 30 | 1 | Thursday | 23 | 47.876 | 0 | 33.9088 | 26.9226 | 24.6242 | 12.623 | 0 | 0.7013 | 16.2 | 0 | 102.3568 | 0 | 0 | 0 | 58.8797 | 0
721 | 31 | 31 | 1 | Friday | 0 | 59.12 | 0 | 34.3416 | 17.5343 | 18.3373 | 6.312 | 0 | 0.7124 | 14.4 | 0 | 85.3255 | 0 | 0 | 0 | 64.6512 | 0
722 | 31 | 31 | 1 | Friday | 1 | 64.82 | 0 | 34.7669 | 14.6472 | 16.4006 | 6.312 | 0 | 0.7183 | 11.88 | 0 | 78.4131 | 0 | 0 | 0 | 70.3703 | 0
723 | 31 | 31 | 1 | Friday | 2 | 72.103 | 0 | 34.8586 | 11.7686 | 14.464 | 6.312 | 0 | 0.727 | 11.88 | 0 | 73.6982 | 0 | 0 | 0 | 77.6733 | 0
724 | 31 | 31 | 1 | Friday | 3 | 75.485 | 0 | 34.8735 | 11.7686 | 14.464 | 6.312 | 0 | 0.7304 | 11.88 | 0 | 73.7165 | 0 | 0 | 0 | 81.073 | 0
725 | 31 | 31 | 1 | Friday | 4 | 77.983 | 0 | 34.8513 | 13.0128 | 14.464 | 6.312 | 0 | 0.7332 | 11.88 | 0 | 74.9413 | 0 | 0 | 0 | 83.5876 | 0
726 | 31 | 31 | 1 | Friday | 5 | 73.502 | 0 | 34.7969 | 22.6634 | 20.5805 | 6.312 | 0 | 0.7279 | 11.88 | 0 | 90.6487 | 0 | 0 | 0 | 79.1197 | 0
727 | 31 | 31 | 1 | Friday | 6 | 62.941 | 0 | 34.5659 | 44.2813 | 35.484 | 31.558 | 0 | 0.7237 | 15.12 | 0 | 130.1748 | 0 | 0 | 0 | 91.2817 | 0
728 | 31 | 31 | 1 | Friday | 7 | 56.694 | 0 | 34.4246 | 61.1578 | 46.6998 | 44.181 | 0 | 0.7254 | 15.12 | 0 | 158.1276 | 0 | 0 | 0 | 96.9788 | 0
729 | 31 | 31 | 1 | Friday | 8 | 52.967 | 0 | 34.4333 | 69.4625 | 52.1343 | 50.492 | 0 | 0.7275 | 18.72 | 0.3277 | 175.4777 | 0 | 0 | 0 | 99.7957 | 0
730 | 31 | 31 | 1 | Friday | 9 | 50.595 | 0 | 34.4744 | 69.8844 | 52.8606 | 31.558 | 0 | 0.7119 | 18.72 | 2.9415 | 176.6512 | 0 | 0 | 0 | 80.2132 | 0
731 | 31 | 31 | 1 | Friday | 10 | 49.85 | 0 | 34.5043 | 60.9885 | 51.878 | 12.623 | 0.879 | 0.7076 | 14.4 | 7.2405 | 162.4783 | 0 | 0 | 0 | 61.7454 | 0
732 | 31 | 31 | 1 | Friday | 11 | 43.578 | 0 | 34.4934 | 58.2204 | 51.878 | 12.623 | 14.0779 | 0.7234 | 18.36 | 11.3422 | 163.6752 | 1.4549 | 0 | 0 | 55.3479 | 0
733 | 31 | 31 | 1 | Friday | 12 | 37.322 | 0.219 | 34.5569 | 56.232 | 51.1854 | 18.935 | 40.2243 | 0.7722 | 18.36 | 16.8266 | 161.3431 | 21.2893 | 0 | 0 | 54.0231 | 0
734 | 31 | 31 | 1 | Friday | 13 | 35.745 | 2.039 | 34.4997 | 58.2731 | 51.878 | 18.935 | 56.3281 | 0.8889 | 18.36 | 20.579 | 166.1049 | 37.3931 | 0 | 0 | 50.6182 | 0
735 | 31 | 31 | 1 | Friday | 14 | 34.907 | 2.22 | 34.4569 | 57.9275 | 51.878 | 6.312 | 35.5668 | 0.8605 | 18.36 | 16.7498 | 165.8833 | 29.2548 | 0 | 0 | 39.2706 | 0
736 | 31 | 31 | 1 | Friday | 15 | 32.879 | 2.587 | 34.4068 | 59.3423 | 51.878 | 6.312 | 4.639 | 0.8277 | 18.36 | 9.3017 | 167.6125 | 0 | 0 | 0 | 37.0243 | 0
737 | 31 | 31 | 1 | Friday | 16 | 29.982 | 2.304 | 34.3353 | 66.3178 | 50.7246 | 25.246 | 0 | 0.8074 | 22.68 | 2.8804 | 177.3565 | 0 | 0 | 0 | 46.9038 | 0
738 | 31 | 31 | 1 | Friday | 17 | 34.312 | 1.425 | 34.3715 | 59.7898 | 43.0931 | 31.558 | 0 | 0.7698 | 28.8 | 0.494 | 168.3658 | 0 | 0 | 0 | 56.2016 | 0
739 | 31 | 31 | 1 | Friday | 18 | 35.958 | 1.177 | 34.2565 | 65.4399 | 51.7393 | 44.181 | 0 | 0.7625 | 30.96 | 0 | 184.4313 | 0 | 0 | 0 | 67.8766 | 0
740 | 31 | 31 | 1 | Friday | 19 | 31.471 | 1.166 | 33.8012 | 70.7204 | 57.1787 | 44.181 | 0 | 0.7544 | 25.2 | 0 | 188.9159 | 0 | 0 | 0 | 64.6921 | 0
741 | 31 | 31 | 1 | Friday | 20 | 28.001 | 1.025 | 33.7488 | 75.2516 | 60.483 | 31.558 | 0 | 0.7341 | 25.2 | 0 | 196.5258 | 0 | 0 | 0 | 52.4265 | 0
742 | 31 | 31 | 1 | Friday | 21 | 32.78 | 0.499 | 33.7703 | 69.495 | 55.4564 | 18.935 | 0 | 0.7066 | 25.2 | 0 | 185.1676 | 0 | 0 | 0 | 47.6975 | 0
743 | 31 | 31 | 1 | Friday | 22 | 47.272 | 0.029 | 33.8286 | 49.7368 | 40.0199 | 12.623 | 0 | 0.6957 | 16.2 | 0 | 140.5124 | 0 | 0 | 0 | 57.3481 | 0
744 | 31 | 31 | 1 | Friday | 23 | 69.153 | 0 | 34.0914 | 26.9226 | 24.6242 | 12.623 | 0 | 0.7181 | 16.2 | 0 | 102.5563 | 0 | 0 | 0 | 79.3444 | 0
745 | 32 | 1 | 2 | Saturday | 0 | 82.739 | 0 | 34.406 | 18.3332 | 19.1419 | 6.435 | 0 | 0.731 | 15.84 | 0 | 88.4522 | 0 | 0 | 0 | 87.8715 | 0
746 | 32 | 1 | 2 | Saturday | 1 | 88.826 | 0 | 34.7244 | 17.5283 | 18.3373 | 6.435 | 0 | 0.7371 | 12.6 | 0 | 83.9271 | 0 | 0 | 0 | 93.9836 | 0
747 | 32 | 1 | 2 | Saturday | 2 | 99.797 | 0 | 34.8856 | 11.771 | 14.464 | 6.435 | 0 | 0.7508 | 12.6 | 0 | 74.4714 | 0 | 0 | 0 | 104.9796 | 0
748 | 32 | 1 | 2 | Saturday | 3 | 107.268 | 0 | 34.7601 | 11.771 | 14.464 | 6.435 | 0 | 0.7608 | 12.6 | 0 | 74.356 | 0 | 0 | 0 | 112.4754 | 0
749 | 32 | 1 | 2 | Saturday | 4 | 105.981 | 0 | 34.6525 | 11.771 | 14.464 | 6.435 | 0 | 0.7606 | 12.6 | 0 | 74.2481 | 0 | 0 | 0 | 111.2102 | 0
750 | 32 | 1 | 2 | Saturday | 5 | 102.896 | 0 | 34.6189 | 13.0152 | 14.464 | 6.435 | 0 | 0.7582 | 12.6 | 0 | 75.4563 | 0 | 0 | 0 | 108.1463 | 0
751 | 32 | 1 | 2 | Saturday | 6 | 94.42 | 0 | 34.52 | 30.2702 | 24.9086 | 32.176 | 0 | 0.756 | 14.4 | 0 | 104.8548 | 0 | 0 | 0 | 121.0022 | 0
752 | 32 | 1 | 2 | Saturday | 7 | 91.479 | 0 | 34.4423 | 33.0666 | 26.405 | 45.047 | 0 | 0.7617 | 11.52 | 0 | 106.1955 | 0 | 0 | 0 | 129.5407 | 0
753 | 32 | 1 | 2 | Saturday | 8 | 79.043 | 0 | 34.2532 | 46.1551 | 37.4339 | 51.482 | 0 | 0.7536 | 16.2 | 0.2362 | 134.7957 | 0 | 0 | 0 | 123.6363 | 0
754 | 32 | 1 | 2 | Saturday | 9 | 73.386 | 0 | 34.2348 | 46.6101 | 37.9057 | 32.176 | 0 | 0.7348 | 16.2 | 1.9461 | 135.6854 | 0 | 0 | 0 | 101.7806 | 0
755 | 32 | 1 | 2 | Saturday | 10 | 66.878 | 0 | 34.2437 | 42.0659 | 37.2508 | 12.871 | 0 | 0.7239 | 15.12 | 4.0151 | 129.4042 | 0 | 0 | 0 | 78.3269 | 0
756 | 32 | 1 | 2 | Saturday | 11 | 62.752 | 0 | 34.2553 | 36.6583 | 35.3135 | 12.871 | 0.0399 | 0.7212 | 21.6 | 7.0058 | 128.5483 | 0 | 0 | 0 | 74.2565 | 0
757 | 32 | 1 | 2 | Saturday | 12 | 65.557 | 0 | 34.3137 | 31.1061 | 34.2247 | 19.306 | 5.4123 | 0.7341 | 23.4 | 9.981 | 123.7786 | 0 | 0 | 0 | 82.8499 | 0
758 | 32 | 1 | 2 | Saturday | 13 | 67.888 | 0.807 | 34.2591 | 29.8978 | 33.0722 | 19.306 | 5.08 | 0.7767 | 23.4 | 10.1972 | 122.2783 | 0 | 0 | 0 | 85.0789 | 0
759 | 32 | 1 | 2 | Saturday | 14 | 66.761 | 0.894 | 34.223 | 30.1219 | 33.0722 | 6.435 | 0.0371 | 0.7696 | 23.4 | 7.9548 | 122.5533 | 0 | 0 | 0 | 72.4869 | 0
760 | 32 | 1 | 2 | Saturday | 15 | 67.104 | 0.873 | 34.196 | 33.1772 | 33.0722 | 6.435 | 0 | 0.7696 | 23.4 | 5.9041 | 125.5596 | 0 | 0 | 0 | 72.8449 | 0
761 | 32 | 1 | 2 | Saturday | 16 | 67.79 | 0.877 | 34.1548 | 36.7098 | 33.0722 | 25.741 | 0 | 0.7767 | 23.4 | 2.4823 | 129.0623 | 0 | 0 | 0 | 90.9438 | 0
762 | 32 | 1 | 2 | Saturday | 17 | 64.945 | 0.744 | 34.1296 | 35.423 | 32.9581 | 32.176 | 0 | 0.7695 | 27 | 0.4703 | 131.0846 | 0 | 0 | 0 | 94.2171 | 0
763 | 32 | 1 | 2 | Saturday | 18 | 47.378 | 0.184 | 33.9732 | 55.5841 | 46.5147 | 45.047 | 0 | 0.7279 | 28.8 | 0 | 165.7988 | 0 | 0 | 0 | 88.914 | 0
764 | 32 | 1 | 2 | Saturday | 19 | 38.744 | 0.04 | 33.8159 | 61.3403 | 50.3878 | 45.047 | 0 | 0.7097 | 28.8 | 0 | 175.0965 | 0 | 0 | 0 | 80.8694 | 0
765 | 32 | 1 | 2 | Saturday | 20 | 38.192 | 0.023 | 33.7906 | 61.3343 | 50.3878 | 32.176 | 0 | 0.6994 | 27 | 0 | 173.2366 | 0 | 0 | 0 | 68.5906 | 0
766 | 32 | 1 | 2 | Saturday | 21 | 35.508 | 0.001 | 33.7932 | 61.3343 | 50.3878 | 19.306 | 0 | 0.6901 | 27 | 0 | 173.2061 | 0 | 0 | 0 | 53.8337 | 0
767 | 32 | 1 | 2 | Saturday | 22 | 43.325 | 0 | 33.7864 | 49.2003 | 40.077 | 12.871 | 0 | 0.6965 | 19.8 | 0 | 143.5603 | 0 | 0 | 0 | 55.5959 | 0
768 | 32 | 1 | 2 | Saturday | 23 | 62.427 | 0 | 34.0142 | 28.1779 | 24.6242 | 12.871 | 0 | 0.7185 | 19.8 | 0 | 107.3348 | 0 | 0 | 0 | 74.7693 | 0
769 | 33 | 2 | 2 | Sunday | 0 | 72.871 | 0 | 34.0746 | 24.1043 | 23.0149 | 6.435 | 0 | 0.7288 | 19.8 | 0 | 101.7226 | 0 | 0 | 0 | 79.058 | 0
770 | 33 | 2 | 2 | Sunday | 1 | 77.277 | 0 | 34.3428 | 23.3102 | 22.2101 | 6.435 | 0 | 0.7327 | 19.8 | 0 | 100.396 | 0 | 0 | 0 | 83.4761 | 0
771 | 33 | 2 | 2 | Sunday | 2 | 86.645 | 0 | 34.4498 | 17.5379 | 18.3373 | 6.435 | 0 | 0.7444 | 15.48 | 0 | 86.5493 | 0 | 0 | 0 | 92.8577 | 0
772 | 33 | 2 | 2 | Sunday | 3 | 89.583 | 0 | 34.4577 | 17.5379 | 18.3373 | 6.435 | 0 | 0.748 | 15.48 | 0 | 86.5609 | 0 | 0 | 0 | 95.8055 | 0
773 | 33 | 2 | 2 | Sunday | 4 | 92.286 | 0 | 34.4108 | 17.5379 | 18.3373 | 6.435 | 0 | 0.751 | 15.48 | 0 | 86.517 | 0 | 0 | 0 | 98.5182 | 0
774 | 33 | 2 | 2 | Sunday | 5 | 92.425 | 0 | 34.4158 | 18.7817 | 18.3373 | 6.435 | 0 | 0.7513 | 15.48 | 0 | 87.7661 | 0 | 0 | 0 | 98.6662 | 0
775 | 33 | 2 | 2 | Sunday | 6 | 85.004 | 0 | 34.3478 | 26.931 | 24.6242 | 32.176 | 0 | 0.7506 | 18.72 | 0 | 105.3736 | 0 | 0 | 0 | 116.376 | 0
776 | 33 | 2 | 2 | Sunday | 7 | 76.336 | 0 | 34.291 | 34.2491 | 29.9942 | 45.047 | 0 | 0.7487 | 18.72 | 0 | 118.003 | 0 | 0 | 0 | 120.6293 | 0
777 | 33 | 2 | 2 | Sunday | 8 | 74.435 | 0 | 34.1045 | 37.4169 | 33.2132 | 51.482 | 0 | 0.7525 | 23.4 | 0.4054 | 128.887 | 0 | 0 | 0 | 125.5462 | 0
778 | 33 | 2 | 2 | Sunday | 9 | 76.606 | 0 | 34.0836 | 28.6258 | 29.3396 | 32.176 | 4.25 | 0.7484 | 23.4 | 4.6245 | 116.1974 | 0 | 0 | 0 | 108.722 | 0
779 | 33 | 2 | 2 | Sunday | 10 | 72.928 | 0 | 34.0764 | 27.1568 | 32.5586 | 12.871 | 30.4646 | 0.7798 | 19.08 | 11.7759 | 113.6516 | 17.5936 | 0 | 0 | 85.355 | 0
780 | 33 | 2 | 2 | Sunday | 11 | 70.482 | 0 | 34.071 | 26.0247 | 32.5586 | 12.871 | 33.4992 | 0.7834 | 21.6 | 14.7456 | 115.0377 | 20.6282 | 0 | 0 | 82.07 | 0
781 | 33 | 2 | 2 | Sunday | 12 | 65.637 | 0 | 34.0453 | 24.309 | 33.0367 | 19.306 | 31.6149 | 0.778 | 19.08 | 15.84 | 111.2491 | 12.3089 | 0 | 0 | 81.8718 | 0
782 | 33 | 2 | 2 | Sunday | 13 | 65.555 | 0 | 34.0402 | 20.5453 | 29.1634 | 19.306 | 28.3863 | 0.7754 | 18.36 | 15.8614 | 102.8842 | 9.0803 | 0 | 0 | 80.7614 | 0
783 | 33 | 2 | 2 | Sunday | 14 | 66.674 | 0 | 33.9773 | 21.2579 | 29.1634 | 6.435 | 6.7714 | 0.74 | 18 | 11.4911 | 103.1386 | 0.3364 | 0 | 0 | 71.5478 | 0
784 | 33 | 2 | 2 | Sunday | 15 | 71.582 | 0 | 33.9586 | 24.3634 | 29.1634 | 6.435 | 0 | 0.7339 | 15.84 | 6.2432 | 104.0593 | 0 | 0 | 0 | 76.4631 | 0
785 | 33 | 2 | 2 | Sunday | 16 | 75.485 | 0 | 33.9525 | 26.9055 | 27.5539 | 25.741 | 0 | 0.7422 | 23.04 | 2.5363 | 112.1942 | 0 | 0 | 0 | 95.2968 | 0
786 | 33 | 2 | 2 | Sunday | 17 | 80.346 | 0 | 33.9615 | 26.7085 | 26.399 | 32.176 | 0 | 0.7486 | 22.32 | 0.4963 | 110.1376 | 0 | 0 | 0 | 105.6739 | 0
787 | 33 | 2 | 2 | Sunday | 18 | 70.223 | 0 | 33.915 | 43.9889 | 38.0184 | 45.047 | 0 | 0.7421 | 23.4 | 0 | 140.0644 | 0 | 0 | 0 | 106.6419 | 0
788 | 33 | 2 | 2 | Sunday | 19 | 55.659 | 0 | 33.8055 | 55.5005 | 45.7644 | 45.047 | 0 | 0.7228 | 22.68 | 0 | 158.4733 | 0 | 0 | 0 | 93.0862 | 0
789 | 33 | 2 | 2 | Sunday | 20 | 44.202 | 0 | 33.7594 | 60.0165 | 49.6381 | 32.176 | 0 | 0.7019 | 22.68 | 0 | 166.7959 | 0 | 0 | 0 | 71.4726 | 0
790 | 33 | 2 | 2 | Sunday | 21 | 44.787 | 0 | 33.766 | 48.5011 | 41.8913 | 19.306 | 0 | 0.6994 | 22.68 | 0 | 147.5378 | 0 | 0 | 0 | 61.3461 | 0
791 | 33 | 2 | 2 | Sunday | 22 | 53.745 | 0 | 33.7889 | 40.3665 | 35.5897 | 12.871 | 0 | 0.7084 | 14.4 | 0 | 124.8535 | 0 | 0 | 0 | 64.8765 | 0
792 | 33 | 2 | 2 | Sunday | 23 | 67.044 | 0 | 33.8837 | 25.6748 | 24.6242 | 12.871 | 0 | 0.7244 | 14.4 | 0 | 99.3072 | 0 | 0 | 0 | 78.2601 | 0
793 | 34 | 3 | 2 | Monday | 0 | 76.655 | 0 | 34.245 | 17.5343 | 18.3373 | 6.435 | 0 | 0.7343 | 14.4 | 0 | 85.2509 | 0 | 0 | 0 | 82.2895 | 0
794 | 34 | 3 | 2 | Monday | 1 | 87.565 | 0 | 34.2548 | 14.6472 | 16.4006 | 6.435 | 0 | 0.7465 | 11.88 | 0 | 77.9291 | 0 | 0 | 0 | 93.2206 | 0
795 | 34 | 3 | 2 | Monday | 2 | 96.143 | 0 | 34.2754 | 11.7686 | 14.464 | 6.435 | 0 | 0.7557 | 11.88 | 0 | 73.1438 | 0 | 0 | 0 | 101.8174 | 0
796 | 34 | 3 | 2 | Monday | 3 | 98.411 | 0 | 34.3009 | 11.7686 | 14.464 | 6.435 | 0 | 0.7586 | 11.88 | 0 | 73.1721 | 0 | 0 | 0 | 104.102 | 0
797 | 34 | 3 | 2 | Monday | 4 | 99.028 | 0 | 34.306 | 13.0128 | 14.464 | 6.435 | 0 | 0.7594 | 11.88 | 0 | 74.4222 | 0 | 0 | 0 | 104.7357 | 0
798 | 34 | 3 | 2 | Monday | 5 | 92.644 | 0 | 34.2621 | 22.6634 | 20.5805 | 6.435 | 0 | 0.7514 | 11.88 | 0 | 90.1374 | 0 | 0 | 0 | 98.365 | 0
799 | 34 | 3 | 2 | Monday | 6 | 79.253 | 0 | 34.1359 | 44.2813 | 35.484 | 32.176 | 0 | 0.7433 | 15.12 | 0 | 129.7645 | 0 | 0 | 0 | 108.1065 | 0
800 | 34 | 3 | 2 | Monday | 7 | 71.791 | 0 | 33.9866 | 61.1578 | 46.6998 | 45.047 | 0 | 0.7436 | 15.12 | 0 | 157.7078 | 0 | 0 | 0 | 112.8058 | 0
801 | 34 | 3 | 2 | Monday | 8 | 68.539 | 0 | 33.9235 | 69.455 | 52.1343 | 51.482 | 0 | 0.7463 | 18.72 | 0.4447 | 174.9792 | 0 | 0 | 0 | 116.225 | 0
802 | 34 | 3 | 2 | Monday | 9 | 67.369 | 0 | 33.9181 | 68.4585 | 52.8606 | 32.176 | 0 | 0.732 | 18.72 | 4.0685 | 174.6892 | 0 | 0 | 0 | 97.5478 | 0
803 | 34 | 3 | 2 | Monday | 10 | 68.581 | 0 | 33.9397 | 59.2062 | 51.878 | 12.871 | 3.0561 | 0.7328 | 14.4 | 8.6129 | 160.1567 | 0 | 0 | 0 | 80.6918 | 0
804 | 34 | 3 | 2 | Monday | 11 | 64.843 | 0 | 33.9381 | 56.9062 | 51.878 | 12.871 | 6.3593 | 0.7343 | 18.36 | 10.6195 | 161.8166 | 0 | 0 | 0 | 76.8664 | 0
805 | 34 | 3 | 2 | Monday | 12 | 64.703 | 0 | 34.0019 | 54.7859 | 51.1854 | 19.306 | 12.3431 | 0.7444 | 18.36 | 12.5862 | 159.0776 | 0 | 0 | 0 | 82.4768 | 0
806 | 34 | 3 | 2 | Monday | 13 | 62.981 | 0.667 | 34.0026 | 56.0648 | 51.878 | 19.306 | 15.8978 | 0.7822 | 18.36 | 13.8098 | 161.8087 | 0 | 0 | 0 | 80.3029 | 0
807 | 34 | 3 | 2 | Monday | 14 | 59.398 | 0.911 | 33.9771 | 56.5375 | 51.878 | 6.435 | 9.5172 | 0.7784 | 18.36 | 12.1554 | 162.516 | 3.0822 | 0 | 0 | 65.0132 | 0
808 | 34 | 3 | 2 | Monday | 15 | 59.777 | 2.369 | 33.9404 | 58.5419 | 51.878 | 6.435 | 0.2415 | 0.8385 | 18.36 | 7.7165 | 166.1212 | 0 | 0 | 0 | 65.3573 | 0
809 | 34 | 3 | 2 | Monday | 16 | 57.515 | 1.893 | 33.9169 | 64.3777 | 50.7246 | 25.741 | 0 | 0.8154 | 22.68 | 3.0337 | 174.5614 | 0 | 0 | 0 | 80.0434 | 0
810 | 34 | 3 | 2 | Monday | 17 | 59.096 | 1.08 | 33.9288 | 59.7068 | 43.0931 | 32.176 | 0 | 0.7778 | 28.8 | 0.6012 | 167.4746 | 0 | 0 | 0 | 87.6389 | 0
811 | 34 | 3 | 2 | Monday | 18 | 51.734 | 0.939 | 33.8361 | 65.4399 | 51.7393 | 45.047 | 0 | 0.7665 | 30.96 | 0 | 183.7571 | 0 | 0 | 0 | 92.3472 | 0
812 | 34 | 3 | 2 | Monday | 19 | 41.457 | 0.257 | 33.792 | 70.7204 | 57.1787 | 45.047 | 0 | 0.7172 | 25.2 | 0 | 187.8858 | 0 | 0 | 0 | 82.7337 | 0
813 | 34 | 3 | 2 | Monday | 20 | 38.603 | 0.169 | 33.7833 | 75.2516 | 60.483 | 32.176 | 0 | 0.6998 | 25.2 | 0 | 195.6003 | 0 | 0 | 0 | 68.4348 | 0
814 | 34 | 3 | 2 | Monday | 21 | 40.499 | 0.006 | 33.8071 | 69.495 | 55.4564 | 19.306 | 0 | 0.6888 | 25.2 | 0 | 184.6534 | 0 | 0 | 0 | 58.5177 | 0
815 | 34 | 3 | 2 | Monday | 22 | 46.884 | 0 | 33.8388 | 49.7368 | 40.0199 | 12.871 | 0 | 0.695 | 16.2 | 0 | 140.4904 | 0 | 0 | 0 | 58.9532 | 0
816 | 34 | 3 | 2 | Monday | 23 | 64.819 | 0 | 33.8607 | 26.9226 | 24.6242 | 12.871 | 0 | 0.7159 | 16.2 | 0 | 102.3234 | 0 | 0 | 0 | 76.9597 | 0
817 | 35 | 4 | 2 | Tuesday | 0 | 75.528 | 0 | 34.4622 | 17.5343 | 18.3373 | 6.435 | 0 | 0.7266 | 14.4 | 0 | 85.4603 | 0 | 0 | 0 | 81.6168 | 0
818 | 35 | 4 | 2 | Tuesday | 1 | 83.515 | 0 | 34.8003 | 14.6472 | 16.4006 | 6.435 | 0 | 0.7362 | 11.88 | 0 | 78.4643 | 0 | 0 | 0 | 89.618 | 0
819 | 35 | 4 | 2 | Tuesday | 2 | 92.033 | 0 | 34.8538 | 11.7686 | 14.464 | 6.435 | 0 | 0.7452 | 11.88 | 0 | 73.7117 | 0 | 0 | 0 | 98.1492 | 0
820 | 35 | 4 | 2 | Tuesday | 3 | 98.569 | 0 | 34.8445 | 11.7686 | 14.464 | 6.435 | 0 | 0.752 | 11.88 | 0 | 73.7092 | 0 | 0 | 0 | 104.6985 | 0
821 | 35 | 4 | 2 | Tuesday | 4 | 102.683 | 0 | 34.8632 | 13.0128 | 14.464 | 6.435 | 0 | 0.7559 | 11.88 | 0 | 74.9759 | 0 | 0 | 0 | 108.8235 | 0
822 | 35 | 4 | 2 | Tuesday | 5 | 101.499 | 0 | 34.8257 | 22.6634 | 20.5805 | 6.435 | 0 | 0.7532 | 11.88 | 0 | 90.7029 | 0 | 0 | 0 | 107.6488 | 0
823 | 35 | 4 | 2 | Tuesday | 6 | 93.492 | 0 | 34.6546 | 44.2813 | 35.484 | 32.176 | 0 | 0.7507 | 15.12 | 0 | 130.2905 | 0 | 0 | 0 | 124.4211 | 0
824 | 35 | 4 | 2 | Tuesday | 7 | 90.31 | 0 | 34.5493 | 61.1578 | 46.6998 | 45.047 | 0 | 0.755 | 15.12 | 0 | 158.2819 | 0 | 0 | 0 | 134.0338 | 0
825 | 35 | 4 | 2 | Tuesday | 8 | 89.758 | 0 | 34.4966 | 69.3969 | 52.1343 | 51.482 | 0 | 0.7598 | 18.72 | 0.6886 | 175.5076 | 0 | 0 | 0 | 140.2778 | 0
826 | 35 | 4 | 2 | Tuesday | 9 | 87.31 | 0 | 34.4845 | 67.6333 | 52.8606 | 32.176 | 13.7612 | 0.7653 | 18.72 | 8.0161 | 174.4636 | 0 | 0 | 0 | 118.8882 | 0
827 | 35 | 4 | 2 | Tuesday | 10 | 87.558 | 0 | 34.3811 | 60.7284 | 51.878 | 12.871 | 45.9643 | 0.8135 | 14.4 | 16.7439 | 162.201 | 33.0933 | 0 | 0 | 99.4325 | 0
828 | 35 | 4 | 2 | Tuesday | 11 | 79.226 | 0 | 34.2109 | 57.0516 | 51.878 | 12.871 | 62.6488 | 0.8334 | 18.36 | 22.9612 | 162.3339 | 49.7778 | 0 | 0 | 89.6982 | 0
829 | 35 | 4 | 2 | Tuesday | 12 | 65.794 | 0.087 | 34.2628 | 53.5273 | 51.1854 | 19.306 | 60.7343 | 0.825 | 18.36 | 24.7218 | 158.255 | 41.4283 | 0 | 0 | 79.1857 | 0
830 | 35 | 4 | 2 | Tuesday | 13 | 56.967 | 0.881 | 34.2293 | 55.0008 | 51.878 | 19.306 | 30.1258 | 0.8093 | 18.36 | 19.8664 | 161.2301 | 10.8198 | 0 | 0 | 68.7941 | 0
831 | 35 | 4 | 2 | Tuesday | 14 | 57.874 | 0.923 | 34.2185 | 55.6428 | 51.878 | 6.435 | 1.0249 | 0.7631 | 18.36 | 12.1875 | 161.8602 | 0 | 0 | 0 | 61.7225 | 0
832 | 35 | 4 | 2 | Tuesday | 15 | 58.426 | 2.709 | 34.1662 | 58.082 | 51.878 | 6.435 | 0 | 0.8531 | 18.36 | 6.7641 | 166.2688 | 0 | 0 | 0 | 62.3131 | 0
833 | 35 | 4 | 2 | Tuesday | 16 | 54.782 | 1.97 | 34.1445 | 65.4315 | 50.7246 | 25.741 | 0 | 0.8156 | 22.68 | 2.7426 | 175.9264 | 0 | 0 | 0 | 70.7242 | 0
834 | 35 | 4 | 2 | Tuesday | 17 | 59.654 | 1.165 | 34.1588 | 59.7846 | 43.0931 | 32.176 | 0 | 0.7808 | 28.8 | 0.4986 | 167.8771 | 0 | 0 | 0 | 80.404 | 0
835 | 35 | 4 | 2 | Tuesday | 18 | 54.144 | 1.022 | 34.0372 | 65.4399 | 51.7393 | 45.047 | 0 | 0.7719 | 30.96 | 0 | 184.053 | 0 | 0 | 0 | 84.6082 | 0
836 | 35 | 4 | 2 | Tuesday | 19 | 41.952 | 0.31 | 33.8011 | 70.7204 | 57.1787 | 45.047 | 0 | 0.7205 | 25.2 | 0 | 187.9555 | 0 | 0 | 0 | 73.9028 | 0
837 | 35 | 4 | 2 | Tuesday | 20 | 35.572 | 0.197 | 33.7831 | 75.2516 | 60.483 | 32.176 | 0 | 0.6991 | 25.2 | 0 | 195.6298 | 0 | 0 | 0 | 59.2095 | 0
838 | 35 | 4 | 2 | Tuesday | 21 | 36.973 | 0.007 | 33.8036 | 69.495 | 55.4564 | 19.306 | 0 | 0.6861 | 25.2 | 0 | 184.6488 | 0 | 0 | 0 | 51.4564 | 0
839 | 35 | 4 | 2 | Tuesday | 22 | 47.126 | 0 | 33.8404 | 49.7368 | 40.0199 | 12.871 | 0 | 0.6955 | 16.2 | 0 | 140.4925 | 0 | 0 | 0 | 56.9206 | 0
840 | 35 | 4 | 2 | Tuesday | 23 | 66.301 | 0 | 33.91 | 26.9226 | 24.6242 | 12.871 | 0 | 0.718 | 16.2 | 0 | 102.3749 | 0 | 0 | 0 | 76.221 | 0
841 | 36 | 5 | 2 | Wednesday | 0 | 77.595 | 0 | 34.4022 | 17.5343 | 18.3373 | 6.435 | 0 | 0.7295 | 14.4 | 0 | 85.4033 | 0 | 0 | 0 | 82.5946 | 0
842 | 36 | 5 | 2 | Wednesday | 1 | 85.419 | 0 | 34.677 | 14.6472 | 16.4006 | 6.435 | 0 | 0.7388 | 11.88 | 0 | 78.3437 | 0 | 0 | 0 | 90.4463 | 0
843 | 36 | 5 | 2 | Wednesday | 2 | 90.85 | 0 | 34.7252 | 11.7686 | 14.464 | 6.435 | 0 | 0.7455 | 11.88 | 0 | 73.5833 | 0 | 0 | 0 | 95.9032 | 0
844 | 36 | 5 | 2 | Wednesday | 3 | 97.604 | 0 | 34.7261 | 11.7686 | 14.464 | 6.435 | 0 | 0.7525 | 11.88 | 0 | 73.5913 | 0 | 0 | 0 | 102.6832 | 0
845 | 36 | 5 | 2 | Wednesday | 4 | 102.009 | 0 | 34.7198 | 13.0128 | 14.464 | 6.435 | 0 | 0.7567 | 11.88 | 0 | 74.8334 | 0 | 0 | 0 | 107.1126 | 0
846 | 36 | 5 | 2 | Wednesday | 5 | 96.995 | 0 | 34.6611 | 22.6634 | 20.5805 | 6.435 | 0 | 0.7505 | 11.88 | 0 | 90.5355 | 0 | 0 | 0 | 102.1212 | 0
847 | 36 | 5 | 2 | Wednesday | 6 | 88.785 | 0 | 34.4825 | 44.2813 | 35.484 | 32.176 | 0 | 0.7476 | 15.12 | 0 | 130.1154 | 0 | 0 | 0 | 114.7717 | 0
848 | 36 | 5 | 2 | Wednesday | 7 | 85.367 | 0 | 34.3946 | 61.1578 | 46.6998 | 45.047 | 0 | 0.7516 | 15.12 | 0 | 158.1238 | 0 | 0 | 0 | 122.6534 | 0
849 | 36 | 5 | 2 | Wednesday | 8 | 81.796 | 0 | 34.336 | 69.4545 | 52.1343 | 51.482 | 0 | 0.7538 | 18.72 | 0.4655 | 175.3986 | 0 | 0 | 0 | 125.5914 | 0
850 | 36 | 5 | 2 | Wednesday | 9 | 73.301 | 0 | 34.3213 | 68.7875 | 52.8606 | 32.176 | 0.1328 | 0.7331 | 18.72 | 4.9151 | 175.4224 | 0 | 0 | 0 | 101.233 | 0
851 | 36 | 5 | 2 | Wednesday | 10 | 67.093 | 0 | 34.3362 | 60.1686 | 51.878 | 12.871 | 19.2524 | 0.7529 | 14.4 | 12.4369 | 161.5357 | 6.3814 | 0 | 0 | 78.1771 | 0
852 | 36 | 5 | 2 | Wednesday | 11 | 60.065 | 0 | 34.3168 | 58.3054 | 51.878 | 12.871 | 44.5356 | 0.7871 | 18.36 | 19.1931 | 163.6472 | 31.6646 | 0 | 0 | 70.35 | 0
853 | 36 | 5 | 2 | Wednesday | 12 | 50.96 | 0.155 | 34.3661 | 55.5633 | 51.1854 | 19.306 | 46.6922 | 0.7926 | 18.36 | 21.1098 | 160.4355 | 27.3862 | 0 | 0 | 64.7117 | 0
854 | 36 | 5 | 2 | Wednesday | 13 | 47.581 | 0.966 | 34.3248 | 55.6743 | 51.878 | 19.306 | 35.7202 | 0.8138 | 18.36 | 19.7762 | 162.0951 | 16.4142 | 0 | 0 | 59.9883 | 0
855 | 36 | 5 | 2 | Wednesday | 14 | 47.865 | 2.095 | 34.2792 | 55.4508 | 51.878 | 6.435 | 25.2494 | 0.8526 | 18.36 | 17.3843 | 163.0867 | 18.8144 | 0 | 0 | 51.6596 | 0
856 | 36 | 5 | 2 | Wednesday | 15 | 47.519 | 2.362 | 34.2525 | 58.3734 | 51.878 | 6.435 | 3.7776 | 0.8312 | 18.36 | 11.5038 | 166.2497 | 0 | 0 | 0 | 51.1688 | 0
857 | 36 | 5 | 2 | Wednesday | 16 | 44.256 | 1.997 | 34.2303 | 64.7377 | 50.7246 | 25.741 | 0 | 0.8073 | 22.68 | 4.7781 | 175.3395 | 0 | 0 | 0 | 59.2478 | 0
858 | 36 | 5 | 2 | Wednesday | 17 | 48.398 | 1.221 | 34.2313 | 59.6961 | 43.0931 | 32.176 | 0 | 0.7734 | 28.8 | 0.7017 | 167.9147 | 0 | 0 | 0 | 68.0253 | 0
859 | 36 | 5 | 2 | Wednesday | 18 | 40.208 | 1.09 | 34.114 | 65.4399 | 51.7393 | 45.047 | 0 | 0.7636 | 30.96 | 0 | 184.1957 | 0 | 0 | 0 | 69.1997 | 0
860 | 36 | 5 | 2 | Wednesday | 19 | 26.938 | 0.385 | 33.7879 | 70.7204 | 57.1787 | 45.047 | 0 | 0.7124 | 25.2 | 0 | 188.016 | 0 | 0 | 0 | 57.5108 | 0
861 | 36 | 5 | 2 | Wednesday | 20 | 24.132 | 0.252 | 33.7719 | 75.2516 | 60.483 | 32.176 | 0 | 0.6928 | 25.2 | 0 | 195.6714 | 0 | 0 | 0 | 46.8433 | 0
862 | 36 | 5 | 2 | Wednesday | 21 | 28.991 | 0.009 | 33.7994 | 69.495 | 55.4564 | 19.306 | 0 | 0.6798 | 25.2 | 0 | 184.64 | 0 | 0 | 0 | 42.9488 | 0
863 | 36 | 5 | 2 | Wednesday | 22 | 41.537 | 0 | 33.8279 | 49.7368 | 40.0199 | 12.871 | 0 | 0.6903 | 16.2 | 0 | 140.4748 | 0 | 0 | 0 | 50.9987 | 0
864 | 36 | 5 | 2 | Wednesday | 23 | 62.277 | 0 | 33.9388 | 26.9226 | 24.6242 | 12.871 | 0 | 0.713 | 16.2 | 0 | 102.3986 | 0 | 0 | 0 | 71.8793 | 0
865 | 37 | 6 | 2 | Thursday | 0 | 76.059 | 0 | 34.5658 | 17.5343 | 18.3373 | 6.435 | 0 | 0.7259 | 14.4 | 0 | 85.5633 | 0 | 0 | 0 | 80.9047 | 0
866 | 37 | 6 | 2 | Thursday | 1 | 86.531 | 0 | 34.8916 | 14.6472 | 16.4006 | 6.435 | 0 | 0.737 | 11.88 | 0 | 78.5565 | 0 | 0 | 0 | 91.4065 | 0
867 | 37 | 6 | 2 | Thursday | 2 | 98.446 | 0 | 34.9569 | 11.7686 | 14.464 | 6.435 | 0 | 0.7493 | 11.88 | 0 | 73.8189 | 0 | 0 | 0 | 103.3514 | 0
868 | 37 | 6 | 2 | Thursday | 3 | 109.818 | 0 | 34.8767 | 11.7686 | 14.464 | 6.435 | 0 | 0.7628 | 11.88 | 0 | 73.7522 | 0 | 0 | 0 | 114.7518 | 0
869 | 37 | 6 | 2 | Thursday | 4 | 110.583 | 0 | 34.7235 | 13.0128 | 14.464 | 6.435 | 0 | 0.7653 | 11.88 | 0 | 74.8456 | 0 | 0 | 0 | 115.5426 | 0
870 | 37 | 6 | 2 | Thursday | 5 | 112.182 | 0 | 34.6315 | 22.6634 | 20.5805 | 6.435 | 0 | 0.7653 | 11.88 | 0 | 90.5208 | 0 | 0 | 0 | 117.1672 | 0
871 | 37 | 6 | 2 | Thursday | 6 | 106.83 | 0 | 34.45 | 44.2813 | 35.484 | 32.176 | 0 | 0.765 | 15.12 | 0 | 130.1003 | 0 | 0 | 0 | 132.1364 | 0
872 | 37 | 6 | 2 | Thursday | 7 | 99.918 | 0 | 34.3559 | 61.1578 | 46.6998 | 45.047 | 0 | 0.7657 | 15.12 | 0 | 158.0991 | 0 | 0 | 0 | 136.3151 | 0
873 | 37 | 6 | 2 | Thursday | 8 | 99.538 | 0 | 34.304 | 69.4052 | 52.1343 | 51.482 | 0 | 0.7707 | 18.72 | 0.6895 | 175.3342 | 0 | 0 | 0 | 142.4103 | 0
874 | 37 | 6 | 2 | Thursday | 9 | 90.448 | 0 | 34.2777 | 67.5582 | 52.8606 | 32.176 | 6.0111 | 0.7577 | 18.72 | 7.8251 | 174.1742 | 0 | 0 | 0 | 117.7894 | 0
875 | 37 | 6 | 2 | Thursday | 10 | 74.56 | 0 | 34.2683 | 60.6973 | 51.878 | 12.871 | 44.8795 | 0.8001 | 14.4 | 17.7905 | 162.0437 | 32.0085 | 0 | 0 | 84.9781 | 0
876 | 37 | 6 | 2 | Thursday | 11 | 57.792 | 0 | 34.2587 | 57.4595 | 51.878 | 12.871 | 76.9779 | 0.8373 | 18.36 | 26.3072 | 162.7936 | 64.1069 | 0 | 0 | 66.6614 | 0
877 | 37 | 6 | 2 | Thursday | 12 | 48.94 | 0.156 | 34.3236 | 53.5988 | 51.1854 | 19.306 | 86.3652 | 0.8549 | 18.36 | 30.6127 | 158.4916 | 67.0592 | 0 | 0 | 59.2303 | 0
878 | 37 | 6 | 2 | Thursday | 13 | 44.708 | 1.516 | 34.3024 | 55.0761 | 51.878 | 19.306 | 74.2131 | 0.9016 | 18.36 | 29.9096 | 162.1577 | 54.9071 | 0 | 0 | 52.2274 | 0
879 | 37 | 6 | 2 | Thursday | 14 | 47.012 | 2.159 | 34.234 | 55.5347 | 51.878 | 6.435 | 44.0592 | 0.8842 | 18.36 | 24.6142 | 163.2263 | 37.6242 | 0 | 0 | 48.841 | 0
880 | 37 | 6 | 2 | Thursday | 15 | 51.583 | 2.311 | 34.3121 | 59.3754 | 51.878 | 6.435 | 7.0702 | 0.8361 | 18.36 | 15.7203 | 167.2604 | 0.6352 | 0 | 0 | 53.1633 | 0
881 | 37 | 6 | 2 | Thursday | 16 | 52.109 | 1.982 | 34.2589 | 65.081 | 50.7246 | 25.741 | 0 | 0.8122 | 22.68 | 5.4798 | 175.7001 | 0 | 0 | 0 | 59.0174 | 0
882 | 37 | 6 | 2 | Thursday | 17 | 62.948 | 1.201 | 34.2363 | 59.7076 | 43.0931 | 32.176 | 0 | 0.7838 | 28.8 | 0.5941 | 167.9196 | 0 | 0 | 0 | 73.0056 | 0
883 | 37 | 6 | 2 | Thursday | 18 | 58.577 | 1.061 | 34.1279 | 65.4399 | 51.7393 | 45.047 | 0 | 0.7766 | 30.96 | 0 | 184.1908 | 0 | 0 | 0 | 75.1133 | 0
884 | 37 | 6 | 2 | Thursday | 19 | 50.442 | 0.341 | 33.8234 | 70.7204 | 57.1787 | 45.047 | 0 | 0.7284 | 25.2 | 0 | 188.0191 | 0 | 0 | 0 | 69.6163 | 0
885 | 37 | 6 | 2 | Thursday | 20 | 47.773 | 0.21 | 33.7946 | 75.2516 | 60.483 | 32.176 | 0 | 0.7091 | 25.2 | 0 | 195.6657 | 0 | 0 | 0 | 62.9594 | 0
886 | 37 | 6 | 2 | Thursday | 21 | 49.22 | 0.008 | 33.8148 | 69.495 | 55.4564 | 19.306 | 0 | 0.6956 | 25.2 | 0 | 184.67 | 0 | 0 | 0 | 58.893 | 0
887 | 37 | 6 | 2 | Thursday | 22 | 59.657 | 0 | 33.8606 | 49.7368 | 40.0199 | 12.871 | 0 | 0.7054 | 16.2 | 0 | 140.5226 | 0 | 0 | 0 | 66.3402 | 0
888 | 37 | 6 | 2 | Thursday | 23 | 83.075 | 0 | 33.9912 | 26.9226 | 24.6242 | 12.871 | 0 | 0.7323 | 16.2 | 0 | 102.4703 | 0 | 0 | 0 | 89.9518 | 0
889 | 38 | 7 | 2 | Friday | 0 | 98.374 | 0 | 34.4259 | 17.5343 | 18.3373 | 6.435 | 0 | 0.7479 | 14.4 | 0 | 85.4453 | 0 | 0 | 0 | 101.8806 | 0
890 | 38 | 7 | 2 | Friday | 1 | 107.187 | 0 | 34.6492 | 14.6472 | 16.4006 | 6.435 | 0 | 0.7588 | 11.88 | 0 | 78.3359 | 0 | 0 | 0 | 110.7395 | 0
891 | 38 | 7 | 2 | Friday | 2 | 109.228 | 0 | 34.7003 | 11.7686 | 14.464 | 6.435 | 0 | 0.7625 | 11.88 | 0 | 73.5755 | 0 | 0 | 0 | 112.824 | 0
892 | 38 | 7 | 2 | Friday | 3 | 106.268 | 0 | 34.6637 | 11.7686 | 14.464 | 6.435 | 0 | 0.7612 | 11.88 | 0 | 73.5376 | 0 | 0 | 0 | 109.907 | 0
893 | 38 | 7 | 2 | Friday | 4 | 103.743 | 0 | 34.63 | 13.0128 | 14.464 | 6.435 | 0 | 0.7593 | 11.88 | 0 | 74.7461 | 0 | 0 | 0 | 107.4237 | 0
894 | 38 | 7 | 2 | Friday | 5 | 98.662 | 0 | 34.5661 | 22.6634 | 20.5805 | 6.435 | 0 | 0.753 | 11.88 | 0 | 90.443 | 0 | 0 | 0 | 102.3831 | 0
895 | 38 | 7 | 2 | Friday | 6 | 83.239 | 0 | 34.3588 | 44.2813 | 35.484 | 32.176 | 0 | 0.7438 | 15.12 | 0 | 129.9879 | 0 | 0 | 0 | 102.4376 | 0
896 | 38 | 7 | 2 | Friday | 7 | 69.467 | 0 | 34.2391 | 61.1578 | 46.6998 | 45.047 | 0 | 0.7392 | 15.12 | 0 | 157.9559 | 0 | 0 | 0 | 97.897 | 0
897 | 38 | 7 | 2 | Friday | 8 | 59.302 | 0 | 34.1822 | 69.4626 | 52.1343 | 51.482 | 0 | 0.7364 | 18.72 | 0.19 | 175.2356 | 0 | 0 | 0 | 93.8365 | 0
898 | 38 | 7 | 2 | Friday | 9 | 56.49 | 0 | 34.2044 | 71.3786 | 52.8606 | 32.176 | 0 | 0.7207 | 18.72 | 1.5949 | 177.8842 | 0 | 0 | 0 | 79.0772 | 0
899 | 38 | 7 | 2 | Friday | 10 | 56.96 | 0 | 34.2362 | 64.6717 | 51.878 | 12.871 | 0 | 0.716 | 14.4 | 3.5499 | 165.9019 | 0 | 0 | 0 | 66.1889 | 0
900 | 38 | 7 | 2 | Friday | 11 | 48.498 | 0 | 34.2483 | 61.8376 | 51.878 | 12.871 | 0 | 0.7093 | 18.36 | 5.3009 | 167.0332 | 0 | 0 | 0 | 57.83 | 0
901 | 38 | 7 | 2 | Friday | 12 | 43.24 | 0.424 | 34.3048 | 57.5961 | 51.1854 | 19.306 | 0 | 0.7268 | 18.36 | 7.5448 | 162.6315 | 0 | 0 | 0 | 57.4481 | 0
902 | 38 | 7 | 2 | Friday | 13 | 38.978 | 2.433 | 34.225 | 58.1134 | 51.878 | 19.306 | 0 | 0.8239 | 18.36 | 9.352 | 166.032 | 0 | 0 | 0 | 53.418 | 0
903 | 38 | 7 | 2 | Friday | 14 | 35.204 | 2.472 | 34.1725 | 60.2092 | 51.878 | 6.435 | 0 | 0.8175 | 18.36 | 7.1713 | 168.1103 | 0 | 0 | 0 | 40.0513 | 0
904 | 38 | 7 | 2 | Friday | 15 | 31.713 | 2.927 | 34.1038 | 64.1578 | 51.878 | 6.435 | 0 | 0.8362 | 18.36 | 3.9803 | 172.5009 | 0 | 0 | 0 | 36.5801 | 0
905 | 38 | 7 | 2 | Friday | 16 | 28.534 | 2.678 | 34.0331 | 67.2484 | 50.7246 | 25.741 | 0 | 0.8247 | 22.68 | 2.0089 | 178.4067 | 0 | 0 | 0 | 48.3312 | 0
906 | 38 | 7 | 2 | Friday | 17 | 30.42 | 1.909 | 34.0196 | 59.7897 | 43.0931 | 32.176 | 0 | 0.7899 | 28.8 | 0.4227 | 168.5571 | 0 | 0 | 0 | 55.7441 | 0
907 | 38 | 7 | 2 | Friday | 18 | 21.567 | 2.602 | 33.8796 | 65.4399 | 51.7393 | 45.047 | 0 | 0.8204 | 30.96 | 0 | 185.6531 | 0 | 0 | 0 | 57.9813 | 0
908 | 38 | 7 | 2 | Friday | 19 | 13.935 | 2.027 | 33.9983 | 70.7204 | 57.1787 | 45.047 | 0 | 0.7808 | 25.2 | 0 | 190.0705 | 0 | 0 | 0 | 51.3237 | 0
909 | 38 | 7 | 2 | Friday | 20 | 12.609 | 1.852 | 34.0168 | 75.2516 | 60.483 | 32.176 | 0 | 0.7622 | 25.2 | 0 | 197.7166 | 0 | 0 | 0 | 39.8057 | 0
910 | 38 | 7 | 2 | Friday | 21 | 12.88 | 0.75 | 33.9834 | 69.495 | 55.4564 | 19.306 | 0 | 0.5899 | 25.2 | 0 | 185.5355 | 0 | 0 | 0 | 29.3838 | 0
911 | 38 | 7 | 2 | Friday | 22 | 15.701 | 0.072 | 33.7869 | 49.7368 | 40.0199 | 12.871 | 0 | 0.5594 | 16.2 | 0 | 140.3804 | 0 | 0 | 0 | 26.7894 | 0
912 | 38 | 7 | 2 | Friday | 23 | 21.082 | 0 | 33.88 | 26.9226 | 24.6242 | 12.871 | 0 | 0.611 | 16.2 | 0 | 102.2378 | 0 | 0 | 0 | 32.2363 | 0
913 | 39 | 8 | 2 | Saturday | 0 | 25.571 | 0 | 33.9593 | 18.3332 | 19.1419 | 6.435 | 0 | 0.5962 | 15.84 | 0 | 87.8707 | 0 | 0 | 0 | 31.1708 | 0
914 | 39 | 8 | 2 | Saturday | 1 | 31.662 | 0 | 34.4985 | 17.5283 | 18.3373 | 6.435 | 0 | 0.6771 | 12.6 | 0 | 83.6411 | 0 | 0 | 0 | 37.2825 | 0
915 | 39 | 8 | 2 | Saturday | 2 | 36.657 | 0 | 35.3847 | 11.771 | 14.464 | 6.435 | 0 | 0.6892 | 12.6 | 0 | 74.909 | 0 | 0 | 0 | 42.3028 | 0
916 | 39 | 8 | 2 | Saturday | 3 | 44.901 | 0 | 35.5428 | 11.771 | 14.464 | 6.435 | 0 | 0.6973 | 12.6 | 0 | 75.0752 | 0 | 0 | 0 | 50.5746 | 0
917 | 39 | 8 | 2 | Saturday | 4 | 50.954 | 0 | 35.5241 | 11.771 | 14.464 | 6.435 | 0 | 0.703 | 12.6 | 0 | 75.0621 | 0 | 0 | 0 | 56.6503 | 0
918 | 39 | 8 | 2 | Saturday | 5 | 55.467 | 0 | 35.4608 | 13.0152 | 14.464 | 6.435 | 0 | 0.7078 | 12.6 | 0 | 76.2478 | 0 | 0 | 0 | 61.1831 | 0
919 | 39 | 8 | 2 | Saturday | 6 | 54.551 | 0 | 35.2905 | 30.2702 | 24.9086 | 32.176 | 0 | 0.7135 | 14.4 | 0 | 105.5828 | 0 | 0 | 0 | 83.4349 | 0
920 | 39 | 8 | 2 | Saturday | 7 | 55.636 | 0 | 35.2036 | 33.0666 | 26.405 | 45.047 | 0 | 0.7218 | 11.52 | 0 | 106.9169 | 0 | 0 | 0 | 96.7147 | 0
921 | 39 | 8 | 2 | Saturday | 8 | 51.386 | 0 | 35.0563 | 45.858 | 37.4339 | 51.482 | 0 | 0.7217 | 16.2 | 0.8864 | 135.27 | 0 | 0 | 0 | 99.136 | 0
922 | 39 | 8 | 2 | Saturday | 9 | 49.521 | 0 | 35.0547 | 38.976 | 37.9057 | 32.176 | 28.4719 | 0.7516 | 16.2 | 10.3159 | 128.8879 | 0 | 0 | 0 | 79.0992 | 0
923 | 39 | 8 | 2 | Saturday | 10 | 53.797 | 0 | 34.8696 | 32.5406 | 37.2508 | 12.871 | 71.7552 | 0.8221 | 15.12 | 21.5458 | 120.6031 | 58.8842 | 0 | 0 | 64.3549 | 0
924 | 39 | 8 | 2 | Saturday | 11 | 48.665 | 0 | 34.6323 | 30.0467 | 35.3135 | 12.871 | 96.7813 | 0.8601 | 21.6 | 29.8431 | 122.4526 | 83.9103 | 0 | 0 | 57.0742 | 0
925 | 39 | 8 | 2 | Saturday | 12 | 41.779 | 0.204 | 34.6665 | 27.6398 | 34.2247 | 19.306 | 99.9553 | 0.8702 | 23.4 | 33.5593 | 121.0224 | 80.6493 | 0 | 0 | 50.7687 | 0
926 | 39 | 8 | 2 | Saturday | 13 | 39.686 | 1.898 | 34.6068 | 27.2851 | 33.0722 | 19.306 | 84.1367 | 0.9288 | 23.4 | 32.4562 | 121.3454 | 64.8307 | 0 | 0 | 45.5118 | 0
927 | 39 | 8 | 2 | Saturday | 14 | 38.756 | 2.205 | 34.5589 | 26.2136 | 33.0722 | 6.435 | 52.3607 | 0.8891 | 23.4 | 26.7426 | 120.5186 | 45.9257 | 0 | 0 | 39.9196 | 0
928 | 39 | 8 | 2 | Saturday | 15 | 38.3 | 2.173 | 34.5595 | 28.1618 | 33.0722 | 6.435 | 11.6704 | 0.8224 | 23.4 | 17.1627 | 122.3662 | 5.2354 | 0 | 0 | 39.1283 | 0
929 | 39 | 8 | 2 | Saturday | 16 | 37.938 | 2.196 | 34.5664 | 32.8961 | 33.0722 | 25.741 | 0 | 0.8101 | 23.4 | 6.0181 | 127.12 | 0 | 0 | 0 | 41.8514 | 0
930 | 39 | 8 | 2 | Saturday | 17 | 39.365 | 1.672 | 34.5719 | 35.1885 | 32.9581 | 32.176 | 0 | 0.7873 | 27 | 0.6264 | 132.314 | 0 | 0 | 0 | 45.8606 | 0
931 | 39 | 8 | 2 | Saturday | 18 | 31.708 | 0.206 | 34.3817 | 55.5841 | 46.5147 | 45.047 | 0 | 0.7112 | 28.8 | 0 | 166.214 | 0 | 0 | 0 | 43.5792 | 0
932 | 39 | 8 | 2 | Saturday | 19 | 27.724 | 0.032 | 33.9554 | 61.3403 | 50.3878 | 45.047 | 0 | 0.6973 | 28.8 | 0 | 175.2154 | 0 | 0 | 0 | 42.5978 | 0
933 | 39 | 8 | 2 | Saturday | 20 | 26.357 | 0.036 | 33.7935 | 61.3343 | 50.3878 | 32.176 | 0 | 0.6877 | 27 | 0 | 173.2418 | 0 | 0 | 0 | 38.6722 | 0
934 | 39 | 8 | 2 | Saturday | 21 | 23.378 | 0.002 | 33.76 | 61.3343 | 50.3878 | 19.306 | 0 | 0.6015 | 27 | 0 | 173.0858 | 0 | 0 | 0 | 31.4005 | 0
935 | 39 | 8 | 2 | Saturday | 22 | 24.868 | 0 | 33.7614 | 49.2003 | 40.077 | 12.871 | 0 | 0.5838 | 19.8 | 0 | 143.4225 | 0 | 0 | 0 | 30.4759 | 0
936 | 39 | 8 | 2 | Saturday | 23 | 32.752 | 0 | 34.0041 | 28.1779 | 24.6242 | 12.871 | 0 | 0.6841 | 19.8 | 0 | 107.2903 | 0 | 0 | 0 | 38.5693 | 0
937 | 40 | 9 | 2 | Sunday | 0 | 35.264 | 0 | 34.2962 | 24.1043 | 23.0149 | 6.435 | 0 | 0.6893 | 19.8 | 0 | 101.9047 | 0 | 0 | 0 | 38.2463 | 0
938 | 40 | 9 | 2 | Sunday | 1 | 39.36 | 0 | 34.3532 | 23.3102 | 22.2101 | 6.435 | 0 | 0.6946 | 19.8 | 0 | 100.3682 | 0 | 0 | 0 | 42.3966 | 0
939 | 40 | 9 | 2 | Sunday | 2 | 42.797 | 0 | 34.6755 | 17.5379 | 18.3373 | 6.435 | 0 | 0.699 | 15.48 | 0 | 86.7296 | 0 | 0 | 0 | 45.8861 | 0
940 | 40 | 9 | 2 | Sunday | 3 | 44.212 | 0 | 34.8553 | 17.5379 | 18.3373 | 6.435 | 0 | 0.7008 | 15.48 | 0 | 86.9113 | 0 | 0 | 0 | 47.3508 | 0
941 | 40 | 9 | 2 | Sunday | 4 | 47.671 | 0 | 34.8545 | 17.5379 | 18.3373 | 6.435 | 0 | 0.7052 | 15.48 | 0 | 86.9149 | 0 | 0 | 0 | 50.8608 | 0
942 | 40 | 9 | 2 | Sunday | 5 | 47.393 | 0 | 34.8569 | 18.7817 | 18.3373 | 6.435 | 0 | 0.7049 | 15.48 | 0 | 88.1608 | 0 | 0 | 0 | 50.6307 | 0
943 | 40 | 9 | 2 | Sunday | 6 | 43.382 | 0 | 34.6619 | 26.931 | 24.6242 | 32.176 | 0 | 0.7078 | 18.72 | 0 | 105.6449 | 0 | 0 | 0 | 60.2745 | 0
944 | 40 | 9 | 2 | Sunday | 7 | 37.186 | 0 | 34.3991 | 34.2491 | 29.9942 | 45.047 | 0 | 0.708 | 18.72 | 0 | 118.0705 | 0 | 0 | 0 | 62.6184 | 0
945 | 40 | 9 | 2 | Sunday | 8 | 34.308 | 0 | 34.2774 | 37.4418 | 33.2132 | 51.482 | 0 | 0.71 | 23.4 | 0.2289 | 129.0424 | 0 | 0 | 0 | 65.7227 | 0
946 | 40 | 9 | 2 | Sunday | 9 | 36.255 | 0 | 34.3773 | 31.1142 | 29.3396 | 32.176 | 0 | 0.6987 | 23.4 | 1.8476 | 118.9298 | 0 | 0 | 0 | 57.0316 | 0
947 | 40 | 9 | 2 | Sunday | 10 | 36.292 | 0 | 34.4346 | 31.2462 | 32.5586 | 12.871 | 0 | 0.6922 | 19.08 | 3.7443 | 118.0116 | 0 | 0 | 0 | 44.816 | 0
948 | 40 | 9 | 2 | Sunday | 11 | 36.544 | 0 | 34.4891 | 28.1701 | 32.5586 | 12.871 | 0 | 0.6927 | 21.6 | 5.5534 | 117.5105 | 0 | 0 | 0 | 45.2002 | 0
949 | 40 | 9 | 2 | Sunday | 12 | 34.063 | 0 | 34.469 | 26.5615 | 33.0367 | 19.306 | 0 | 0.6913 | 19.08 | 6.9184 | 113.8385 | 0 | 0 | 0 | 47.2935 | 0
950 | 40 | 9 | 2 | Sunday | 13 | 35.281 | 0 | 34.5335 | 21.8689 | 29.1634 | 19.306 | 0 | 0.6929 | 18.36 | 9.2836 | 104.6187 | 0 | 0 | 0 | 48.7932 | 0
951 | 40 | 9 | 2 | Sunday | 14 | 35.534 | 0 | 34.5444 | 22.3303 | 29.1634 | 6.435 | 0 | 0.69 | 18 | 8.8322 | 104.7281 | 0 | 0 | 0 | 40.0861 | 0
952 | 40 | 9 | 2 | Sunday | 15 | 35.82 | 0 | 34.5511 | 24.9991 | 29.1634 | 6.435 | 0 | 0.6903 | 15.84 | 5.5264 | 105.2439 | 0 | 0 | 0 | 40.4017 | 0
953 | 40 | 9 | 2 | Sunday | 16 | 35.926 | 0 | 34.5442 | 26.8044 | 27.5539 | 25.741 | 0 | 0.6958 | 23.04 | 2.6457 | 112.6383 | 0 | 0 | 0 | 54.6112 | 0
954 | 40 | 9 | 2 | Sunday | 17 | 36.063 | 0 | 34.5466 | 26.7035 | 26.399 | 32.176 | 0 | 0.6985 | 22.32 | 0.5304 | 110.6676 | 0 | 0 | 0 | 60.0574 | 0
955 | 40 | 9 | 2 | Sunday | 18 | 28.299 | 0 | 34.3968 | 43.9889 | 38.0184 | 45.047 | 0 | 0.6965 | 23.4 | 0 | 140.5006 | 0 | 0 | 0 | 62.983 | 0
956 | 40 | 9 | 2 | Sunday | 19 | 18.62 | 0 | 33.8323 | 55.5005 | 45.7644 | 45.047 | 0 | 0.684 | 22.68 | 0 | 158.4613 | 0 | 0 | 0 | 54.4195 | 0
957 | 40 | 9 | 2 | Sunday | 20 | 15.019 | 0 | 33.744 | 60.0165 | 49.6381 | 32.176 | 0 | 0.6712 | 22.68 | 0 | 166.7499 | 0 | 0 | 0 | 41.1617 | 0
958 | 40 | 9 | 2 | Sunday | 21 | 15.817 | 0 | 33.744 | 48.5011 | 41.8913 | 19.306 | 0 | 0.5985 | 22.68 | 0 | 147.4149 | 0 | 0 | 0 | 31.7128 | 0
959 | 40 | 9 | 2 | Sunday | 22 | 18.981 | 0 | 33.7446 | 40.3665 | 35.5897 | 12.871 | 0 | 0.5621 | 14.4 | 0 | 124.6628 | 0 | 0 | 0 | 29.6761 | 0
960 | 40 | 9 | 2 | Sunday | 23 | 23.087 | 0 | 33.8469 | 25.6748 | 24.6242 | 12.871 | 0 | 0.6452 | 14.4 | 0 | 99.1912 | 0 | 0 | 0 | 33.8578 | 0
961 | 41 | 10 | 2 | Monday | 0 | 27.498 | 0 | 34.0409 | 17.5343 | 18.3373 | 6.435 | 0 | 0.6245 | 14.4 | 0 | 84.9369 | 0 | 0 | 0 | 32.9113 | 0
962 | 41 | 10 | 2 | Monday | 1 | 30.796 | 0 | 34.8575 | 14.6472 | 16.4006 | 6.435 | 0 | 0.6806 | 11.88 | 0 | 78.4659 | 0 | 0 | 0 | 36.2288 | 0
963 | 41 | 10 | 2 | Monday | 2 | 33.703 | 0 | 35.3283 | 11.7686 | 14.464 | 6.435 | 0 | 0.6871 | 11.88 | 0 | 74.128 | 0 | 0 | 0 | 39.1596 | 0
964 | 41 | 10 | 2 | Monday | 3 | 36.498 | 0 | 35.3486 | 11.7686 | 14.464 | 6.435 | 0 | 0.6908 | 11.88 | 0 | 74.152 | 0 | 0 | 0 | 41.9779 | 0
965 | 41 | 10 | 2 | Monday | 4 | 35.903 | 0 | 35.3406 | 13.0128 | 14.464 | 6.435 | 0 | 0.6901 | 11.88 | 0 | 75.3875 | 0 | 0 | 0 | 41.3991 | 0
966 | 41 | 10 | 2 | Monday | 5 | 33.685 | 0 | 35.2879 | 22.6634 | 20.5805 | 6.435 | 0 | 0.6874 | 11.88 | 0 | 91.0993 | 0 | 0 | 0 | 39.1952 | 0
967 | 41 | 10 | 2 | Monday | 6 | 25.932 | 0 | 34.8654 | 44.2813 | 35.484 | 32.176 | 0 | 0.6862 | 15.12 | 0 | 130.4369 | 0 | 0 | 0 | 53.8576 | 0
968 | 41 | 10 | 2 | Monday | 7 | 21.024 | 0 | 34.4296 | 61.1578 | 46.6998 | 45.047 | 0 | 0.689 | 15.12 | 0 | 158.0961 | 0 | 0 | 0 | 60.8549 | 0
969 | 41 | 10 | 2 | Monday | 8 | 17.828 | 0 | 34.5304 | 69.4626 | 52.1343 | 51.482 | 0 | 0.691 | 18.72 | 0.2944 | 175.5384 | 0 | 0 | 0 | 64.2765 | 0
970 | 41 | 10 | 2 | Monday | 9 | 16.279 | 0 | 34.7115 | 70.0726 | 52.8606 | 32.176 | 0 | 0.6756 | 18.72 | 2.6743 | 177.0402 | 0 | 0 | 0 | 45.6553 | 0
971 | 41 | 10 | 2 | Monday | 10 | 15.955 | 0 | 34.8427 | 60.9184 | 51.878 | 12.871 | 2.2954 | 0.5284 | 14.4 | 6.4645 | 162.5675 | 0 | 0 | 0 | 27.7392 | 0
972 | 41 | 10 | 2 | Monday | 11 | 14.186 | 0.349 | 34.9147 | 57.8766 | 51.878 | 12.871 | 10.8695 | 0.5226 | 18.36 | 9.414 | 163.9296 | 0 | 0 | 0 | 25.8517 | 0
973 | 41 | 10 | 2 | Monday | 12 | 13.406 | 2.983 | 34.8735 | 55.0927 | 51.1854 | 19.306 | 18.3687 | 0.7556 | 18.36 | 11.8217 | 163.4934 | 0 | 0 | 0 | 30.4438 | 0
974 | 41 | 10 | 2 | Monday | 13 | 12.473 | 3.045 | 34.9588 | 56.1028 | 51.878 | 19.306 | 25.8333 | 0.7384 | 18.36 | 13.9389 | 165.331 | 6.5273 | 0 | 0 | 28.7831 | 0
975 | 41 | 10 | 2 | Monday | 14 | 11.933 | 3.337 | 34.8667 | 57.0538 | 51.878 | 6.435 | 22.1447 | 0.5251 | 18.36 | 13.1453 | 166.2928 | 15.7097 | 0 | 0 | 17.0833 | 0
976 | 41 | 10 | 2 | Monday | 15 | 11.483 | 3.527 | 34.6824 | 59.632 | 51.878 | 6.435 | 10.3506 | 0.5039 | 18.36 | 9.8902 | 168.8703 | 3.9156 | 0 | 0 | 16.4406 | 0
977 | 41 | 10 | 2 | Monday | 16 | 10.811 | 3.247 | 34.3066 | 64.1738 | 50.7246 | 25.741 | 0.1982 | 0.7435 | 22.68 | 4.6603 | 176.14 | 0 | 0 | 0 | 30.6682 | 0
978 | 41 | 10 | 2 | Monday | 17 | 12.145 | 2.685 | 34.2974 | 59.6565 | 43.0931 | 32.176 | 0 | 0.8064 | 28.8 | 0.7542 | 169.5572 | 0 | 0 | 0 | 37.5137 | 0
979 | 41 | 10 | 2 | Monday | 18 | 10.242 | 2.78 | 33.9679 | 65.4399 | 51.7393 | 45.047 | 0 | 0.816 | 30.96 | 0 | 185.9298 | 0 | 0 | 0 | 46.7889 | 0
980 | 41 | 10 | 2 | Monday | 19 | 9.165 | 7.374 | 33.8092 | 70.7204 | 57.1787 | 45.047 | 0 | 1.0535 | 25.2 | 0 | 195.9364 | 0 | 0 | 0 | 46.7116 | 0
981 | 41 | 10 | 2 | Monday | 20 | 9.596 | 5.766 | 33.7257 | 75.2516 | 60.483 | 32.176 | 0 | 0.9601 | 25.2 | 0 | 201.8566 | 0 | 0 | 0 | 36.8922 | 0
982 | 41 | 10 | 2 | Monday | 21 | 9.833 | 3.352 | 33.7188 | 69.495 | 55.4564 | 19.306 | 0 | 0.6644 | 25.2 | 0 | 188.16 | 0 | 0 | 0 | 26.4121 | 0
983 | 41 | 10 | 2 | Monday | 22 | 11.714 | 0.24 | 33.7703 | 49.7368 | 40.0199 | 12.871 | 0 | 0.491 | 16.2 | 0 | 140.478 | 0 | 0 | 0 | 22.851 | 0
984 | 41 | 10 | 2 | Monday | 23 | 16.417 | 0 | 33.8203 | 26.9226 | 24.6242 | 12.871 | 0 | 0.521 | 16.2 | 0 | 102.0881 | 0 | 0 | 0 | 27.619 | 0
985 | 42 | 11 | 2 | Tuesday | 0 | 22.553 | 0 | 34.0794 | 17.5343 | 18.3373 | 6.435 | 0 | 0.5325 | 14.4 | 0 | 84.8834 | 0 | 0 | 0 | 28.177 | 0
986 | 42 | 11 | 2 | Tuesday | 1 | 28.527 | 0 | 35.0605 | 14.6472 | 16.4006 | 6.435 | 0 | 0.6506 | 11.88 | 0 | 78.639 | 0 | 0 | 0 | 34.1658 | 0
987 | 42 | 11 | 2 | Tuesday | 2 | 30.005 | 0 | 35.4667 | 11.7686 | 14.464 | 6.435 | 0 | 0.6696 | 11.88 | 0 | 74.2489 | 0 | 0 | 0 | 35.6603 | 0
988 | 42 | 11 | 2 | Tuesday | 3 | 34.461 | 0 | 35.5073 | 11.7686 | 14.464 | 6.435 | 0 | 0.6846 | 11.88 | 0 | 74.3046 | 0 | 0 | 0 | 40.1407 | 0
989 | 42 | 11 | 2 | Tuesday | 4 | 37.242 | 0 | 35.5111 | 13.0128 | 14.464 | 6.435 | 0 | 0.6895 | 11.88 | 0 | 75.5574 | 0 | 0 | 0 | 42.9419 | 0
990 | 42 | 11 | 2 | Tuesday | 5 | 34.765 | 0 | 35.4381 | 22.6634 | 20.5805 | 6.435 | 0 | 0.6869 | 11.88 | 0 | 91.2489 | 0 | 0 | 0 | 40.4752 | 0
991 | 42 | 11 | 2 | Tuesday | 6 | 28.312 | 0 | 35.1438 | 44.2813 | 35.484 | 32.176 | 0 | 0.6878 | 15.12 | 0 | 130.717 | 0 | 0 | 0 | 57.2118 | 0
992 | 42 | 11 | 2 | Tuesday | 7 | 23.478 | 0 | 34.9926 | 61.1578 | 46.6998 | 45.047 | 0 | 0.6913 | 15.12 | 0 | 158.6615 | 0 | 0 | 0 | 64.5768 | 0
993 | 42 | 11 | 2 | Tuesday | 8 | 19.321 | 0 | 35.0145 | 69.459 | 52.1343 | 51.482 | 0 | 0.6928 | 18.72 | 0.4417 | 176.0206 | 0 | 0 | 0 | 67.0872 | 0
994 | 42 | 11 | 2 | Tuesday | 9 | 17.21 | 0 | 35.0423 | 69.3196 | 52.8606 | 32.176 | 0 | 0.6766 | 18.72 | 3.851 | 176.619 | 0 | 0 | 0 | 47.3477 | 0
995 | 42 | 11 | 2 | Tuesday | 10 | 16.421 | 0 | 35.1222 | 61.437 | 51.878 | 12.871 | 0.515 | 0.5403 | 14.4 | 7.0154 | 163.3775 | 0 | 0 | 0 | 28.5012 | 0
996 | 42 | 11 | 2 | Tuesday | 11 | 14.127 | 0 | 35.1562 | 58.9812 | 51.878 | 12.871 | 4.4817 | 0.501 | 18.36 | 8.9346 | 164.8764 | 0 | 0 | 0 | 26.1898 | 0
997 | 42 | 11 | 2 | Tuesday | 12 | 12.681 | 1.528 | 35.147 | 56.5822 | 51.1854 | 19.306 | 7.9962 | 0.6676 | 18.36 | 9.9829 | 163.5943 | 0 | 0 | 0 | 30.6203 | 0
998 | 42 | 11 | 2 | Tuesday | 13 | 11.68 | 2.489 | 35.1592 | 57.7914 | 51.878 | 19.306 | 11.709 | 0.6967 | 18.36 | 10.895 | 166.5772 | 0 | 0 | 0 | 29.3302 | 0
999 | 42 | 11 | 2 | Tuesday | 14 | 11.803 | 2.437 | 35.0832 | 58.2727 | 51.878 | 6.435 | 7.6314 | 0.4651 | 18.36 | 9.6935 | 166.6947 | 1.1964 | 0 | 0 | 17.577 | 0
1000 | 42 | 11 | 2 | Tuesday | 15 | 12.132 | 2.782 | 35.0383 | 61.3147 | 51.878 | 6.435 | 0.1863 | 0.4768 | 18.36 | 6.277 | 170.0767 | 0 | 0 | 0 | 17.8782 | 0
1001 | 42 | 11 | 2 | Tuesday | 16 | 12.353 | 2.436 | 35.0063 | 65.8945 | 50.7246 | 25.741 | 0 | 0.788 | 22.68 | 3.0153 | 177.728 | 0 | 0 | 0 | 35.4818 | 0
1002 | 42 | 11 | 2 | Tuesday | 17 | 14.551 | 1.573 | 35.0375 | 59.7461 | 43.0931 | 32.176 | 0 | 0.7524 | 28.8 | 0.6887 | 169.1299 | 0 | 0 | 0 | 43.8553 | 0
1003 | 42 | 11 | 2 | Tuesday | 18 | 13.366 | 2.306 | 34.7038 | 65.4399 | 51.7393 | 45.047 | 0 | 0.7953 | 30.96 | 0 | 186.132 | 0 | 0 | 0 | 55.0454 | 0
1004 | 42 | 11 | 2 | Tuesday | 19 | 12.088 | 1.867 | 33.9976 | 70.7204 | 57.1787 | 45.047 | 0 | 0.7705 | 25.2 | 0 | 189.8864 | 0 | 0 | 0 | 54.3492 | 0
1005 | 42 | 11 | 2 | Tuesday | 20 | 11.502 | 1.743 | 33.9706 | 75.2516 | 60.483 | 32.176 | 0 | 0.7554 | 25.2 | 0 | 197.5456 | 0 | 0 | 0 | 41.9273 | 0
1006 | 42 | 11 | 2 | Tuesday | 21 | 11.983 | 0.729 | 33.9573 | 69.495 | 55.4564 | 19.306 | 0 | 0.6053 | 25.2 | 0 | 185.5027 | 0 | 0 | 0 | 30.3151 | 0
1007 | 42 | 11 | 2 | Tuesday | 22 | 14.936 | 0.078 | 33.7918 | 49.7368 | 40.0199 | 12.871 | 0 | 0.5668 | 16.2 | 0 | 140.3995 | 0 | 0 | 0 | 27.2048 | 0
1008 | 42 | 11 | 2 | Tuesday | 23 | 22.63 | 0 | 34.0273 | 26.9226 | 24.6242 | 12.871 | 0 | 0.648 | 16.2 | 0 | 102.4221 | 0 | 0 | 0 | 34.9398 | 0
1009 | 43 | 12 | 2 | Wednesday | 0 | 29.984 | 0 | 34.7291 | 17.5343 | 18.3373 | 6.435 | 0 | 0.6703 | 14.4 | 0 | 85.6709 | 0 | 0 | 0 | 36.1518 | 0
1010 | 43 | 12 | 2 | Wednesday | 1 | 33.811 | 0 | 35.1601 | 14.6472 | 16.4006 | 6.435 | 0 | 0.6843 | 11.88 | 0 | 78.7723 | 0 | 0 | 0 | 39.9952 | 0
1011 | 43 | 12 | 2 | Wednesday | 2 | 42.176 | 0 | 35.4114 | 11.7686 | 14.464 | 6.435 | 0 | 0.6925 | 11.88 | 0 | 74.2165 | 0 | 0 | 0 | 48.3841 | 0
1012 | 43 | 12 | 2 | Wednesday | 3 | 62.37 | 0 | 35.1997 | 11.7686 | 14.464 | 6.435 | 0 | 0.716 | 11.88 | 0 | 74.0284 | 0 | 0 | 0 | 68.6082 | 0
1013 | 43 | 12 | 2 | Wednesday | 4 | 69.755 | 0 | 34.9804 | 13.0128 | 14.464 | 6.435 | 0 | 0.724 | 11.88 | 0 | 75.0612 | 0 | 0 | 0 | 76.0069 | 0
1014 | 43 | 12 | 2 | Wednesday | 5 | 66.771 | 0 | 34.9093 | 22.6634 | 20.5805 | 6.435 | 0 | 0.7198 | 11.88 | 0 | 90.753 | 0 | 0 | 0 | 73.0294 | 0
1015 | 43 | 12 | 2 | Wednesday | 6 | 58.912 | 0 | 34.615 | 44.2813 | 35.484 | 32.176 | 0 | 0.7181 | 15.12 | 0 | 130.2185 | 0 | 0 | 0 | 90.387 | 0
1016 | 43 | 12 | 2 | Wednesday | 7 | 53.556 | 0 | 34.4676 | 61.1578 | 46.6998 | 45.047 | 0 | 0.7208 | 15.12 | 0 | 158.166 | 0 | 0 | 0 | 97.9924 | 0
1017 | 43 | 12 | 2 | Wednesday | 8 | 50.069 | 0 | 34.4828 | 69.4334 | 52.1343 | 51.482 | 0 | 0.7232 | 18.72 | 0.5649 | 175.4937 | 0 | 0 | 0 | 101.3262 | 0
1018 | 43 | 12 | 2 | Wednesday | 9 | 46.22 | 0 | 34.521 | 68.2717 | 52.8606 | 32.176 | 2.0219 | 0.7093 | 18.72 | 5.2885 | 175.0826 | 0 | 0 | 0 | 78.4108 | 0
1019 | 43 | 12 | 2 | Wednesday | 10 | 44.414 | 0 | 34.5936 | 60.24 | 51.878 | 12.871 | 14.0667 | 0.7214 | 14.4 | 10.1798 | 161.8329 | 1.1957 | 0 | 0 | 57.1022 | 0
1020 | 43 | 12 | 2 | Wednesday | 11 | 41.613 | 0 | 34.5806 | 57.3853 | 51.878 | 12.871 | 26.5629 | 0.7389 | 18.36 | 14.7637 | 162.9427 | 13.6919 | 0 | 0 | 53.787 | 0
1021 | 43 | 12 | 2 | Wednesday | 12 | 37.062 | 0.307 | 34.6149 | 54.8183 | 51.1854 | 19.306 | 30.2892 | 0.7579 | 18.36 | 16.8577 | 160.068 | 10.9832 | 0 | 0 | 54.2858 | 0
1022 | 43 | 12 | 2 | Wednesday | 13 | 34.646 | 1.992 | 34.5504 | 56.2714 | 51.878 | 19.306 | 27.5226 | 0.8378 | 18.36 | 16.4905 | 164.0522 | 8.2166 | 0 | 0 | 50.8438 | 0
1023 | 43 | 12 | 2 | Wednesday | 14 | 35.74 | 2.134 | 34.516 | 56.7703 | 51.878 | 6.435 | 11.6393 | 0.8174 | 18.36 | 13.0794 | 164.6493 | 5.2043 | 0 | 0 | 40.8971 | 0
1024 | 43 | 12 | 2 | Wednesday | 15 | 35.408 | 2.391 | 34.4749 | 58.8807 | 51.878 | 6.435 | 0.0159 | 0.8114 | 18.36 | 8.4773 | 166.9903 | 0 | 0 | 0 | 40.5335 | 0
1025 | 43 | 12 | 2 | Wednesday | 16 | 33.516 | 2.084 | 34.423 | 63.8598 | 50.7246 | 25.741 | 0 | 0.7988 | 22.68 | 4.3831 | 174.7404 | 0 | 0 | 0 | 54.3152 | 0
1026 | 43 | 12 | 2 | Wednesday | 17 | 36.198 | 1.32 | 34.4438 | 59.5623 | 43.0931 | 32.176 | 0 | 0.7651 | 28.8 | 0.9234 | 168.0914 | 0 | 0 | 0 | 62.7075 | 0
1027 | 43 | 12 | 2 | Wednesday | 18 | 29.065 | 1.446 | 34.3378 | 65.4399 | 51.7393 | 45.047 | 0 | 0.7701 | 30.96 | 0 | 184.8112 | 0 | 0 | 0 | 67.0322 | 0
1028 | 43 | 12 | 2 | Wednesday | 19 | 19.823 | 1.327 | 33.9189 | 70.7204 | 57.1787 | 45.047 | 0 | 0.7527 | 25.2 | 0 | 189.2056 | 0 | 0 | 0 | 58.6432 | 0
1029 | 43 | 12 | 2 | Wednesday | 20 | 15.863 | 1.124 | 33.905 | 75.2516 | 60.483 | 32.176 | 0 | 0.7292 | 25.2 | 0 | 196.7847 | 0 | 0 | 0 | 44.0101 | 0
1030 | 43 | 12 | 2 | Wednesday | 21 | 16.884 | 0.54 | 33.8143 | 69.495 | 55.4564 | 19.306 | 0 | 0.6681 | 25.2 | 0 | 185.2173 | 0 | 0 | 0 | 33.9073 | 0
1031 | 43 | 12 | 2 | Wednesday | 22 | 24.657 | 0.036 | 33.7704 | 49.7368 | 40.0199 | 12.871 | 0 | 0.6633 | 16.2 | 0 | 140.4297 | 0 | 0 | 0 | 36.0862 | 0
1032 | 43 | 12 | 2 | Wednesday | 23 | 40.658 | 0 | 33.9752 | 26.9226 | 24.6242 | 12.871 | 0 | 0.6941 | 16.2 | 0 | 102.416 | 0 | 0 | 0 | 52.1963 | 0
1033 | 44 | 13 | 2 | Thursday | 0 | 53.528 | 0 | 34.3646 | 17.5343 | 18.3373 | 6.435 | 0 | 0.7066 | 14.4 | 0 | 85.3427 | 0 | 0 | 0 | 59.3258 | 0
1034 | 44 | 13 | 2 | Thursday | 1 | 59.502 | 0 | 34.6728 | 14.6472 | 16.4006 | 6.435 | 0 | 0.7127 | 11.88 | 0 | 78.3133 | 0 | 0 | 0 | 65.3187 | 0
1035 | 44 | 13 | 2 | Thursday | 2 | 65.96 | 0 | 34.868 | 11.7686 | 14.464 | 6.435 | 0 | 0.7198 | 11.88 | 0 | 73.7005 | 0 | 0 | 0 | 71.7959 | 0
1036 | 44 | 13 | 2 | Thursday | 3 | 71.935 | 0 | 34.8666 | 11.7686 | 14.464 | 6.435 | 0 | 0.7262 | 11.88 | 0 | 73.7055 | 0 | 0 | 0 | 77.788 | 0
1037 | 44 | 13 | 2 | Thursday | 4 | 76.984 | 0 | 34.8213 | 13.0128 | 14.464 | 6.435 | 0 | 0.7319 | 11.88 | 0 | 74.91 | 0 | 0 | 0 | 82.8533 | 0
1038 | 44 | 13 | 2 | Thursday | 5 | 74.216 | 0 | 34.6996 | 22.6634 | 20.5805 | 6.435 | 0 | 0.7286 | 11.88 | 0 | 90.5521 | 0 | 0 | 0 | 80.0963 | 0
1039 | 44 | 13 | 2 | Thursday | 6 | 60.986 | 0 | 34.4056 | 44.2813 | 35.484 | 32.176 | 0 | 0.7222 | 15.12 | 0 | 130.0131 | 0 | 0 | 0 | 90.6182 | 0
1040 | 44 | 13 | 2 | Thursday | 7 | 51.587 | 0 | 34.2811 | 61.1578 | 46.6998 | 45.047 | 0 | 0.7214 | 15.12 | 0 | 157.9802 | 0 | 0 | 0 | 93.6123 | 0
1041 | 44 | 13 | 2 | Thursday | 8 | 47.781 | 0 | 34.3031 | 69.2966 | 52.1343 | 51.482 | 0 | 0.7235 | 18.72 | 0.854 | 175.1776 | 0 | 0 | 0 | 96.5193 | 0
1042 | 44 | 13 | 2 | Thursday | 9 | 45.31 | 0 | 34.3298 | 66.265 | 52.8606 | 32.176 | 19.9512 | 0.7393 | 18.72 | 9.224 | 172.9147 | 0 | 0 | 0 | 75.6638 | 0
1043 | 44 | 13 | 2 | Thursday | 10 | 45.414 | 0 | 34.4121 | 60.7211 | 51.878 | 12.871 | 57.5041 | 0.7934 | 14.4 | 19.3809 | 162.2046 | 44.6331 | 0 | 0 | 56.5802 | 0
1044 | 44 | 13 | 2 | Thursday | 11 | 44.045 | 0 | 34.4266 | 60.0104 | 51.878 | 12.871 | 88.3057 | 0.8406 | 18.36 | 28.9339 | 165.5156 | 75.4347 | 0 | 0 | 53.3573 | 0
1045 | 44 | 13 | 2 | Thursday | 12 | 42.77 | 0.385 | 34.4642 | 56.8344 | 51.1854 | 19.306 | 96.8113 | 0.8747 | 18.36 | 33.9139 | 162.1353 | 77.5053 | 0 | 0 | 53.3017 | 0
1046 | 44 | 13 | 2 | Thursday | 13 | 37.287 | 2.031 | 34.3904 | 58.0516 | 51.878 | 19.306 | 81.4179 | 0.9301 | 18.36 | 32.7324 | 165.8067 | 62.1119 | 0 | 0 | 44.6921 | 0
1047 | 44 | 13 | 2 | Thursday | 14 | 35.232 | 2.208 | 34.3395 | 58.6614 | 51.878 | 6.435 | 51.4271 | 0.8857 | 18.36 | 27.3055 | 166.5128 | 44.9921 | 0 | 0 | 36.9332 | 0
1048 | 44 | 13 | 2 | Thursday | 15 | 33.647 | 2.517 | 34.2968 | 60.4193 | 51.878 | 6.435 | 12.4727 | 0.8275 | 18.36 | 18.1059 | 168.5038 | 6.0377 | 0 | 0 | 35.0026 | 0
1049 | 44 | 13 | 2 | Thursday | 16 | 30.685 | 2.278 | 34.2235 | 63.4916 | 50.7246 | 25.741 | 0 | 0.8074 | 22.68 | 6.8949 | 174.3905 | 0 | 0 | 0 | 36.6228 | 0
1050 | 44 | 13 | 2 | Thursday | 17 | 32.604 | 1.505 | 34.2413 | 59.5002 | 43.0931 | 32.176 | 0 | 0.7725 | 28.8 | 0.8917 | 168.0341 | 0 | 0 | 0 | 41.5008 | 0
1051 | 44 | 13 | 2 | Thursday | 18 | 26.58 | 1.716 | 34.1131 | 65.4399 | 51.7393 | 45.047 | 0 | 0.782 | 30.96 | 0 | 184.8898 | 0 | 0 | 0 | 41.5815 | 0
1052 | 44 | 13 | 2 | Thursday | 19 | 19.587 | 1.307 | 33.9133 | 70.7204 | 57.1787 | 45.047 | 0 | 0.7513 | 25.2 | 0 | 189.1772 | 0 | 0 | 0 | 37.3112 | 0
1053 | 44 | 13 | 2 | Thursday | 20 | 17.861 | 1.085 | 33.9055 | 75.2516 | 60.483 | 32.176 | 0 | 0.6662 | 25.2 | 0 | 196.6794 | 0 | 0 | 0 | 32.0702 | 0
1054 | 44 | 13 | 2 | Thursday | 21 | 21.692 | 0.524 | 33.8113 | 69.495 | 55.4564 | 19.306 | 0 | 0.6119 | 25.2 | 0 | 185.1415 | 0 | 0 | 0 | 30.8061 | 0
1055 | 44 | 13 | 2 | Thursday | 22 | 29.639 | 0.033 | 33.7786 | 49.7368 | 40.0199 | 12.871 | 0 | 0.6742 | 16.2 | 0 | 140.4449 | 0 | 0 | 0 | 35.953 | 0
1056 | 44 | 13 | 2 | Thursday | 23 | 40.727 | 0 | 33.9464 | 26.9226 | 24.6242 | 12.871 | 0 | 0.6926 | 16.2 | 0 | 102.3858 | 0 | 0 | 0 | 47.2491 | 0
1057 | 45 | 14 | 2 | Friday | 0 | 55.061 | 0 | 34.5227 | 17.5343 | 18.3373 | 6.435 | 0 | 0.7061 | 14.4 | 0 | 85.5003 | 0 | 0 | 0 | 58.3979 | 0
1058 | 45 | 14 | 2 | Friday | 1 | 62.917 | 0 | 34.8856 | 14.6472 | 16.4006 | 6.435 | 0 | 0.7133 | 11.88 | 0 | 78.5268 | 0 | 0 | 0 | 66.3045 | 0
1059 | 45 | 14 | 2 | Friday | 2 | 68.938 | 0 | 35.0416 | 11.7686 | 14.464 | 6.435 | 0 | 0.7204 | 11.88 | 0 | 73.8747 | 0 | 0 | 0 | 72.3723 | 0
1060 | 45 | 14 | 2 | Friday | 3 | 75.535 | 0 | 35.064 | 11.7686 | 14.464 | 6.435 | 0 | 0.727 | 11.88 | 0 | 73.9036 | 0 | 0 | 0 | 79.017 | 0
1061 | 45 | 14 | 2 | Friday | 4 | 86.038 | 0 | 34.9288 | 13.0128 | 14.464 | 6.435 | 0 | 0.7391 | 11.88 | 0 | 75.0247 | 0 | 0 | 0 | 89.5669 | 0
1062 | 45 | 14 | 2 | Friday | 5 | 82.81 | 0 | 34.764 | 22.6634 | 20.5805 | 6.435 | 0 | 0.7355 | 11.88 | 0 | 90.6234 | 0 | 0 | 0 | 86.3816 | 0
1063 | 45 | 14 | 2 | Friday | 6 | 71.727 | 0 | 34.5079 | 44.2813 | 35.484 | 32.176 | 0 | 0.7307 | 15.12 | 0 | 130.1239 | 0 | 0 | 0 | 90.2094 | 0
1064 | 45 | 14 | 2 | Friday | 7 | 64.89 | 0 | 34.3736 | 61.157 | 46.6998 | 45.047 | 0 | 0.7318 | 15.12 | 0.1293 | 158.0822 | 0 | 0 | 0 | 92.397 | 0
1065 | 45 | 14 | 2 | Friday | 8 | 57.081 | 0 | 34.3718 | 67.3726 | 52.1343 | 51.482 | 0 | 0.7304 | 18.72 | 2.5382 | 173.329 | 0 | 0 | 0 | 90.6557 | 0
1066 | 45 | 14 | 2 | Friday | 9 | 47.388 | 0 | 34.3838 | 61.1037 | 52.8606 | 32.176 | 13.685 | 0.732 | 18.72 | 11.3626 | 167.8001 | 0 | 0 | 0 | 69.1816 | 0
1067 | 45 | 14 | 2 | Friday | 10 | 43.509 | 0 | 34.444 | 55.7886 | 51.878 | 12.871 | 53.994 | 0.7869 | 14.4 | 22.143 | 157.2975 | 41.123 | 0 | 0 | 51.5234 | 0
1068 | 45 | 14 | 2 | Friday | 11 | 38.633 | 0 | 34.4586 | 55.4229 | 51.878 | 12.871 | 74.1048 | 0.8141 | 18.36 | 29.4472 | 160.9337 | 61.2338 | 0 | 0 | 45.0898 | 0
1069 | 45 | 14 | 2 | Friday | 12 | 30.295 | 1.478 | 34.4288 | 54.2866 | 51.1854 | 19.306 | 78.1376 | 0.8828 | 18.36 | 32.41 | 160.742 | 58.8316 | 0 | 0 | 37.3275 | 0
1070 | 45 | 14 | 2 | Friday | 13 | 25.426 | 2.702 | 34.3646 | 55.0778 | 51.878 | 19.306 | 67.907 | 0.8266 | 18.36 | 31.2628 | 163.4288 | 48.601 | 0 | 0 | 30.11 | 0
1071 | 45 | 14 | 2 | Friday | 14 | 23.188 | 2.794 | 34.2789 | 55.5277 | 51.878 | 6.435 | 42.7782 | 0.6721 | 18.36 | 26.0868 | 163.7385 | 36.3432 | 0 | 0 | 24.1564 | 0
1072 | 45 | 14 | 2 | Friday | 15 | 21.378 | 3.357 | 34.1725 | 58.0201 | 51.878 | 6.435 | 10.4804 | 0.6086 | 18.36 | 17.7127 | 166.6694 | 4.0454 | 0 | 0 | 22.0774 | 0
1073 | 45 | 14 | 2 | Friday | 16 | 18.994 | 3.125 | 34.0203 | 61.6895 | 50.7246 | 25.741 | 0 | 0.59 | 22.68 | 6.8926 | 173.0836 | 0 | 0 | 0 | 22.416 | 0
1074 | 45 | 14 | 2 | Friday | 17 | 20.111 | 2.185 | 33.9814 | 59.2043 | 43.0931 | 32.176 | 0 | 0.6136 | 28.8 | 0.9374 | 168.0558 | 0 | 0 | 0 | 26.0136 | 0
1075 | 45 | 14 | 2 | Friday | 18 | 14.339 | 3.12 | 33.946 | 65.4399 | 51.7393 | 45.047 | 0 | 0.6524 | 30.96 | 0 | 186.1112 | 0 | 0 | 0 | 25.4358 | 0
1076 | 45 | 14 | 2 | Friday | 19 | 11.358 | 6.069 | 33.8611 | 70.7204 | 57.1787 | 45.047 | 0 | 0.8054 | 25.2 | 0 | 194.3293 | 0 | 0 | 0 | 25.5154 | 0
1077 | 45 | 14 | 2 | Friday | 20 | 12.348 | 4.746 | 33.774 | 75.2516 | 60.483 | 32.176 | 0 | 0.7022 | 25.2 | 0 | 200.5437 | 0 | 0 | 0 | 24.1983 | 0
1078 | 45 | 14 | 2 | Friday | 21 | 13.903 | 2.008 | 33.7848 | 69.495 | 55.4564 | 19.306 | 0 | 0.511 | 25.2 | 0 | 186.6189 | 0 | 0 | 0 | 21.67 | 0
1079 | 45 | 14 | 2 | Friday | 22 | 20.575 | 0.066 | 33.7956 | 49.7368 | 40.0199 | 12.871 | 0 | 0.4974 | 16.2 | 0 | 140.3209 | 0 | 0 | 0 | 26.017 | 0
1080 | 45 | 14 | 2 | Friday | 23 | 34.294 | 0 | 33.9651 | 26.9226 | 24.6242 | 12.871 | 0 | 0.6772 | 16.2 | 0 | 102.3891 | 0 | 0 | 0 | 39.9513 | 0
1081 | 46 | 15 | 2 | Saturday | 0 | 44.816 | 0 | 34.8237 | 18.3332 | 19.1419 | 6.435 | 0 | 0.6919 | 15.84 | 0 | 88.8307 | 0 | 0 | 0 | 47.7274 | 0
1082 | 46 | 15 | 2 | Saturday | 1 | 49.817 | 0 | 35.1447 | 17.5283 | 18.3373 | 6.435 | 0 | 0.6965 | 12.6 | 0 | 84.3068 | 0 | 0 | 0 | 52.7831 | 0
1083 | 46 | 15 | 2 | Saturday | 2 | 54.966 | 0 | 35.4574 | 11.771 | 14.464 | 6.435 | 0 | 0.7021 | 12.6 | 0 | 74.9946 | 0 | 0 | 0 | 57.985 | 0
1084 | 46 | 15 | 2 | Saturday | 3 | 63.308 | 0 | 35.4265 | 11.771 | 14.464 | 6.435 | 0 | 0.7125 | 12.6 | 0 | 74.9741 | 0 | 0 | 0 | 66.381 | 0
1085 | 46 | 15 | 2 | Saturday | 4 | 64.443 | 0 | 35.3221 | 11.771 | 14.464 | 6.435 | 0 | 0.7155 | 12.6 | 0 | 74.8726 | 0 | 0 | 0 | 67.5659 | 0
1086 | 46 | 15 | 2 | Saturday | 5 | 67.395 | 0 | 35.1808 | 13.0152 | 14.464 | 6.435 | 0 | 0.7201 | 12.6 | 0 | 75.9801 | 0 | 0 | 0 | 70.5673 | 0
1087 | 46 | 15 | 2 | Saturday | 6 | 62.401 | 0 | 34.978 | 30.2702 | 24.9086 | 32.176 | 0 | 0.7223 | 14.4 | 0 | 105.2791 | 0 | 0 | 0 | 78.9675 | 0
1088 | 46 | 15 | 2 | Saturday | 7 | 58.255 | 0 | 34.8936 | 33.0666 | 26.405 | 45.047 | 0 | 0.7267 | 11.52 | 0 | 106.6118 | 0 | 0 | 0 | 83.2698 | 0
1089 | 46 | 15 | 2 | Saturday | 8 | 49.619 | 0 | 34.7589 | 46.069 | 37.4339 | 51.482 | 0 | 0.7228 | 16.2 | 0.6614 | 135.1846 | 0 | 0 | 0 | 80.5884 | 0
1090 | 46 | 15 | 2 | Saturday | 9 | 46.14 | 0 | 34.762 | 42.1624 | 37.9057 | 32.176 | 0 | 0.7057 | 16.2 | 6.678 | 131.7357 | 0 | 0 | 0 | 66.6615 | 0
1091 | 46 | 15 | 2 | Saturday | 10 | 45.047 | 0 | 34.8096 | 35.6143 | 37.2508 | 12.871 | 12.6898 | 0.7185 | 15.12 | 14.3245 | 123.5132 | 0 | 0 | 0 | 53.3716 | 0
1092 | 46 | 15 | 2 | Saturday | 11 | 39.047 | 0 | 34.8037 | 32.0826 | 35.3135 | 12.871 | 33.789 | 0.7477 | 21.6 | 20.0177 | 124.5476 | 20.918 | 0 | 0 | 46.8716 | 0
1093 | 46 | 15 | 2 | Saturday | 12 | 34.474 | 0.2 | 34.835 | 28.1987 | 34.2247 | 19.306 | 40.224 | 0.7661 | 23.4 | 22.6505 | 121.6411 | 20.918 | 0 | 0 | 45.0045 | 0
1094 | 46 | 15 | 2 | Saturday | 13 | 33.692 | 1.974 | 34.739 | 27.7967 | 33.0722 | 19.306 | 34.0167 | 0.8456 | 23.4 | 22.0903 | 121.9885 | 14.7107 | 0 | 0 | 43.1497 | 0
1095 | 46 | 15 | 2 | Saturday | 14 | 32.459 | 2.217 | 34.6921 | 27.2568 | 33.0722 | 6.435 | 20.2959 | 0.8243 | 23.4 | 19.0632 | 121.6435 | 13.8609 | 0 | 0 | 35.3233 | 0
1096 | 46 | 15 | 2 | Saturday | 15 | 33.587 | 2.128 | 34.6997 | 27.6975 | 33.0722 | 6.435 | 0.0679 | 0.7949 | 23.4 | 11.0329 | 121.9653 | 0 | 0 | 0 | 36.4022 | 0
1097 | 46 | 15 | 2 | Saturday | 16 | 35.102 | 2.105 | 34.7168 | 30.8243 | 33.0722 | 25.741 | 0 | 0.8017 | 23.4 | 4.6737 | 125.0918 | 0 | 0 | 0 | 46.9049 | 0
1098 | 46 | 15 | 2 | Saturday | 17 | 34.159 | 1.763 | 34.7086 | 34.7276 | 32.9581 | 32.176 | 0 | 0.7854 | 27 | 0.9565 | 132.0864 | 0 | 0 | 0 | 49.9971 | 0
1099 | 46 | 15 | 2 | Saturday | 18 | 26.206 | 0.335 | 34.4753 | 55.5841 | 46.5147 | 45.047 | 0 | 0.7108 | 28.8 | 0 | 166.4468 | 0 | 0 | 0 | 50.2534 | 0
1100 | 46 | 15 | 2 | Saturday | 19 | 22.979 | 0.108 | 33.964 | 61.3403 | 50.3878 | 45.047 | 0 | 0.6951 | 28.8 | 0 | 175.3039 | 0 | 0 | 0 | 49.0412 | 0
1101 | 46 | 15 | 2 | Saturday | 20 | 22.8 | 0.972 | 33.8643 | 61.3343 | 50.3878 | 32.176 | 0 | 0.7305 | 27 | 0 | 174.3683 | 0 | 0 | 0 | 42.528 | 0
1102 | 46 | 15 | 2 | Saturday | 21 | 22.715 | 0.542 | 33.7601 | 61.3343 | 50.3878 | 19.306 | 0 | 0.6951 | 27 | 0 | 173.7635 | 0 | 0 | 0 | 34.9496 | 0
1103 | 46 | 15 | 2 | Saturday | 22 | 26.111 | 0.048 | 33.7915 | 49.2003 | 40.077 | 12.871 | 0 | 0.6592 | 19.8 | 0 | 143.5795 | 0 | 0 | 0 | 34.4406 | 0
1104 | 46 | 15 | 2 | Saturday | 23 | 40.088 | 0 | 34.5228 | 28.1779 | 24.6242 | 12.871 | 0 | 0.6939 | 19.8 | 0 | 107.8188 | 0 | 0 | 0 | 48.587 | 0
1105 | 47 | 16 | 2 | Sunday | 0 | 48.504 | 0 | 34.6347 | 24.1043 | 23.0149 | 6.435 | 0 | 0.7013 | 19.8 | 0 | 102.2552 | 0 | 0 | 0 | 52.8079 | 0
1106 | 47 | 16 | 2 | Sunday | 1 | 50.789 | 0 | 34.7891 | 23.3102 | 22.2101 | 6.435 | 0 | 0.7038 | 19.8 | 0 | 100.8133 | 0 | 0 | 0 | 55.128 | 0
1107 | 47 | 16 | 2 | Sunday | 2 | 56.795 | 0 | 35.0793 | 17.5379 | 18.3373 | 6.435 | 0 | 0.7105 | 15.48 | 0 | 87.145 | 0 | 0 | 0 | 61.1711 | 0
1108 | 47 | 16 | 2 | Sunday | 3 | 62.801 | 0 | 35.0643 | 17.5379 | 18.3373 | 6.435 | 0 | 0.7175 | 15.48 | 0 | 87.1369 | 0 | 0 | 0 | 67.2134 | 0
1109 | 47 | 16 | 2 | Sunday | 4 | 72.204 | 0 | 34.9324 | 17.5379 | 18.3373 | 6.435 | 0 | 0.7282 | 15.48 | 0 | 87.0159 | 0 | 0 | 0 | 76.6526 | 0
1110 | 47 | 16 | 2 | Sunday | 5 | 79.301 | 0 | 34.717 | 18.7817 | 18.3373 | 6.435 | 0 | 0.7367 | 15.48 | 0 | 88.0527 | 0 | 0 | 0 | 83.7849 | 0
1111 | 47 | 16 | 2 | Sunday | 6 | 74.271 | 0 | 34.5838 | 26.931 | 24.6242 | 32.176 | 0 | 0.7384 | 18.72 | 0 | 105.5974 | 0 | 0 | 0 | 97.164 | 0
1112 | 47 | 16 | 2 | Sunday | 7 | 68.613 | 0 | 34.4607 | 34.2491 | 29.9942 | 45.047 | 0 | 0.7391 | 18.72 | 0.1372 | 118.1631 | 0 | 0 | 0 | 101.8685 | 0
1113 | 47 | 16 | 2 | Sunday | 8 | 66.604 | 0 | 34.3459 | 36.6945 | 33.2132 | 51.482 | 0 | 0.7422 | 23.4 | 2.2138 | 128.3958 | 0 | 0 | 0 | 106.1926 | 0
1114 | 47 | 16 | 2 | Sunday | 9 | 66.569 | 0 | 34.3575 | 27.043 | 29.3396 | 32.176 | 3.9147 | 0.7352 | 23.4 | 8.2749 | 114.8754 | 0 | 0 | 0 | 92.0384 | 0
1115 | 47 | 16 | 2 | Sunday | 10 | 62.575 | 0 | 34.3563 | 26.8042 | 32.5586 | 12.871 | 34.2235 | 0.7727 | 19.08 | 16.8928 | 113.5719 | 21.3525 | 0 | 0 | 72.4618 | 0
1116 | 47 | 16 | 2 | Sunday | 11 | 61.743 | 0 | 34.3428 | 26.0676 | 32.5586 | 12.871 | 77.3082 | 0.8413 | 21.6 | 28.1026 | 115.4102 | 64.4372 | 0 | 0 | 70.2722 | 0
1117 | 47 | 16 | 2 | Sunday | 12 | 57.169 | 0 | 34.3119 | 26.114 | 33.0367 | 19.306 | 97.6556 | 0.8716 | 19.08 | 35.0211 | 113.4142 | 78.3496 | 0 | 0 | 66.7208 | 0
1118 | 47 | 16 | 2 | Sunday | 13 | 62.871 | 0 | 34.1475 | 22.6098 | 29.1634 | 19.306 | 85.7076 | 0.863 | 18.36 | 34.5259 | 105.1437 | 66.4016 | 0 | 0 | 69.2225 | 0
1119 | 47 | 16 | 2 | Sunday | 14 | 62.07 | 0 | 34.0139 | 22.6758 | 29.1634 | 6.435 | 54.8801 | 0.8111 | 18 | 29.006 | 104.6642 | 48.4451 | 0 | 0 | 63.3774 | 0
1120 | 47 | 16 | 2 | Sunday | 15 | 61.314 | 0 | 34.0045 | 22.4809 | 29.1634 | 6.435 | 15.3676 | 0.7475 | 15.84 | 19.7421 | 102.2363 | 8.9326 | 0 | 0 | 62.2349 | 0
1121 | 47 | 16 | 2 | Sunday | 16 | 59.06 | 0 | 33.9992 | 22.7637 | 27.5539 | 25.741 | 0 | 0.7258 | 23.04 | 7.7679 | 108.0826 | 0 | 0 | 0 | 63.2573 | 0
1122 | 47 | 16 | 2 | Sunday | 17 | 59.742 | 0 | 34.0056 | 26.1204 | 26.399 | 32.176 | 0 | 0.729 | 22.32 | 0.904 | 109.574 | 0 | 0 | 0 | 66.5773 | 0
1123 | 47 | 16 | 2 | Sunday | 18 | 51.952 | 0 | 34.003 | 43.9889 | 38.0184 | 45.047 | 0 | 0.7262 | 23.4 | 0 | 140.1365 | 0 | 0 | 0 | 64.2822 | 0
1124 | 47 | 16 | 2 | Sunday | 19 | 39.528 | 0 | 33.8237 | 55.5005 | 45.7644 | 45.047 | 0 | 0.7092 | 22.68 | 0 | 158.478 | 0 | 0 | 0 | 54.8216 | 0
1125 | 47 | 16 | 2 | Sunday | 20 | 34.37 | 0 | 33.769 | 60.0165 | 49.6381 | 32.176 | 0 | 0.6932 | 22.68 | 0 | 166.7968 | 0 | 0 | 0 | 46.9672 | 0
1126 | 47 | 16 | 2 | Sunday | 21 | 42.034 | 0 | 33.783 | 48.5011 | 41.8913 | 19.306 | 0 | 0.6961 | 22.68 | 0 | 147.5515 | 0 | 0 | 0 | 50.2365 | 0
1127 | 47 | 16 | 2 | Sunday | 22 | 53.08 | 0 | 33.7874 | 40.3665 | 35.5897 | 12.871 | 0 | 0.707 | 14.4 | 0 | 124.8506 | 0 | 0 | 0 | 58.8147 | 0
1128 | 47 | 16 | 2 | Sunday | 23 | 69.657 | 0 | 33.8966 | 25.6748 | 24.6242 | 12.871 | 0 | 0.7254 | 14.4 | 0 | 99.321 | 0 | 0 | 0 | 75.6058 | 0
1129 | 48 | 17 | 2 | Monday | 0 | 83.838 | 0 | 34.298 | 17.5343 | 18.3373 | 6.435 | 0 | 0.7386 | 14.4 | 0 | 85.3082 | 0 | 0 | 0 | 86.8903 | 0
1130 | 48 | 17 | 2 | Monday | 1 | 95.503 | 0 | 34.3438 | 14.6472 | 16.4006 | 6.435 | 0 | 0.7518 | 11.88 | 0 | 78.0234 | 0 | 0 | 0 | 98.6078 | 0
1131 | 48 | 17 | 2 | Monday | 2 | 100.528 | 0 | 34.3558 | 11.7686 | 14.464 | 6.435 | 0 | 0.7582 | 11.88 | 0 | 73.2267 | 0 | 0 | 0 | 103.6826 | 0
1132 | 48 | 17 | 2 | Monday | 3 | 102.93 | 0 | 34.3752 | 11.7686 | 14.464 | 6.435 | 0 | 0.7612 | 11.88 | 0 | 73.249 | 0 | 0 | 0 | 106.1336 | 0
1133 | 48 | 17 | 2 | Monday | 4 | 107.221 | 0 | 34.3929 | 13.0128 | 14.464 | 6.435 | 0 | 0.7653 | 11.88 | 0 | 74.515 | 0 | 0 | 0 | 110.4732 | 0
1134 | 48 | 17 | 2 | Monday | 5 | 105.093 | 0 | 34.3513 | 22.6634 | 20.5805 | 6.435 | 0 | 0.7613 | 11.88 | 0 | 90.2365 | 0 | 0 | 0 | 108.3924 | 0
1135 | 48 | 17 | 2 | Monday | 6 | 92.062 | 0 | 34.2134 | 44.2813 | 35.484 | 32.176 | 0 | 0.7535 | 15.12 | 0 | 129.8523 | 0 | 0 | 0 | 109.2269 | 0
1136 | 48 | 17 | 2 | Monday | 7 | 84.731 | 0 | 34.0713 | 61.1526 | 46.6998 | 45.047 | 0 | 0.7539 | 15.12 | 0.1557 | 157.7977 | 0 | 0 | 0 | 110.5236 | 0
1137 | 48 | 17 | 2 | Monday | 8 | 80.268 | 0 | 34.007 | 66.9373 | 52.1343 | 51.482 | 0 | 0.7551 | 18.72 | 3.0468 | 172.5537 | 0 | 0 | 0 | 112.0642 | 0
1138 | 48 | 17 | 2 | Monday | 9 | 77.481 | 0 | 34.0075 | 62.6887 | 52.8606 | 32.176 | 12.1129 | 0.7593 | 18.72 | 12.6679 | 169.0361 | 0 | 0 | 0 | 98.3094 | 0
1139 | 48 | 17 | 2 | Monday | 10 | 69.264 | 0 | 34.0085 | 59.4683 | 51.878 | 12.871 | 49.9809 | 0.8065 | 14.4 | 23.0295 | 160.5613 | 37.1099 | 0 | 0 | 76.9985 | 0
1140 | 48 | 17 | 2 | Monday | 11 | 59.463 | 0 | 34.0029 | 57.1337 | 51.878 | 12.871 | 68.0639 | 0.8268 | 18.36 | 29.4681 | 162.2015 | 55.1929 | 0 | 0 | 65.7672 | 0
1141 | 48 | 17 | 2 | Monday | 12 | 52.184 | 0 | 34.0708 | 53.5742 | 51.1854 | 19.306 | 67.8383 | 0.8224 | 18.36 | 31.6627 | 158.0128 | 48.5323 | 0 | 0 | 59.3 | 0
1142 | 48 | 17 | 2 | Monday | 13 | 46.608 | 0.78 | 34.0539 | 55.6056 | 51.878 | 19.306 | 45.6373 | 0.8218 | 18.36 | 28.2243 | 161.5628 | 26.3313 | 0 | 0 | 51.9453 | 0
1143 | 48 | 17 | 2 | Monday | 14 | 43.64 | 1.944 | 34.0007 | 57.6809 | 51.878 | 6.435 | 5.0633 | 0.8099 | 18.36 | 18.187 | 164.8315 | 0 | 0 | 0 | 45.2347 | 0
1144 | 48 | 17 | 2 | Monday | 15 | 40.885 | 2.49 | 33.9616 | 60.6365 | 51.878 | 6.435 | 0 | 0.8257 | 18.36 | 8.6358 | 168.3542 | 0 | 0 | 0 | 42.5369 | 0
1145 | 48 | 17 | 2 | Monday | 16 | 37.936 | 2.107 | 33.9304 | 65.5023 | 50.7246 | 25.741 | 0 | 0.8078 | 22.68 | 3.4466 | 175.9238 | 0 | 0 | 0 | 45.1927 | 0
1146 | 48 | 17 | 2 | Monday | 17 | 39.129 | 1.391 | 33.9033 | 59.7395 | 43.0931 | 32.176 | 0 | 0.7748 | 28.8 | 0.6716 | 167.8144 | 0 | 0 | 0 | 49.5863 | 0
1147 | 48 | 17 | 2 | Monday | 18 | 29.034 | 1.259 | 33.8482 | 65.4399 | 51.7393 | 45.047 | 0 | 0.7615 | 30.96 | 0 | 184.1102 | 0 | 0 | 0 | 46.059 | 0
1148 | 48 | 17 | 2 | Monday | 19 | 18.157 | 0.556 | 33.8343 | 70.7204 | 57.1787 | 45.047 | 0 | 0.7115 | 25.2 | 0 | 188.2459 | 0 | 0 | 0 | 37.7206 | 0
1149 | 48 | 17 | 2 | Monday | 20 | 14.755 | 0.479 | 33.931 | 75.2516 | 60.483 | 32.176 | 0 | 0.5979 | 25.2 | 0 | 195.9819 | 0 | 0 | 0 | 30.1832 | 0
1150 | 48 | 17 | 2 | Monday | 21 | 15.306 | 0.021 | 33.8387 | 69.495 | 55.4564 | 19.306 | 0 | 0.5267 | 25.2 | 0 | 184.5398 | 0 | 0 | 0 | 25.1163 | 0
1151 | 48 | 17 | 2 | Monday | 22 | 20.401 | 0 | 33.8021 | 49.7368 | 40.0199 | 12.871 | 0 | 0.5162 | 16.2 | 0 | 140.275 | 0 | 0 | 0 | 27.1627 | 0
1152 | 48 | 17 | 2 | Monday | 23 | 36.4 | 0 | 33.9661 | 26.9226 | 24.6242 | 12.871 | 0 | 0.6823 | 16.2 | 0 | 102.3951 | 0 | 0 | 0 | 43.3542 | 0
1153 | 49 | 18 | 2 | Tuesday | 0 | 50.659 | 0 | 34.7548 | 17.5343 | 18.3373 | 6.435 | 0 | 0.6994 | 14.4 | 0 | 85.7258 | 0 | 0 | 0 | 54.2095 | 0
1154 | 49 | 18 | 2 | Tuesday | 1 | 53.813 | 0 | 35.4292 | 14.6472 | 16.4006 | 6.435 | 0 | 0.7023 | 11.88 | 0 | 79.0594 | 0 | 0 | 0 | 57.4092 | 0
1155 | 49 | 18 | 2 | Tuesday | 2 | 59.743 | 0 | 35.4814 | 11.7686 | 14.464 | 6.435 | 0 | 0.7096 | 11.88 | 0 | 74.3037 | 0 | 0 | 0 | 63.3852 | 0
1156 | 49 | 18 | 2 | Tuesday | 3 | 69.512 | 0 | 35.3245 | 11.7686 | 14.464 | 6.435 | 0 | 0.7221 | 11.88 | 0 | 74.1593 | 0 | 0 | 0 | 73.2004 | 0
1157 | 49 | 18 | 2 | Tuesday | 4 | 74.157 | 0 | 35.0841 | 13.0128 | 14.464 | 6.435 | 0 | 0.7282 | 11.88 | 0 | 75.1691 | 0 | 0 | 0 | 77.8882 | 0
1158 | 49 | 18 | 2 | Tuesday | 5 | 69.907 | 0 | 35.004 | 22.6634 | 20.5805 | 6.435 | 0 | 0.7232 | 11.88 | 0 | 90.8512 | 0 | 0 | 0 | 73.678 | 0
1159 | 49 | 18 | 2 | Tuesday | 6 | 59.675 | 0 | 34.807 | 44.2813 | 35.484 | 32.176 | 0 | 0.7194 | 15.12 | 0 | 130.4117 | 0 | 0 | 0 | 79.1206 | 0
1160 | 49 | 18 | 2 | Tuesday | 7 | 52.98 | 0 | 34.684 | 61.1578 | 46.6998 | 45.047 | 0 | 0.7208 | 15.12 | 0.1458 | 158.3824 | 0 | 0 | 0 | 81.7404 | 0
1161 | 49 | 18 | 2 | Tuesday | 8 | 47.756 | 0 | 34.6656 | 69.1302 | 52.1343 | 51.482 | 0 | 0.7212 | 18.72 | 1.5256 | 175.3713 | 0 | 0 | 0 | 82.6423 | 0
1162 | 49 | 18 | 2 | Tuesday | 9 | 45.834 | 0 | 34.6906 | 67.2364 | 52.8606 | 32.176 | 0 | 0.706 | 18.72 | 4.69 | 174.2136 | 0 | 0 | 0 | 68.6158 | 0
1163 | 49 | 18 | 2 | Tuesday | 10 | 43.882 | 0 | 34.7052 | 59.4061 | 51.878 | 12.871 | 0 | 0.6985 | 14.4 | 8.8388 | 161.0877 | 0 | 0 | 0 | 53.1758 | 0
1164 | 49 | 18 | 2 | Tuesday | 11 | 35.461 | 0 | 34.692 | 56.3771 | 51.878 | 12.871 | 3.1172 | 0.6961 | 18.36 | 13.2766 | 162.0031 | 0 | 0 | 0 | 44.8327 | 0
1165 | 49 | 18 | 2 | Tuesday | 12 | 27.84 | 0.243 | 34.7418 | 53.7679 | 51.1854 | 19.306 | 21.8993 | 0.7327 | 18.36 | 18.0229 | 159.0506 | 2.5933 | 0 | 0 | 41.6508 | 0
1166 | 49 | 18 | 2 | Tuesday | 13 | 24.75 | 2.543 | 34.6669 | 54.7773 | 51.878 | 19.306 | 47.8867 | 0.8872 | 18.36 | 23.3447 | 163.3192 | 28.5807 | 0 | 0 | 37.4474 | 0
1167 | 49 | 18 | 2 | Tuesday | 14 | 23.233 | 2.461 | 34.624 | 54.953 | 51.878 | 6.435 | 57.9429 | 0.7296 | 18.36 | 24.8035 | 163.2065 | 51.5079 | 0 | 0 | 26.8088 | 0
1168 | 49 | 18 | 2 | Tuesday | 15 | 20.895 | 2.967 | 34.5243 | 57.509 | 51.878 | 6.435 | 27.878 | 0.6508 | 18.36 | 17.6565 | 166.1307 | 21.443 | 0 | 0 | 23.9249 | 0
1169 | 49 | 18 | 2 | Tuesday | 16 | 17.775 | 2.818 | 34.3683 | 61.3393 | 50.7246 | 25.741 | 0.1365 | 0.7136 | 22.68 | 7.1808 | 172.8739 | 0 | 0 | 0 | 29.8411 | 0
1170 | 49 | 18 | 2 | Tuesday | 17 | 19.52 | 2.029 | 34.328 | 58.779 | 43.0931 | 32.176 | 0 | 0.7724 | 28.8 | 1.2597 | 167.9669 | 0 | 0 | 0 | 35.6538 | 0
1171 | 49 | 18 | 2 | Tuesday | 18 | 16.913 | 2.554 | 33.9283 | 65.4399 | 51.7393 | 45.047 | 0 | 0.8124 | 30.96 | 0 | 185.6417 | 0 | 0 | 0 | 41.3779 | 0
1172 | 49 | 18 | 2 | Tuesday | 19 | 13.326 | 1.797 | 33.984 | 70.7204 | 57.1787 | 45.047 | 0 | 0.7684 | 25.2 | 0 | 189.7944 | 0 | 0 | 0 | 39.755 | 0
1173 | 49 | 18 | 2 | Tuesday | 20 | 11.984 | 1.69 | 34.0055 | 75.2516 | 60.483 | 32.176 | 0 | 0.6892 | 25.2 | 0 | 197.4566 | 0 | 0 | 0 | 31.9506 | 0
1174 | 49 | 18 | 2 | Tuesday | 21 | 12.729 | 0.656 | 33.9556 | 69.495 | 55.4564 | 19.306 | 0 | 0.5058 | 25.2 | 0 | 185.3219 | 0 | 0 | 0 | 25.1313 | 0
1175 | 49 | 18 | 2 | Tuesday | 22 | 16.757 | 0.044 | 33.7885 | 49.7368 | 40.0199 | 12.871 | 0 | 0.478 | 16.2 | 0 | 140.2702 | 0 | 0 | 0 | 25.194 | 0
1176 | 49 | 18 | 2 | Tuesday | 23 | 25.006 | 0 | 33.9144 | 26.9226 | 24.6242 | 12.871 | 0 | 0.6323 | 16.2 | 0 | 102.2935 | 0 | 0 | 0 | 33.5757 | 0
1177 | 50 | 19 | 2 | Wednesday | 0 | 36.31 | 0 | 34.6664 | 17.5343 | 18.3373 | 6.435 | 0 | 0.6851 | 14.4 | 0 | 85.6231 | 0 | 0 | 0 | 40.6512 | 0
1178 | 50 | 19 | 2 | Wednesday | 1 | 39.729 | 0 | 35.3332 | 14.6472 | 16.4006 | 6.435 | 0 | 0.6898 | 11.88 | 0 | 78.9508 | 0 | 0 | 0 | 44.1071 | 0
1179 | 50 | 19 | 2 | Wednesday | 2 | 45.476 | 0 | 35.5495 | 11.7686 | 14.464 | 6.435 | 0 | 0.6955 | 11.88 | 0 | 74.3576 | 0 | 0 | 0 | 49.8928 | 0
1180 | 50 | 19 | 2 | Wednesday | 3 | 53.329 | 0 | 35.542 | 11.7686 | 14.464 | 6.435 | 0 | 0.7034 | 11.88 | 0 | 74.3581 | 0 | 0 | 0 | 57.785 | 0
1181 | 50 | 19 | 2 | Wednesday | 4 | 62.268 | 0 | 35.3823 | 13.0128 | 14.464 | 6.435 | 0 | 0.714 | 11.88 | 0 | 75.453 | 0 | 0 | 0 | 66.761 | 0
1182 | 50 | 19 | 2 | Wednesday | 5 | 62.251 | 0 | 35.1722 | 22.6634 | 20.5805 | 6.435 | 0 | 0.7142 | 11.88 | 0 | 91.0103 | 0 | 0 | 0 | 66.7747 | 0
1183 | 50 | 19 | 2 | Wednesday | 6 | 53.434 | 0 | 34.92 | 44.2813 | 35.484 | 32.176 | 0 | 0.7119 | 15.12 | 0 | 130.5171 | 0 | 0 | 0 | 76.5242 | 0
1184 | 50 | 19 | 2 | Wednesday | 7 | 47.323 | 0 | 34.7805 | 61.1464 | 46.6998 | 45.047 | 0 | 0.7138 | 15.12 | 0.1629 | 158.4606 | 0 | 0 | 0 | 80.8339 | 0
1185 | 50 | 19 | 2 | Wednesday | 8 | 43.07 | 0 | 34.7974 | 66.1289 | 52.1343 | 51.482 | 0.2359 | 0.7154 | 18.72 | 3.5338 | 172.496 | 0 | 0 | 0 | 82.9169 | 0
1186 | 50 | 19 | 2 | Wednesday | 9 | 40.802 | 0 | 34.8329 | 60.2773 | 52.8606 | 32.176 | 32.4044 | 0.7519 | 18.72 | 14.5061 | 167.4427 | 0.2284 | 0 | 0 | 65.6469 | 0
1187 | 50 | 19 | 2 | Wednesday | 10 | 38.316 | 0 | 34.7296 | 55.6845 | 51.878 | 12.871 | 73.9354 | 0.8132 | 14.4 | 25.7388 | 157.5052 | 61.0644 | 0 | 0 | 46.9797 | 0
1188 | 50 | 19 | 2 | Wednesday | 11 | 29.174 | 0 | 34.6803 | 55.1601 | 51.878 | 12.871 | 97.4957 | 0.8239 | 18.36 | 33.8774 | 160.9022 | 84.6247 | 0 | 0 | 35.6858 | 0
1189 | 50 | 19 | 2 | Wednesday | 12 | 23.841 | 2.185 | 34.6118 | 53.4441 | 51.1854 | 19.306 | 97.756 | 0.8469 | 18.36 | 36.8734 | 160.8109 | 78.45 | 0 | 0 | 30.1358 | 0
1190 | 50 | 19 | 2 | Wednesday | 13 | 20.253 | 2.95 | 34.6195 | 54.9536 | 51.878 | 19.306 | 80.709 | 0.7308 | 18.36 | 35.2468 | 163.7325 | 61.403 | 0 | 0 | 23.6163 | 0
1191 | 50 | 19 | 2 | Wednesday | 14 | 19.274 | 3.507 | 34.5156 | 56.8901 | 51.878 | 6.435 | 54.0236 | 0.6378 | 18.36 | 30.3861 | 166.0737 | 47.5886 | 0 | 0 | 19.6598 | 0
1192 | 50 | 19 | 2 | Wednesday | 15 | 17.816 | 3.603 | 34.363 | 59.3079 | 51.878 | 6.435 | 14.4773 | 0.4973 | 18.36 | 21.0928 | 168.3025 | 8.0423 | 0 | 0 | 17.8389 | 0
1193 | 50 | 19 | 2 | Wednesday | 16 | 17.524 | 3.565 | 34.2416 | 61.153 | 50.7246 | 25.741 | 0 | 0.5328 | 22.68 | 8.5721 | 173.1878 | 0 | 0 | 0 | 18.2464 | 0
1194 | 50 | 19 | 2 | Wednesday | 17 | 20.42 | 2.544 | 34.307 | 59.0018 | 43.0931 | 32.176 | 0 | 0.5775 | 28.8 | 0.9759 | 168.5305 | 0 | 0 | 0 | 23.1287 | 0
1195 | 50 | 19 | 2 | Wednesday | 18 | 17.6 | 2.42 | 33.9753 | 65.4399 | 51.7393 | 45.047 | 0 | 0.6024 | 30.96 | 0 | 185.3341 | 0 | 0 | 0 | 24.5383 | 0
1196 | 50 | 19 | 2 | Wednesday | 19 | 13.766 | 1.655 | 33.9951 | 70.7204 | 57.1787 | 45.047 | 0 | 0.5513 | 25.2 | 0 | 189.4353 | 0 | 0 | 0 | 24.1028 | 0
1197 | 50 | 19 | 2 | Wednesday | 20 | 12.599 | 1.472 | 34.0244 | 75.2516 | 60.483 | 32.176 | 0 | 0.4922 | 25.2 | 0 | 197.0431 | 0 | 0 | 0 | 21.9139 | 0
1198 | 50 | 19 | 2 | Wednesday | 21 | 13.876 | 0.565 | 33.9055 | 69.495 | 55.4564 | 19.306 | 0 | 0.4102 | 25.2 | 0 | 185.0785 | 0 | 0 | 0 | 20.1943 | 0
1199 | 50 | 19 | 2 | Wednesday | 22 | 18.3 | 0.037 | 33.7919 | 49.7368 | 40.0199 | 12.871 | 0 | 0.4342 | 16.2 | 0 | 140.2224 | 0 | 0 | 0 | 22.8058 | 0
1200 | 50 | 19 | 2 | Wednesday | 23 | 29.568 | 0 | 33.9715 | 26.9226 | 24.6242 | 12.871 | 0 | 0.6382 | 16.2 | 0 | 102.3565 | 0 | 0 | 0 | 34.3041 | 0
1201 | 51 | 20 | 2 | Thursday | 0 | 40.841 | 0 | 34.7364 | 17.5343 | 18.3373 | 6.435 | 0 | 0.6897 | 14.4 | 0 | 85.6976 | 0 | 0 | 0 | 43.2998 | 0
1202 | 51 | 20 | 2 | Thursday | 1 | 46.148 | 0 | 35.202 | 14.6472 | 16.4006 | 6.435 | 0 | 0.6952 | 11.88 | 0 | 78.8251 | 0 | 0 | 0 | 48.6675 | 0
1203 | 51 | 20 | 2 | Thursday | 2 | 51.149 | 0 | 35.4282 | 11.7686 | 14.464 | 6.435 | 0 | 0.7003 | 11.88 | 0 | 74.2411 | 0 | 0 | 0 | 53.7277 | 0
1204 | 51 | 20 | 2 | Thursday | 3 | 58.174 | 0 | 35.3788 | 11.7686 | 14.464 | 6.435 | 0 | 0.7091 | 11.88 | 0 | 74.2006 | 0 | 0 | 0 | 60.8114 | 0
1205 | 51 | 20 | 2 | Thursday | 4 | 63.958 | 0 | 35.2052 | 13.0128 | 14.464 | 6.435 | 0 | 0.717 | 11.88 | 0 | 75.279 | 0 | 0 | 0 | 66.6527 | 0
1206 | 51 | 20 | 2 | Thursday | 5 | 60.524 | 0 | 35.084 | 22.6634 | 20.5805 | 6.435 | 0 | 0.7132 | 11.88 | 0 | 90.9212 | 0 | 0 | 0 | 63.2718 | 0
1207 | 51 | 20 | 2 | Thursday | 6 | 50.408 | 0 | 34.7836 | 44.2813 | 35.484 | 32.176 | 0 | 0.7102 | 15.12 | 0 | 130.379 | 0 | 0 | 0 | 64.9131 | 0
1208 | 51 | 20 | 2 | Thursday | 7 | 42.936 | 0 | 34.6082 | 61.1578 | 46.6998 | 45.047 | 0 | 0.7113 | 15.12 | 0.154 | 158.2971 | 0 | 0 | 0 | 65.2543 | 0
1209 | 51 | 20 | 2 | Thursday | 8 | 37.402 | 0 | 34.6187 | 69.1455 | 52.1343 | 51.482 | 0 | 0.7118 | 18.72 | 1.4632 | 175.3303 | 0 | 0 | 0 | 65.5559 | 0
1210 | 51 | 20 | 2 | Thursday | 9 | 34.022 | 0 | 34.6592 | 67.201 | 52.8606 | 32.176 | 0 | 0.6957 | 18.72 | 4.3484 | 174.1365 | 0 | 0 | 0 | 52.9047 | 0
1211 | 51 | 20 | 2 | Thursday | 10 | 31.881 | 0 | 34.7439 | 59.8437 | 51.878 | 12.871 | 0 | 0.6884 | 14.4 | 7.2868 | 161.554 | 0 | 0 | 0 | 39.6737 | 0
1212 | 51 | 20 | 2 | Thursday | 11 | 27.296 | 0 | 34.7688 | 58.4902 | 51.878 | 12.871 | 0 | 0.6702 | 18.36 | 8.1324 | 164.1672 | 0 | 0 | 0 | 35.2253 | 0
1213 | 51 | 20 | 2 | Thursday | 12 | 23.871 | 1.722 | 34.7295 | 55.7286 | 51.1854 | 19.306 | 0 | 0.7676 | 18.36 | 8.8411 | 162.6334 | 0 | 0 | 0 | 36.0375 | 0
1214 | 51 | 20 | 2 | Thursday | 13 | 21.286 | 2.618 | 34.6779 | 58.3926 | 51.878 | 19.306 | 0 | 0.7793 | 18.36 | 7.4892 | 166.9186 | 0 | 0 | 0 | 33.7618 | 0
1215 | 51 | 20 | 2 | Thursday | 14 | 19.454 | 3.63 | 34.6112 | 62.5934 | 51.878 | 6.435 | 0 | 0.6348 | 18.36 | 4.662 | 172.0028 | 0 | 0 | 0 | 23.68 | 0
1216 | 51 | 20 | 2 | Thursday | 15 | 18.552 | 3.607 | 34.4879 | 65.4413 | 51.878 | 6.435 | 0 | 0.6163 | 18.36 | 3.1213 | 174.684 | 0 | 0 | 0 | 22.812 | 0
1217 | 51 | 20 | 2 | Thursday | 16 | 16.945 | 3.483 | 34.4244 | 67.6723 | 50.7246 | 25.741 | 0 | 0.8308 | 22.68 | 1.6307 | 180.0986 | 0 | 0 | 0 | 34.3109 | 0
1218 | 51 | 20 | 2 | Thursday | 17 | 18.605 | 2.773 | 34.4196 | 59.7898 | 43.0931 | 32.176 | 0 | 0.8192 | 28.8 | 0.4214 | 169.9208 | 0 | 0 | 0 | 41.054 | 0
1219 | 51 | 20 | 2 | Thursday | 18 | 14.021 | 2.819 | 34.017 | 65.4399 | 51.7393 | 45.047 | 0 | 0.8227 | 30.96 | 0 | 186.0278 | 0 | 0 | 0 | 46.7194 | 0
1220 | 51 | 20 | 2 | Thursday | 19 | 9.985 | 7.226 | 33.8247 | 70.7204 | 57.1787 | 45.047 | 0 | 1.0471 | 25.2 | 0 | 195.7864 | 0 | 0 | 0 | 43.9729 | 0
1221 | 51 | 20 | 2 | Thursday | 20 | 9.805 | 5.971 | 33.7245 | 75.2516 | 60.483 | 32.176 | 0 | 0.9571 | 25.2 | 0 | 202.0741 | 0 | 0 | 0 | 34.7498 | 0
1222 | 51 | 20 | 2 | Thursday | 21 | 9.986 | 3.512 | 33.7197 | 69.495 | 55.4564 | 19.306 | 0 | 0.651 | 25.2 | 0 | 188.3199 | 0 | 0 | 0 | 25.2311 | 0
1223 | 51 | 20 | 2 | Thursday | 22 | 12.258 | 0.253 | 33.7579 | 49.7368 | 40.0199 | 12.871 | 0 | 0.4863 | 16.2 | 0 | 140.4748 | 0 | 0 | 0 | 22.533 | 0
1224 | 51 | 20 | 2 | Thursday | 23 | 16.431 | 0 | 33.7919 | 26.9226 | 24.6242 | 12.871 | 0 | 0.5057 | 16.2 | 0 | 102.0443 | 0 | 0 | 0 | 26.7922 | 0
1225 | 52 | 21 | 2 | Friday | 0 | 19.158 | 0 | 33.9015 | 17.5343 | 18.3373 | 6.435 | 0 | 0.4611 | 14.4 | 0 | 84.6342 | 0 | 0 | 0 | 24.37 | 0
1226 | 52 | 21 | 2 | Friday | 1 | 20.905 | 0 | 34.1916 | 14.6472 | 16.4006 | 6.435 | 0 | 0.496 | 11.88 | 0 | 77.6155 | 0 | 0 | 0 | 26.1379 | 0
1227 | 52 | 21 | 2 | Friday | 2 | 24.573 | 0 | 34.8034 | 11.7686 | 14.464 | 6.435 | 0 | 0.5675 | 11.88 | 0 | 73.4835 | 0 | 0 | 0 | 29.8261 | 0
1228 | 52 | 21 | 2 | Friday | 3 | 25.28 | 0 | 35.1342 | 11.7686 | 14.464 | 6.435 | 0 | 0.5844 | 11.88 | 0 | 73.8312 | 0 | 0 | 0 | 30.5533 | 0
1229 | 52 | 21 | 2 | Friday | 4 | 25.26 | 0 | 35.3215 | 13.0128 | 14.464 | 6.435 | 0 | 0.5844 | 11.88 | 0 | 75.2627 | 0 | 0 | 0 | 30.5536 | 0
1230 | 52 | 21 | 2 | Friday | 5 | 23.563 | 0 | 35.2173 | 22.6634 | 20.5805 | 6.435 | 0 | 0.5508 | 11.88 | 0 | 90.8921 | 0 | 0 | 0 | 28.8766 | 0
1231 | 52 | 21 | 2 | Friday | 6 | 18.801 | 0 | 34.4545 | 44.2813 | 35.484 | 32.176 | 0 | 0.6774 | 15.12 | 0 | 130.0172 | 0 | 0 | 0 | 45.7622 | 0
1232 | 52 | 21 | 2 | Friday | 7 | 15.436 | 0 | 33.9674 | 61.1578 | 46.6998 | 45.047 | 0 | 0.682 | 15.12 | 0.0758 | 157.627 | 0 | 0 | 0 | 54.0293 | 0
1233 | 52 | 21 | 2 | Friday | 8 | 12.806 | 0 | 34.0486 | 69.4588 | 52.1343 | 51.482 | 0 | 0.6848 | 18.72 | 0.7433 | 175.0465 | 0 | 0 | 0 | 57.9676 | 0
1234 | 52 | 21 | 2 | Friday | 9 | 11.517 | 0 | 34.3031 | 70.2481 | 52.8606 | 32.176 | 0 | 0.6697 | 18.72 | 2.3837 | 176.8015 | 0 | 0 | 0 | 40.1291 | 0
1235 | 52 | 21 | 2 | Friday | 10 | 11.149 | 0 | 34.7468 | 62.3809 | 51.878 | 12.871 | 0 | 0.4256 | 14.4 | 4.7754 | 163.8313 | 0 | 0 | 0 | 22.6736 | 0
1236 | 52 | 21 | 2 | Friday | 11 | 9.965 | 1.898 | 34.8791 | 59.0799 | 51.878 | 12.871 | 0.6438 | 0.5015 | 18.36 | 6.9294 | 166.7509 | 0 | 0 | 0 | 21.5454 | 0
1237 | 52 | 21 | 2 | Friday | 12 | 9.821 | 3.314 | 34.9564 | 55.7414 | 51.1854 | 19.306 | 6.4174 | 0.6886 | 18.36 | 9.2014 | 164.5156 | 0 | 0 | 0 | 27.1695 | 0
1238 | 52 | 21 | 2 | Friday | 13 | 10.116 | 3.51 | 35.0782 | 56.556 | 51.878 | 19.306 | 10.75 | 0.7069 | 18.36 | 10.9958 | 166.3755 | 0 | 0 | 0 | 27.236 | 0
1239 | 52 | 21 | 2 | Friday | 14 | 11.204 | 3.112 | 35.0368 | 57.6177 | 51.878 | 6.435 | 4.5181 | 0.4804 | 18.36 | 9.6607 | 166.7388 | 0 | 0 | 0 | 16.8311 | 0
1240 | 52 | 21 | 2 | Friday | 15 | 12.66 | 3.072 | 34.999 | 61.1029 | 51.878 | 6.435 | 0 | 0.4993 | 18.36 | 6.5087 | 170.1613 | 0 | 0 | 0 | 18.2853 | 0
1241 | 52 | 21 | 2 | Friday | 16 | 12.823 | 2.693 | 34.9708 | 64.1737 | 50.7246 | 25.741 | 0 | 0.804 | 22.68 | 4.2749 | 176.2654 | 0 | 0 | 0 | 35.4815 | 0
1242 | 52 | 21 | 2 | Friday | 17 | 13.668 | 2.177 | 34.9588 | 59.1486 | 43.0931 | 32.176 | 0 | 0.7822 | 28.8 | 2.0706 | 169.1373 | 0 | 0 | 0 | 42.4028 | 0
1243 | 52 | 21 | 2 | Friday | 18 | 12.28 | 2.407 | 34.4736 | 65.4399 | 51.7393 | 45.047 | 0 | 0.7993 | 30.96 | 0.357 | 186.0149 | 0 | 0 | 0 | 53.2176 | 0
1244 | 52 | 21 | 2 | Friday | 19 | 12.398 | 1.77 | 34.0305 | 70.7204 | 57.1787 | 45.047 | 0 | 0.766 | 25.2 | 0 | 189.8097 | 0 | 0 | 0 | 53.9882 | 0
1245 | 52 | 21 | 2 | Friday | 20 | 11.559 | 1.702 | 34.0228 | 75.2516 | 60.483 | 32.176 | 0 | 0.7536 | 25.2 | 0 | 197.5522 | 0 | 0 | 0 | 41.5384 | 0
1246 | 52 | 21 | 2 | Friday | 21 | 11.74 | 0.732 | 33.9926 | 69.495 | 55.4564 | 19.306 | 0 | 0.5962 | 25.2 | 0 | 185.5318 | 0 | 0 | 0 | 29.8206 | 0
1247 | 52 | 21 | 2 | Friday | 22 | 14.974 | 0.072 | 33.7921 | 49.7368 | 40.0199 | 12.871 | 0 | 0.5643 | 16.2 | 0 | 140.3904 | 0 | 0 | 0 | 27.0801 | 0
1248 | 52 | 21 | 2 | Friday | 23 | 21.781 | 0 | 33.9655 | 26.9226 | 24.6242 | 12.871 | 0 | 0.6359 | 16.2 | 0 | 102.3481 | 0 | 0 | 0 | 33.9303 | 0
1249 | 53 | 22 | 2 | Saturday | 0 | 29.35 | 0 | 34.6544 | 18.3332 | 19.1419 | 6.435 | 0 | 0.6631 | 15.84 | 0 | 88.6326 | 0 | 0 | 0 | 35.4394 | 0
1250 | 53 | 22 | 2 | Saturday | 1 | 34.738 | 0 | 34.978 | 17.5283 | 18.3373 | 6.435 | 0 | 0.6846 | 12.6 | 0 | 84.1281 | 0 | 0 | 0 | 40.8468 | 0
1251 | 53 | 22 | 2 | Saturday | 2 | 39.679 | 0 | 35.2951 | 11.771 | 14.464 | 6.435 | 0 | 0.6894 | 12.6 | 0 | 74.8195 | 0 | 0 | 0 | 45.8076 | 0
1252 | 53 | 22 | 2 | Saturday | 3 | 46.317 | 0 | 35.365 | 11.771 | 14.464 | 6.435 | 0 | 0.6973 | 12.6 | 0 | 74.8973 | 0 | 0 | 0 | 52.464 | 0
1253 | 53 | 22 | 2 | Saturday | 4 | 55.956 | 0 | 35.2025 | 11.771 | 14.464 | 6.435 | 0 | 0.7091 | 12.6 | 0 | 74.7466 | 0 | 0 | 0 | 62.1225 | 0
1254 | 53 | 22 | 2 | Saturday | 5 | 62.851 | 0 | 35.0516 | 13.0152 | 14.464 | 6.435 | 0 | 0.7167 | 12.6 | 0 | 75.8476 | 0 | 0 | 0 | 69.0325 | 0
1255 | 53 | 22 | 2 | Saturday | 6 | 58.969 | 0 | 34.8133 | 30.2702 | 24.9086 | 32.176 | 0 | 0.7199 | 14.4 | 0 | 105.112 | 0 | 0 | 0 | 90.0879 | 0
1256 | 53 | 22 | 2 | Saturday | 7 | 57.808 | 0 | 34.7774 | 33.0654 | 26.405 | 45.047 | 0 | 0.7267 | 11.52 | 0.2054 | 106.4945 | 0 | 0 | 0 | 101.7916 | 0
1257 | 53 | 22 | 2 | Saturday | 8 | 49.544 | 0 | 34.5831 | 44.0868 | 37.4339 | 51.482 | 1.6735 | 0.7253 | 16.2 | 3.4113 | 133.0291 | 0 | 0 | 0 | 100.2982 | 0
1258 | 53 | 22 | 2 | Saturday | 9 | 46.426 | 0 | 34.5814 | 37.8037 | 37.9057 | 32.176 | 29.8428 | 0.7536 | 16.2 | 12.3392 | 127.2444 | 0 | 0 | 0 | 77.4793 | 0
1259 | 53 | 22 | 2 | Saturday | 10 | 41.678 | 0 | 34.6271 | 33.375 | 37.2508 | 12.871 | 57.9833 | 0.7879 | 15.12 | 21.1684 | 121.1608 | 45.1123 | 0 | 0 | 52.9593 | 0
1260 | 53 | 22 | 2 | Saturday | 11 | 34.737 | 0 | 34.6844 | 30.3732 | 35.3135 | 12.871 | 71.8613 | 0.8043 | 21.6 | 27.0568 | 122.7754 | 58.9903 | 0 | 0 | 44.3476 | 0
1261 | 53 | 22 | 2 | Saturday | 12 | 30.097 | 1.135 | 34.6787 | 26.8442 | 34.2247 | 19.306 | 67.4094 | 0.8517 | 23.4 | 28.1833 | 121.227 | 48.1034 | 0 | 0 | 41.9801 | 0
1262 | 53 | 22 | 2 | Saturday | 13 | 26.111 | 2.629 | 34.536 | 26.4235 | 33.0722 | 19.306 | 52.9955 | 0.8932 | 23.4 | 26.1366 | 121.1684 | 33.6895 | 0 | 0 | 35.963 | 0
1263 | 53 | 22 | 2 | Saturday | 14 | 24.599 | 2.602 | 34.4863 | 25.4794 | 33.0722 | 6.435 | 31.2938 | 0.706 | 23.4 | 21.9417 | 119.9575 | 24.8588 | 0 | 0 | 27.4193 | 0
1264 | 53 | 22 | 2 | Saturday | 15 | 25.277 | 2.606 | 34.4721 | 26.4159 | 33.0722 | 6.435 | 4.6723 | 0.6744 | 23.4 | 15.059 | 120.8532 | 0 | 0 | 0 | 27.9276 | 0
1265 | 53 | 22 | 2 | Saturday | 16 | 26.556 | 2.614 | 34.4744 | 29.6041 | 33.0722 | 25.741 | 0 | 0.8171 | 23.4 | 7.8236 | 124.1949 | 0 | 0 | 0 | 37.6428 | 0
1266 | 53 | 22 | 2 | Saturday | 17 | 27.156 | 2.195 | 34.461 | 34.1751 | 32.9581 | 32.176 | 0 | 0.7987 | 27 | 2.2593 | 131.767 | 0 | 0 | 0 | 42.1539 | 0
1267 | 53 | 22 | 2 | Saturday | 18 | 21.296 | 0.632 | 34.0194 | 55.5841 | 46.5147 | 45.047 | 0 | 0.7197 | 28.8 | 0.3467 | 166.3216 | 0 | 0 | 0 | 44.2545 | 0
1268 | 53 | 22 | 2 | Saturday | 19 | 18.474 | 1.25 | 33.9456 | 61.3403 | 50.3878 | 45.047 | 0 | 0.7474 | 28.8 | 0 | 176.5728 | 0 | 0 | 0 | 43.5324 | 0
1269 | 53 | 22 | 2 | Saturday | 20 | 18.312 | 1.039 | 33.9633 | 61.3343 | 50.3878 | 32.176 | 0 | 0.7283 | 27 | 0 | 174.5372 | 0 | 0 | 0 | 37.3646 | 0
1270 | 53 | 22 | 2 | Saturday | 21 | 18.125 | 0.704 | 33.9158 | 61.3343 | 50.3878 | 19.306 | 0 | 0.6046 | 27 | 0 | 174.0043 | 0 | 0 | 0 | 29.9961 | 0
1271 | 53 | 22 | 2 | Saturday | 22 | 21.313 | 0.102 | 33.7629 | 49.2003 | 40.077 | 12.871 | 0 | 0.5649 | 19.8 | 0 | 143.516 | 0 | 0 | 0 | 29.4066 | 0
1272 | 53 | 22 | 2 | Saturday | 23 | 30.921 | 0 | 34.1206 | 28.1779 | 24.6242 | 12.871 | 0 | 0.6816 | 19.8 | 0 | 107.4044 | 0 | 0 | 0 | 39.1673 | 0
1273 | 54 | 23 | 2 | Sunday | 0 | 35.622 | 0 | 34.5321 | 24.1043 | 23.0149 | 6.435 | 0 | 0.6897 | 19.8 | 0 | 102.1409 | 0 | 0 | 0 | 39.7969 | 0
1274 | 54 | 23 | 2 | Sunday | 1 | 40.852 | 0 | 34.5899 | 23.3102 | 22.2101 | 6.435 | 0 | 0.6958 | 19.8 | 0 | 100.6061 | 0 | 0 | 0 | 45.0689 | 0
1275 | 54 | 23 | 2 | Sunday | 2 | 42.398 | 0 | 34.8716 | 17.5379 | 18.3373 | 6.435 | 0 | 0.6983 | 15.48 | 0 | 86.9251 | 0 | 0 | 0 | 46.6506 | 0
1276 | 54 | 23 | 2 | Sunday | 3 | 42.896 | 0 | 34.9519 | 17.5379 | 18.3373 | 6.435 | 0 | 0.6992 | 15.48 | 0 | 87.0062 | 0 | 0 | 0 | 47.1826 | 0
1277 | 54 | 23 | 2 | Sunday | 4 | 47.315 | 0 | 34.9606 | 17.5379 | 18.3373 | 6.435 | 0 | 0.7042 | 15.48 | 0 | 87.0199 | 0 | 0 | 0 | 51.6402 | 0
1278 | 54 | 23 | 2 | Sunday | 5 | 51.049 | 0 | 35.0045 | 18.7817 | 18.3373 | 6.435 | 0 | 0.7073 | 15.48 | 0 | 88.3107 | 0 | 0 | 0 | 55.4098 | 0
1279 | 54 | 23 | 2 | Sunday | 6 | 51.326 | 0 | 34.7918 | 26.931 | 24.6242 | 32.176 | 0 | 0.7144 | 18.72 | 0 | 105.7813 | 0 | 0 | 0 | 73.663 | 0
1280 | 54 | 23 | 2 | Sunday | 7 | 50.992 | 0 | 34.6672 | 34.2491 | 29.9942 | 45.047 | 0 | 0.72 | 18.72 | 0.077 | 118.3506 | 0 | 0 | 0 | 83.5381 | 0
1281 | 54 | 23 | 2 | Sunday | 8 | 51.224 | 0 | 34.5921 | 37.4402 | 33.2132 | 51.482 | 0 | 0.7252 | 23.4 | 0.7268 | 129.3706 | 0 | 0 | 0 | 90.0772 | 0
1282 | 54 | 23 | 2 | Sunday | 9 | 51.348 | 0 | 34.6623 | 30.8784 | 29.3396 | 32.176 | 0 | 0.7121 | 23.4 | 2.1335 | 118.9923 | 0 | 0 | 0 | 76.4245 | 0
1283 | 54 | 23 | 2 | Sunday | 10 | 44.006 | 0 | 34.6802 | 31.3205 | 32.5586 | 12.871 | 0 | 0.6993 | 19.08 | 3.6888 | 118.3386 | 0 | 0 | 0 | 54.1697 | 0
1284 | 54 | 23 | 2 | Sunday | 11 | 45.228 | 0 | 34.6335 | 28.9198 | 32.5586 | 12.871 | 0 | 0.7033 | 21.6 | 4.9832 | 118.4153 | 0 | 0 | 0 | 55.4854 | 0
1285 | 54 | 23 | 2 | Sunday | 12 | 44.012 | 0 | 34.5413 | 26.6396 | 33.0367 | 19.306 | 0 | 0.704 | 19.08 | 6.3096 | 114.0016 | 0 | 0 | 0 | 59.577 | 0
1286 | 54 | 23 | 2 | Sunday | 13 | 51.918 | 0 | 34.399 | 22.0054 | 29.1634 | 19.306 | 0 | 0.7143 | 18.36 | 6.883 | 104.6421 | 0 | 0 | 0 | 67.6939 | 0
1287 | 54 | 23 | 2 | Sunday | 14 | 54.812 | 0 | 34.2288 | 22.5464 | 29.1634 | 6.435 | 0 | 0.7147 | 18 | 6.649 | 104.6533 | 0 | 0 | 0 | 60.1058 | 0
1288 | 54 | 23 | 2 | Sunday | 15 | 54.546 | 0 | 34.2034 | 24.1487 | 29.1634 | 6.435 | 0 | 0.7144 | 15.84 | 5.8336 | 104.0699 | 0 | 0 | 0 | 59.8606 | 0
1289 | 54 | 23 | 2 | Sunday | 16 | 52.564 | 0 | 34.1658 | 25.4816 | 27.5539 | 25.741 | 0 | 0.7172 | 23.04 | 3.8609 | 110.9584 | 0 | 0 | 0 | 74.0643 | 0
1290 | 54 | 23 | 2 | Sunday | 17 | 50.776 | 0 | 34.1631 | 26.4721 | 26.399 | 32.176 | 0 | 0.7175 | 22.32 | 1.6588 | 110.0716 | 0 | 0 | 0 | 78.0951 | 0
1291 | 54 | 23 | 2 | Sunday | 18 | 41.838 | 0 | 34.0741 | 43.9889 | 38.0184 | 45.047 | 0 | 0.7138 | 23.4 | 0.2968 | 140.1952 | 0 | 0 | 0 | 80.8514 | 0
1292 | 54 | 23 | 2 | Sunday | 19 | 29.903 | 0 | 33.7785 | 55.5005 | 45.7644 | 45.047 | 0 | 0.6984 | 22.68 | 0 | 158.4218 | 0 | 0 | 0 | 69.6912 | 0
1293 | 54 | 23 | 2 | Sunday | 20 | 24.864 | 0 | 33.7237 | 60.0165 | 49.6381 | 32.176 | 0 | 0.6837 | 22.68 | 0 | 166.7421 | 0 | 0 | 0 | 53.6777 | 0
1294 | 54 | 23 | 2 | Sunday | 21 | 27.536 | 0 | 33.7315 | 48.5011 | 41.8913 | 19.306 | 0 | 0.6824 | 22.68 | 0 | 147.4863 | 0 | 0 | 0 | 44.959 | 0
1295 | 54 | 23 | 2 | Sunday | 22 | 34.163 | 0 | 33.8203 | 40.3665 | 35.5897 | 12.871 | 0 | 0.6893 | 14.4 | 0 | 124.8658 | 0 | 0 | 0 | 45.8478 | 0
1296 | 54 | 23 | 2 | Sunday | 23 | 44.35 | 0 | 34.0223 | 25.6748 | 24.6242 | 12.871 | 0 | 0.7023 | 14.4 | 0 | 99.4237 | 0 | 0 | 0 | 56.1138 | 0
1297 | 55 | 24 | 2 | Monday | 0 | 53.87 | 0 | 34.2535 | 17.5343 | 18.3373 | 6.435 | 0 | 0.7126 | 14.4 | 0 | 85.2376 | 0 | 0 | 0 | 59.7748 | 0
1298 | 55 | 24 | 2 | Monday | 1 | 58.871 | 0 | 34.4949 | 14.6472 | 16.4006 | 6.435 | 0 | 0.7183 | 11.88 | 0 | 78.1411 | 0 | 0 | 0 | 64.7922 | 0
1299 | 55 | 24 | 2 | Monday | 2 | 66.395 | 0 | 34.4687 | 11.7686 | 14.464 | 6.435 | 0 | 0.7278 | 11.88 | 0 | 73.3091 | 0 | 0 | 0 | 72.3346 | 0
1300 | 55 | 24 | 2 | Monday | 3 | 68.006 | 0 | 34.4735 | 11.7686 | 14.464 | 6.435 | 0 | 0.7297 | 11.88 | 0 | 73.3158 | 0 | 0 | 0 | 73.9584 | 0
1301 | 55 | 24 | 2 | Monday | 4 | 68.393 | 0 | 34.4766 | 13.0128 | 14.464 | 6.435 | 0 | 0.7302 | 11.88 | 0 | 74.5636 | 0 | 0 | 0 | 74.358 | 0
1302 | 55 | 24 | 2 | Monday | 5 | 63.066 | 0 | 34.4492 | 22.6634 | 20.5805 | 6.435 | 0 | 0.7237 | 11.88 | 0 | 90.2969 | 0 | 0 | 0 | 69.0392 | 0
1303 | 55 | 24 | 2 | Monday | 6 | 51.204 | 0 | 34.2427 | 44.2813 | 35.484 | 32.176 | 0 | 0.7179 | 15.12 | 0 | 129.8459 | 0 | 0 | 0 | 81.2971 | 0
1304 | 55 | 24 | 2 | Monday | 7 | 46.261 | 0 | 34.0769 | 61.1518 | 46.6998 | 45.047 | 0 | 0.7203 | 15.12 | 0.2556 | 157.7687 | 0 | 0 | 0 | 88.9017 | 0
1305 | 55 | 24 | 2 | Monday | 8 | 42.986 | 0 | 34.0756 | 65.8896 | 52.1343 | 51.482 | 0.0075 | 0.7227 | 18.72 | 3.0387 | 171.5423 | 0 | 0 | 0 | 92.3675 | 0
1306 | 55 | 24 | 2 | Monday | 9 | 40.47 | 0 | 34.0689 | 60.3358 | 52.8606 | 32.176 | 10.9177 | 0.7239 | 18.72 | 8.6098 | 166.7092 | 0 | 0 | 0 | 71.3415 | 0
1307 | 55 | 24 | 2 | Monday | 10 | 36.898 | 0 | 34.0863 | 56.692 | 51.878 | 12.871 | 27.2507 | 0.7389 | 14.4 | 13.7852 | 157.7953 | 14.3797 | 0 | 0 | 48.7809 | 0
1308 | 55 | 24 | 2 | Monday | 11 | 31.097 | 0 | 34.0957 | 55.5163 | 51.878 | 12.871 | 50.5093 | 0.7685 | 18.36 | 20.7423 | 160.6186 | 37.6383 | 0 | 0 | 41.9779 | 0
1309 | 55 | 24 | 2 | Monday | 12 | 27.681 | 2.458 | 34.0424 | 53.662 | 51.1854 | 19.306 | 43.8829 | 0.8805 | 18.36 | 20.9377 | 160.7885 | 24.5769 | 0 | 0 | 42.262 | 0
1310 | 55 | 24 | 2 | Monday | 13 | 25.602 | 2.599 | 34.1146 | 55.542 | 51.878 | 19.306 | 35.9069 | 0.872 | 18.36 | 19.245 | 163.5774 | 16.6009 | 0 | 0 | 38.9194 | 0
1311 | 55 | 24 | 2 | Monday | 14 | 24.874 | 2.626 | 34.0092 | 56.6904 | 51.878 | 6.435 | 46.0516 | 0.7597 | 18.36 | 21.0978 | 164.5375 | 39.6166 | 0 | 0 | 28.8322 | 0
1312 | 55 | 24 | 2 | Monday | 15 | 23.883 | 3.022 | 33.9144 | 57.3091 | 51.878 | 6.435 | 30.5312 | 0.7261 | 18.36 | 17.6952 | 165.4557 | 24.0962 | 0 | 0 | 27.3562 | 0
1313 | 55 | 24 | 2 | Monday | 16 | 21.536 | 2.756 | 33.836 | 59.9646 | 50.7246 | 25.741 | 3.6731 | 0.8166 | 22.68 | 9.4363 | 171.0026 | 0 | 0 | 0 | 35.0364 | 0
1314 | 55 | 24 | 2 | Monday | 17 | 22.005 | 2.012 | 33.7978 | 58.7016 | 43.0931 | 32.176 | 0 | 0.7849 | 28.8 | 2.2004 | 167.3528 | 0 | 0 | 0 | 39.825 | 0
1315 | 55 | 24 | 2 | Monday | 18 | 13.772 | 2.733 | 33.921 | 65.4399 | 51.7393 | 45.047 | 0 | 0.8182 | 30.96 | 0.3285 | 185.8345 | 0 | 0 | 0 | 40.3942 | 0
1316 | 55 | 24 | 2 | Monday | 19 | 10.893 | 1.95 | 33.9957 | 70.7204 | 57.1787 | 45.047 | 0 | 0.7732 | 25.2 | 0 | 189.9763 | 0 | 0 | 0 | 39.3072 | 0
1317 | 55 | 24 | 2 | Monday | 20 | 10.855 | 2.433 | 33.9623 | 75.2516 | 60.483 | 32.176 | 0 | 0.7315 | 25.2 | 0 | 198.2598 | 0 | 0 | 0 | 32.139 | 0
1318 | 55 | 24 | 2 | Monday | 21 | 11.167 | 3.97 | 33.7453 | 69.495 | 55.4564 | 19.306 | 0 | 0.6594 | 25.2 | 0 | 188.8496 | 0 | 0 | 0 | 24.3227 | 0
1319 | 55 | 24 | 2 | Monday | 22 | 14.545 | 0.189 | 33.7751 | 49.7368 | 40.0199 | 12.871 | 0 | 0.5023 | 16.2 | 0 | 140.4383 | 0 | 0 | 0 | 23.4694 | 0
1320 | 55 | 24 | 2 | Monday | 23 | 21.516 | 0 | 33.8785 | 26.9226 | 24.6242 | 12.871 | 0 | 0.5817 | 16.2 | 0 | 102.207 | 0 | 0 | 0 | 30.5591 | 0
1321 | 56 | 25 | 2 | Tuesday | 0 | 28.141 | 0 | 34.1533 | 17.5343 | 18.3373 | 6.435 | 0 | 0.6232 | 14.4 | 0 | 85.0481 | 0 | 0 | 0 | 32.7058 | 0
1322 | 56 | 25 | 2 | Tuesday | 1 | 31.384 | 0 | 35.0773 | 14.6472 | 16.4006 | 6.435 | 0 | 0.6738 | 11.88 | 0 | 78.679 | 0 | 0 | 0 | 35.9804 | 0
1323 | 56 | 25 | 2 | Tuesday | 2 | 34.932 | 0 | 35.4606 | 11.7686 | 14.464 | 6.435 | 0 | 0.6863 | 11.88 | 0 | 74.2596 | 0 | 0 | 0 | 39.563 | 0
1324 | 56 | 25 | 2 | Tuesday | 3 | 39.966 | 0 | 35.5054 | 11.7686 | 14.464 | 6.435 | 0 | 0.6924 | 11.88 | 0 | 74.3104 | 0 | 0 | 0 | 44.6324 | 0
1325 | 56 | 25 | 2 | Tuesday | 4 | 42.906 | 0 | 35.5287 | 13.0128 | 14.464 | 6.435 | 0 | 0.6945 | 11.88 | 0 | 75.58 | 0 | 0 | 0 | 47.6049 | 0
1326 | 56 | 25 | 2 | Tuesday | 5 | 44.499 | 0 | 35.4336 | 22.6634 | 20.5805 | 6.435 | 0 | 0.6953 | 11.88 | 0 | 91.2528 | 0 | 0 | 0 | 49.2282 | 0
1327 | 56 | 25 | 2 | Tuesday | 6 | 36.86 | 0 | 35.1266 | 44.2813 | 35.484 | 32.176 | 0 | 0.695 | 15.12 | 0 | 130.7069 | 0 | 0 | 0 | 60.965 | 0
1328 | 56 | 25 | 2 | Tuesday | 7 | 31.019 | 0 | 35.0092 | 61.1367 | 46.6998 | 45.047 | 0 | 0.6975 | 15.12 | 0.3282 | 158.6633 | 0 | 0 | 0 | 65.8565 | 0
1329 | 56 | 25 | 2 | Tuesday | 8 | 26.066 | 0 | 35.0266 | 66.1412 | 52.1343 | 51.482 | 0.9354 | 0.6995 | 18.72 | 4.6518 | 172.7217 | 0 | 0 | 0 | 67.2852 | 0
1330 | 56 | 25 | 2 | Tuesday | 9 | 22.997 | 0 | 35.0664 | 61.162 | 52.8606 | 32.176 | 34.3527 | 0.7365 | 18.72 | 15.4116 | 168.5455 | 2.1767 | 0 | 0 | 48.4463 | 0
1331 | 56 | 25 | 2 | Tuesday | 10 | 20.224 | 0 | 35.0757 | 55.7199 | 51.878 | 12.871 | 61.7568 | 0.6549 | 14.4 | 24.2063 | 157.7285 | 48.8858 | 0 | 0 | 29.2195 | 0
1332 | 56 | 25 | 2 | Tuesday | 11 | 15.364 | 0 | 35.0469 | 55.2365 | 51.878 | 12.871 | 64.9791 | 0.535 | 18.36 | 27.7462 | 161.0564 | 52.1081 | 0 | 0 | 22.8257 | 0
1333 | 56 | 25 | 2 | Tuesday | 12 | 12.723 | 2.622 | 34.9894 | 53.5403 | 51.1854 | 19.306 | 66.9477 | 0.6499 | 18.36 | 29.736 | 161.5602 | 47.6417 | 0 | 0 | 21.6879 | 0
1334 | 56 | 25 | 2 | Tuesday | 13 | 11.543 | 3.264 | 35.0346 | 54.8174 | 51.878 | 19.306 | 66.6567 | 0.6186 | 18.36 | 30.5266 | 164.2385 | 47.3507 | 0 | 0 | 18.3356 | 0
1335 | 56 | 25 | 2 | Tuesday | 14 | 11.149 | 3.447 | 34.9038 | 55.0824 | 51.878 | 6.435 | 43.4141 | 0.4841 | 18.36 | 26.2116 | 164.4367 | 36.9791 | 0 | 0 | 12.7959 | 0
1336 | 56 | 25 | 2 | Tuesday | 15 | 10.574 | 3.861 | 34.5597 | 55.9344 | 51.878 | 6.435 | 9.3855 | 0.4355 | 18.36 | 18.1466 | 165.3434 | 2.9505 | 0 | 0 | 11.9523 | 0
1337 | 56 | 25 | 2 | Tuesday | 16 | 9.726 | 3.568 | 34.1731 | 59.9718 | 50.7246 | 25.741 | 0 | 0.4821 | 22.68 | 9.2731 | 171.8902 | 0 | 0 | 0 | 15.7946 | 0
1338 | 56 | 25 | 2 | Tuesday | 17 | 10.695 | 2.804 | 34.0858 | 58.5767 | 43.0931 | 32.176 | 0 | 0.5193 | 28.8 | 2.5731 | 168.1077 | 0 | 0 | 0 | 19.729 | 0
1339 | 56 | 25 | 2 | Tuesday | 18 | 9.21 | 4.889 | 33.9524 | 65.4399 | 51.7393 | 45.047 | 0 | 0.7228 | 30.96 | 0.4367 | 188.1018 | 0 | 0 | 0 | 24.3817 | 0
1340 | 56 | 25 | 2 | Tuesday | 19 | 8.962 | 6.426 | 33.7641 | 70.7204 | 57.1787 | 45.047 | 0 | 0.8441 | 25.2 | 0 | 194.6568 | 0 | 0 | 0 | 26.8609 | 0
1341 | 56 | 25 | 2 | Tuesday | 20 | 9.973 | 5.485 | 33.732 | 75.2516 | 60.483 | 32.176 | 0 | 0.7407 | 25.2 | 0 | 201.3388 | 0 | 0 | 0 | 24.3076 | 0
1342 | 56 | 25 | 2 | Tuesday | 21 | 11.596 | 2.61 | 33.7392 | 69.495 | 55.4564 | 19.306 | 0 | 0.5235 | 25.2 | 0 | 187.2367 | 0 | 0 | 0 | 20.7816 | 0
1343 | 56 | 25 | 2 | Tuesday | 22 | 14.08 | 0.126 | 33.7659 | 49.7368 | 40.0199 | 12.871 | 0 | 0.4422 | 16.2 | 0 | 140.301 | 0 | 0 | 0 | 20.4385 | 0
1344 | 56 | 25 | 2 | Tuesday | 23 | 18.526 | 0 | 33.8385 | 26.9226 | 24.6242 | 12.871 | 0 | 0.4753 | 16.2 | 0 | 102.0606 | 0 | 0 | 0 | 25.0682 | 0
1345 | 57 | 26 | 2 | Wednesday | 0 | 24.001 | 0 | 34.2268 | 17.5343 | 18.3373 | 6.435 | 0 | 0.5186 | 14.4 | 0 | 85.017 | 0 | 0 | 0 | 27.3401 | 0
1346 | 57 | 26 | 2 | Wednesday | 1 | 28.082 | 0 | 34.8181 | 14.6472 | 16.4006 | 6.435 | 0 | 0.6049 | 11.88 | 0 | 78.3509 | 0 | 0 | 0 | 31.4651 | 0
1347 | 57 | 26 | 2 | Wednesday | 2 | 28.964 | 0 | 35.3247 | 11.7686 | 14.464 | 6.435 | 0 | 0.6238 | 11.88 | 0 | 74.0611 | 0 | 0 | 0 | 32.3918 | 0
1348 | 57 | 26 | 2 | Wednesday | 3 | 30.195 | 0 | 35.3928 | 11.7686 | 14.464 | 6.435 | 0 | 0.6399 | 11.88 | 0 | 74.1454 | 0 | 0 | 0 | 33.6678 | 0
1349 | 57 | 26 | 2 | Wednesday | 4 | 33.984 | 0 | 35.3979 | 13.0128 | 14.464 | 6.435 | 0 | 0.6828 | 11.88 | 0 | 75.4375 | 0 | 0 | 0 | 37.5026 | 0
1350 | 57 | 26 | 2 | Wednesday | 5 | 34.62 | 0 | 35.3391 | 22.6634 | 20.5805 | 6.435 | 0 | 0.6869 | 11.88 | 0 | 91.1499 | 0 | 0 | 0 | 38.1824 | 0
1351 | 57 | 26 | 2 | Wednesday | 6 | 27.873 | 0 | 35.0587 | 44.2813 | 35.484 | 32.176 | 0 | 0.6877 | 15.12 | 0 | 130.6318 | 0 | 0 | 0 | 46.3438 | 0
1352 | 57 | 26 | 2 | Wednesday | 7 | 23.461 | 0 | 34.8786 | 61.1578 | 46.6998 | 45.047 | 0 | 0.6915 | 15.12 | 0.2308 | 158.5477 | 0 | 0 | 0 | 50.9613 | 0
1353 | 57 | 26 | 2 | Wednesday | 8 | 19.126 | 0 | 34.9398 | 68.3646 | 52.1343 | 51.482 | 0 | 0.6926 | 18.72 | 2.3609 | 174.8513 | 0 | 0 | 0 | 52.6872 | 0
1354 | 57 | 26 | 2 | Wednesday | 9 | 17.022 | 0 | 34.9493 | 64.3583 | 52.8606 | 32.176 | 0 | 0.6767 | 18.72 | 7.1241 | 171.5648 | 0 | 0 | 0 | 38.9768 | 0
1355 | 57 | 26 | 2 | Wednesday | 10 | 15.138 | 0 | 34.9712 | 57.5685 | 51.878 | 12.871 | 11.5857 | 0.473 | 14.4 | 13.8118 | 159.2906 | 0 | 0 | 0 | 24.0419 | 0
1356 | 57 | 26 | 2 | Wednesday | 11 | 12.296 | 0.143 | 35.0184 | 56.0711 | 51.878 | 12.871 | 47.8625 | 0.4698 | 18.36 | 23.2306 | 161.952 | 34.9915 | 0 | 0 | 20.537 | 0
1357 | 57 | 26 | 2 | Wednesday | 12 | 10.592 | 3.002 | 34.9965 | 53.7073 | 51.1854 | 19.306 | 47.568 | 0.6286 | 18.36 | 24.822 | 162.1243 | 28.262 | 0 | 0 | 21.2273 | 0
1358 | 57 | 26 | 2 | Wednesday | 13 | 9.607 | 3.738 | 35.048 | 54.9692 | 51.878 | 19.306 | 9.9206 | 0.5733 | 18.36 | 17.1297 | 164.8712 | 0 | 0 | 0 | 19.4993 | 0
1359 | 57 | 26 | 2 | Wednesday | 14 | 9.045 | 3.624 | 34.834 | 54.8626 | 51.878 | 6.435 | 0 | 0.416 | 18.36 | 12.4718 | 164.2696 | 0 | 0 | 0 | 12.3998 | 0
1360 | 57 | 26 | 2 | Wednesday | 15 | 8.568 | 3.96 | 34.422 | 55.4538 | 51.878 | 6.435 | 0 | 0.4251 | 18.36 | 10.1752 | 164.8211 | 0 | 0 | 0 | 11.968 | 0
1361 | 57 | 26 | 2 | Wednesday | 16 | 8.264 | 3.641 | 34.1993 | 57.6024 | 50.7246 | 25.741 | 0 | 0.6054 | 22.68 | 6.9536 | 169.7493 | 0 | 0 | 0 | 22.2931 | 0
1362 | 57 | 26 | 2 | Wednesday | 17 | 8.986 | 2.898 | 34.1626 | 57.785 | 43.0931 | 32.176 | 0 | 0.6659 | 28.8 | 2.7726 | 167.6406 | 0 | 0 | 0 | 27.4376 | 0
1363 | 57 | 26 | 2 | Wednesday | 18 | 7.796 | 6.159 | 33.925 | 65.4399 | 51.7393 | 45.047 | 0 | 0.9841 | 30.96 | 0.4938 | 189.7098 | 0 | 0 | 0 | 35.2285 | 0
1364 | 57 | 26 | 2 | Wednesday | 19 | 7.586 | 6.605 | 33.7566 | 70.7204 | 57.1787 | 45.047 | 0 | 1.0097 | 25.2 | 0 | 195.0086 | 0 | 0 | 0 | 36.7593 | 0
1365 | 57 | 26 | 2 | Wednesday | 20 | 7.109 | 6.209 | 33.7557 | 75.2516 | 60.483 | 32.176 | 0 | 0.861 | 25.2 | 0 | 202.2664 | 0 | 0 | 0 | 28.9162 | 0
1366 | 57 | 26 | 2 | Wednesday | 21 | 8.214 | 3.725 | 33.7395 | 69.495 | 55.4564 | 19.306 | 0 | 0.5947 | 25.2 | 0 | 188.5137 | 0 | 0 | 0 | 21.6677 | 0
1367 | 57 | 26 | 2 | Wednesday | 22 | 9.276 | 0.3 | 33.7749 | 49.7368 | 40.0199 | 12.871 | 0 | 0.4097 | 16.2 | 0 | 140.4654 | 0 | 0 | 0 | 18.3935 | 0
1368 | 57 | 26 | 2 | Wednesday | 23 | 13.686 | 0 | 33.7777 | 26.9226 | 24.6242 | 12.871 | 0 | 0.431 | 16.2 | 0 | 101.9554 | 0 | 0 | 0 | 22.9192 | 0
1369 | 58 | 27 | 2 | Thursday | 0 | 17.097 | 0 | 34.0084 | 17.5343 | 18.3373 | 6.435 | 0 | 0.4102 | 14.4 | 0 | 84.6901 | 0 | 0 | 0 | 21.7553 | 0
1370 | 58 | 27 | 2 | Thursday | 1 | 18.592 | 0 | 34.5088 | 14.6472 | 16.4006 | 6.435 | 0 | 0.44 | 11.88 | 0 | 77.8767 | 0 | 0 | 0 | 23.2779 | 0
1371 | 58 | 27 | 2 | Thursday | 2 | 23.021 | 0 | 34.8182 | 11.7686 | 14.464 | 6.435 | 0 | 0.5286 | 11.88 | 0 | 73.4594 | 0 | 0 | 0 | 27.7341 | 0
1372 | 58 | 27 | 2 | Thursday | 3 | 24.876 | 0 | 35.3825 | 11.7686 | 14.464 | 6.435 | 0 | 0.5661 | 11.88 | 0 | 74.0612 | 0 | 0 | 0 | 29.6164 | 0
1373 | 58 | 27 | 2 | Thursday | 4 | 29.869 | 0 | 35.4357 | 13.0128 | 14.464 | 6.435 | 0 | 0.6329 | 11.88 | 0 | 75.4255 | 0 | 0 | 0 | 34.6395 | 0
1374 | 58 | 27 | 2 | Thursday | 5 | 32.407 | 0 | 35.2922 | 22.6634 | 20.5805 | 6.435 | 0 | 0.6826 | 11.88 | 0 | 91.0987 | 0 | 0 | 0 | 37.2049 | 0
1375 | 58 | 27 | 2 | Thursday | 6 | 25.534 | 0 | 34.9052 | 44.2813 | 35.484 | 32.176 | 0 | 0.685 | 15.12 | 0 | 130.4755 | 0 | 0 | 0 | 50.0082 | 0
1376 | 58 | 27 | 2 | Thursday | 7 | 20.618 | 0 | 34.6611 | 61.1578 | 46.6998 | 45.047 | 0 | 0.6884 | 15.12 | 0.0766 | 158.3271 | 0 | 0 | 0 | 55.9474 | 0
1377 | 58 | 27 | 2 | Thursday | 8 | 17.071 | 0 | 34.7848 | 69.4626 | 52.1343 | 51.482 | 0 | 0.6901 | 18.72 | 0.6636 | 175.7919 | 0 | 0 | 0 | 58.8171 | 0
1378 | 58 | 27 | 2 | Thursday | 9 | 15.016 | 0 | 34.91 | 71.4817 | 52.8606 | 32.176 | 0 | 0.674 | 18.72 | 1.6207 | 178.6463 | 0 | 0 | 0 | 41.6759 | 0
1379 | 58 | 27 | 2 | Thursday | 10 | 13.787 | 0 | 35.0022 | 66.1245 | 51.878 | 12.871 | 0 | 0.4631 | 14.4 | 2.5734 | 167.8678 | 0 | 0 | 0 | 24.5597 | 0
1380 | 58 | 27 | 2 | Thursday | 11 | 12.672 | 0.145 | 35.0789 | 64.2791 | 51.878 | 12.871 | 0 | 0.4501 | 18.36 | 3.5724 | 170.2025 | 0 | 0 | 0 | 23.5204 | 0
1381 | 58 | 27 | 2 | Thursday | 12 | 12.137 | 2.704 | 35.0793 | 60.6708 | 51.1854 | 19.306 | 0 | 0.6755 | 18.36 | 4.7254 | 168.8951 | 0 | 0 | 0 | 28.5468 | 0
1382 | 58 | 27 | 2 | Thursday | 13 | 11.441 | 3.336 | 35.1615 | 62.1933 | 51.878 | 19.306 | 0 | 0.6968 | 18.36 | 4.8364 | 171.8973 | 0 | 0 | 0 | 28.0088 | 0
1383 | 58 | 27 | 2 | Thursday | 14 | 10.656 | 3.448 | 35.0764 | 63.1445 | 51.878 | 6.435 | 0 | 0.4787 | 18.36 | 4.4644 | 172.666 | 0 | 0 | 0 | 16.2122 | 0
1384 | 58 | 27 | 2 | Thursday | 15 | 9.719 | 4.094 | 34.8111 | 63.005 | 51.878 | 6.435 | 0 | 0.4943 | 18.36 | 4.7131 | 172.9754 | 0 | 0 | 0 | 15.2923 | 0
1385 | 58 | 27 | 2 | Thursday | 16 | 9.022 | 3.73 | 34.4858 | 64.1337 | 50.7246 | 25.741 | 0 | 0.7811 | 22.68 | 4.0674 | 176.8394 | 0 | 0 | 0 | 31.4804 | 0
1386 | 58 | 27 | 2 | Thursday | 17 | 10.025 | 2.958 | 34.5231 | 59.0446 | 43.0931 | 32.176 | 0 | 0.8177 | 28.8 | 2.1454 | 169.4778 | 0 | 0 | 0 | 38.4843 | 0
1387 | 58 | 27 | 2 | Thursday | 18 | 9.159 | 5.701 | 34.098 | 65.4399 | 51.7393 | 45.047 | 0 | 0.9691 | 30.96 | 0.4141 | 189.3723 | 0 | 0 | 0 | 49.7568 | 0
1388 | 58 | 27 | 2 | Thursday | 19 | 9.172 | 6.552 | 33.7594 | 70.7204 | 57.1787 | 45.047 | 0 | 1.0089 | 25.2 | 0 | 194.9529 | 0 | 0 | 0 | 50.4485 | 0
1389 | 58 | 27 | 2 | Thursday | 20 | 9.599 | 5.995 | 33.732 | 75.2516 | 60.483 | 32.176 | 0 | 0.9722 | 25.2 | 0 | 202.1217 | 0 | 0 | 0 | 39.3674 | 0
1390 | 58 | 27 | 2 | Thursday | 21 | 10.346 | 3.395 | 33.725 | 69.495 | 55.4564 | 19.306 | 0 | 0.7027 | 25.2 | 0 | 188.2508 | 0 | 0 | 0 | 28.3195 | 0
1391 | 58 | 27 | 2 | Thursday | 22 | 14.352 | 0.19 | 33.7746 | 49.7368 | 40.0199 | 12.871 | 0 | 0.5568 | 16.2 | 0 | 140.4932 | 0 | 0 | 0 | 26.3892 | 0
1392 | 58 | 27 | 2 | Thursday | 23 | 22.042 | 0 | 34.1012 | 26.9226 | 24.6242 | 12.871 | 0 | 0.639 | 16.2 | 0 | 102.487 | 0 | 0 | 0 | 34.123 | 0
1393 | 59 | 28 | 2 | Friday | 0 | 31.92 | 0 | 34.5867 | 17.5343 | 18.3373 | 6.435 | 0 | 0.6685 | 14.4 | 0 | 85.5268 | 0 | 0 | 0 | 37.9809 | 0
1394 | 59 | 28 | 2 | Friday | 1 | 39.502 | 0 | 35.0413 | 14.6472 | 16.4006 | 6.435 | 0 | 0.6875 | 11.88 | 0 | 78.6566 | 0 | 0 | 0 | 45.588 | 0
1395 | 59 | 28 | 2 | Friday | 2 | 51.641 | 0 | 35.3091 | 11.7686 | 14.464 | 6.435 | 0 | 0.7005 | 11.88 | 0 | 74.1223 | 0 | 0 | 0 | 57.7519 | 0
1396 | 59 | 28 | 2 | Friday | 3 | 69.108 | 0 | 34.9763 | 11.7686 | 14.464 | 6.435 | 0 | 0.7224 | 11.88 | 0 | 73.8114 | 0 | 0 | 0 | 75.243 | 0
1397 | 59 | 28 | 2 | Friday | 4 | 66.975 | 0 | 34.8776 | 13.0128 | 14.464 | 6.435 | 0 | 0.7209 | 11.88 | 0 | 74.9553 | 0 | 0 | 0 | 73.1184 | 0
1398 | 59 | 28 | 2 | Friday | 5 | 62.397 | 0 | 34.7917 | 22.6634 | 20.5805 | 6.435 | 0 | 0.7155 | 11.88 | 0 | 90.6311 | 0 | 0 | 0 | 68.5468 | 0
1399 | 59 | 28 | 2 | Friday | 6 | 54.021 | 0 | 34.5325 | 44.2813 | 35.484 | 32.176 | 0 | 0.7137 | 15.12 | 0 | 130.1315 | 0 | 0 | 0 | 84.9765 | 0
1400 | 59 | 28 | 2 | Friday | 7 | 48.232 | 0 | 34.3956 | 61.1475 | 46.6998 | 45.047 | 0 | 0.7161 | 15.12 | 0.3052 | 158.079 | 0 | 0 | 0 | 91.993 | 0
1401 | 59 | 28 | 2 | Friday | 8 | 43.464 | 0 | 34.411 | 66.8807 | 52.1343 | 51.482 | 2.1371 | 0.7205 | 18.72 | 4.147 | 172.8666 | 0 | 0 | 0 | 93.9862 | 0
1402 | 59 | 28 | 2 | Friday | 9 | 40.986 | 0 | 34.4294 | 62.7259 | 52.8606 | 32.176 | 34.0455 | 0.7562 | 18.72 | 13.6609 | 169.4922 | 1.8695 | 0 | 0 | 71.7404 | 0
1403 | 59 | 28 | 2 | Friday | 10 | 32.775 | 0 | 34.4815 | 58.332 | 51.878 | 12.871 | 57.7388 | 0.7811 | 14.4 | 21.3873 | 159.8726 | 44.8678 | 0 | 0 | 43.8643 | 0
1404 | 59 | 28 | 2 | Friday | 11 | 26.053 | 0 | 34.4895 | 55.7356 | 51.878 | 12.871 | 69.9297 | 0.7812 | 18.36 | 26.8633 | 161.2443 | 57.0587 | 0 | 0 | 35.5083 | 0
1405 | 59 | 28 | 2 | Friday | 12 | 22.272 | 2.706 | 34.4417 | 52.7824 | 51.1854 | 19.306 | 61.5567 | 0.884 | 18.36 | 27.7254 | 160.5804 | 42.2507 | 0 | 0 | 34.0493 | 0
1406 | 59 | 28 | 2 | Friday | 13 | 18.911 | 3.672 | 34.463 | 54.101 | 51.878 | 19.306 | 30.2609 | 0.7935 | 18.36 | 22.1363 | 163.5669 | 10.9549 | 0 | 0 | 29.2587 | 0
1407 | 59 | 28 | 2 | Friday | 14 | 17.838 | 3.608 | 34.3661 | 54.4814 | 51.878 | 6.435 | 15.9903 | 0.6087 | 18.36 | 18.7827 | 163.5957 | 9.5553 | 0 | 0 | 21.0939 | 0
1408 | 59 | 28 | 2 | Friday | 15 | 17.464 | 3.948 | 34.1391 | 55.1583 | 51.878 | 6.435 | 9.8445 | 0.6068 | 18.36 | 16.3092 | 164.4123 | 3.4095 | 0 | 0 | 20.5937 | 0
1409 | 59 | 28 | 2 | Friday | 16 | 16.652 | 3.629 | 33.9068 | 57.3681 | 50.7246 | 25.741 | 0.0634 | 0.7463 | 22.68 | 9.7737 | 169.3507 | 0 | 0 | 0 | 29.4325 | 0
1410 | 59 | 28 | 2 | Friday | 17 | 16.895 | 2.882 | 33.8924 | 57.5725 | 43.0931 | 32.176 | 0 | 0.7942 | 28.8 | 3.0802 | 167.2694 | 0 | 0 | 0 | 33.8683 | 0
1411 | 59 | 28 | 2 | Friday | 18 | 11.924 | 4.923 | 33.9429 | 65.4399 | 51.7393 | 45.047 | 0 | 0.9323 | 30.96 | 0.548 | 188.3392 | 0 | 0 | 0 | 37.4547 | 0
1412 | 59 | 28 | 2 | Friday | 19 | 9.991 | 6.236 | 33.7588 | 70.7204 | 57.1787 | 45.047 | 0 | 0.9933 | 25.2 | 0 | 194.5952 | 0 | 0 | 0 | 37.4077 | 0
1413 | 59 | 28 | 2 | Friday | 20 | 9.797 | 5.711 | 33.7307 | 75.2516 | 60.483 | 32.176 | 0 | 0.8658 | 25.2 | 0 | 201.7079 | 0 | 0 | 0 | 30.4335 | 0
1414 | 59 | 28 | 2 | Friday | 21 | 10.637 | 3.129 | 33.7321 | 69.495 | 55.4564 | 19.306 | 0 | 0.5985 | 25.2 | 0 | 187.8662 | 0 | 0 | 0 | 23.4227 | 0
1415 | 59 | 28 | 2 | Friday | 22 | 14.455 | 0.175 | 33.773 | 49.7368 | 40.0199 | 12.871 | 0 | 0.4955 | 16.2 | 0 | 140.4142 | 0 | 0 | 0 | 23.1398 | 0
1416 | 59 | 28 | 2 | Friday | 23 | 21.248 | 0 | 33.8843 | 26.9226 | 24.6242 | 12.871 | 0 | 0.5722 | 16.2 | 0 | 102.2033 | 0 | 0 | 0 | 30.0576 | 0
1417 | 60 | 1 | 3 | Saturday | 0 | 27.786 | 0 | 34.3972 | 18.3332 | 19.1419 | 6.312 | 0 | 0.6177 | 15.84 | 0 | 88.33 | 0 | 0 | 0 | 32.2359 | 0
1418 | 60 | 1 | 3 | Saturday | 1 | 30.445 | 0 | 34.8189 | 17.5283 | 18.3373 | 6.312 | 0 | 0.6586 | 12.6 | 0 | 83.943 | 0 | 0 | 0 | 34.9252 | 0
1419 | 60 | 1 | 3 | Saturday | 2 | 33.79 | 0 | 35.2206 | 11.771 | 14.464 | 6.312 | 0 | 0.6853 | 12.6 | 0 | 74.7409 | 0 | 0 | 0 | 38.3024 | 0
1420 | 60 | 1 | 3 | Saturday | 3 | 35.744 | 0 | 35.347 | 11.771 | 14.464 | 6.312 | 0 | 0.6877 | 12.6 | 0 | 74.8698 | 0 | 0 | 0 | 40.2889 | 0
1421 | 60 | 1 | 3 | Saturday | 4 | 37.355 | 0 | 35.3312 | 11.771 | 14.464 | 6.312 | 0 | 0.6899 | 12.6 | 0 | 74.8561 | 0 | 0 | 0 | 41.9308 | 0
1422 | 60 | 1 | 3 | Saturday | 5 | 39.743 | 0 | 35.3353 | 13.0152 | 14.464 | 6.312 | 0 | 0.6924 | 12.6 | 0 | 76.107 | 0 | 0 | 0 | 44.3494 | 0
1423 | 60 | 1 | 3 | Saturday | 6 | 36.67 | 0 | 35.1354 | 30.2702 | 24.9086 | 31.558 | 0 | 0.6971 | 14.4 | 0 | 105.4114 | 0 | 0 | 0 | 60.1863 | 0
1424 | 60 | 1 | 3 | Saturday | 7 | 34.533 | 0 | 35.079 | 33.0666 | 26.405 | 44.181 | 0 | 0.7031 | 11.52 | 0.165 | 106.7737 | 0 | 0 | 0 | 68.5525 | 0
1425 | 60 | 1 | 3 | Saturday | 8 | 30.651 | 0 | 34.9217 | 45.9503 | 37.4339 | 50.492 | 0 | 0.7033 | 16.2 | 1.5149 | 135.2093 | 0 | 0 | 0 | 70.9357 | 0
1426 | 60 | 1 | 3 | Saturday | 9 | 30.61 | 0 | 34.9321 | 42.9204 | 37.9057 | 31.558 | 0 | 0.6889 | 16.2 | 4.1008 | 132.6471 | 0 | 0 | 0 | 56.4325 | 0
1427 | 60 | 1 | 3 | Saturday | 10 | 27.215 | 0 | 34.9822 | 35.1993 | 37.2508 | 12.623 | 0 | 0.6789 | 15.12 | 7.0599 | 123.2312 | 0 | 0 | 0 | 37.6309 | 0
1428 | 60 | 1 | 3 | Saturday | 11 | 23.868 | 0 | 34.9734 | 31.0162 | 35.3135 | 12.623 | 0.0543 | 0.6538 | 21.6 | 9.6051 | 123.5568 | 0 | 0 | 0 | 34.3515 | 0
1429 | 60 | 1 | 3 | Saturday | 12 | 21.655 | 0.641 | 34.9783 | 27.3555 | 34.2247 | 18.935 | 4.8351 | 0.716 | 23.4 | 11.9781 | 121.3672 | 0 | 0 | 0 | 37.4691 | 0
1430 | 60 | 1 | 3 | Saturday | 13 | 20.541 | 2.735 | 34.8773 | 26.2932 | 33.0722 | 18.935 | 13.9736 | 0.8345 | 23.4 | 14.364 | 121.4347 | 0 | 0 | 0 | 36.1403 | 0
1431 | 60 | 1 | 3 | Saturday | 14 | 18.914 | 2.397 | 34.8393 | 25.1155 | 33.0722 | 6.312 | 13.5996 | 0.5965 | 23.4 | 14.0778 | 119.616 | 7.2876 | 0 | 0 | 23.9614 | 0
1432 | 60 | 1 | 3 | Saturday | 15 | 18.104 | 2.534 | 34.8154 | 25.6855 | 33.0722 | 6.312 | 5.8454 | 0.5733 | 23.4 | 11.6252 | 120.2865 | 0 | 0 | 0 | 23.0466 | 0
1433 | 60 | 1 | 3 | Saturday | 16 | 17.329 | 2.748 | 34.7774 | 27.5178 | 33.0722 | 25.246 | 0.7172 | 0.8133 | 23.4 | 8.0392 | 122.5524 | 0 | 0 | 0 | 37.1904 | 0
1434 | 60 | 1 | 3 | Saturday | 17 | 17.139 | 2.51 | 34.6123 | 32.286 | 32.9581 | 31.558 | 0 | 0.802 | 27 | 3.1602 | 130.3724 | 0 | 0 | 0 | 42.4982 | 0
1435 | 60 | 1 | 3 | Saturday | 18 | 14.375 | 0.991 | 33.972 | 55.5315 | 46.5147 | 44.181 | 0 | 0.729 | 28.8 | 0.5877 | 166.6185 | 0 | 0 | 0 | 50.8218 | 0
1436 | 60 | 1 | 3 | Saturday | 19 | 13.898 | 5.971 | 33.8538 | 61.3403 | 50.3878 | 44.181 | 0 | 0.9869 | 28.8 | 0 | 181.827 | 0 | 0 | 0 | 51.2836 | 0
1437 | 60 | 1 | 3 | Saturday | 20 | 15.784 | 4.174 | 33.7185 | 61.3343 | 50.3878 | 31.558 | 0 | 0.8852 | 27 | 0 | 177.8397 | 0 | 0 | 0 | 42.9582 | 0
1438 | 60 | 1 | 3 | Saturday | 21 | 16.749 | 2.777 | 33.7189 | 61.3343 | 50.3878 | 18.935 | 0 | 0.7686 | 27 | 0 | 176.2124 | 0 | 0 | 0 | 33.2047 | 0
1439 | 60 | 1 | 3 | Saturday | 22 | 20.366 | 0.185 | 33.7902 | 49.2003 | 40.077 | 12.623 | 0 | 0.6564 | 19.8 | 0 | 143.7238 | 0 | 0 | 0 | 31.4143 | 0
1440 | 60 | 1 | 3 | Saturday | 23 | 31.84 | 0 | 34.463 | 28.1779 | 24.6242 | 12.623 | 0 | 0.6822 | 19.8 | 0 | 107.7473 | 0 | 0 | 0 | 42.98 | 0
1441 | 61 | 2 | 3 | Sunday | 0 | 39.445 | 0 | 34.8905 | 24.1043 | 23.0149 | 6.312 | 0 | 0.6883 | 19.8 | 0 | 102.498 | 0 | 0 | 0 | 45.0403 | 0
1442 | 61 | 2 | 3 | Sunday | 1 | 48.565 | 0 | 35.0117 | 23.3102 | 22.2101 | 6.312 | 0 | 0.697 | 19.8 | 0 | 101.0291 | 0 | 0 | 0 | 54.1871 | 0
1443 | 61 | 2 | 3 | Sunday | 2 | 71.685 | 0 | 35.1617 | 17.5379 | 18.3373 | 6.312 | 0 | 0.7211 | 15.48 | 0 | 87.2379 | 0 | 0 | 0 | 77.3386 | 0
1444 | 61 | 2 | 3 | Sunday | 3 | 89.839 | 0 | 34.8988 | 17.5379 | 18.3373 | 6.312 | 0 | 0.7409 | 15.48 | 0 | 86.9949 | 0 | 0 | 0 | 95.5159 | 0
1445 | 61 | 2 | 3 | Sunday | 4 | 91.082 | 0 | 34.9006 | 17.5379 | 18.3373 | 6.312 | 0 | 0.7424 | 15.48 | 0 | 86.9983 | 0 | 0 | 0 | 96.7731 | 0
1446 | 61 | 2 | 3 | Sunday | 5 | 98.073 | 0 | 34.8205 | 18.7817 | 18.3373 | 6.312 | 0 | 0.7502 | 15.48 | 0 | 88.1697 | 0 | 0 | 0 | 103.7806 | 0
1447 | 61 | 2 | 3 | Sunday | 6 | 93.937 | 0 | 34.6191 | 26.931 | 24.6242 | 31.558 | 0 | 0.7533 | 18.72 | 0 | 105.6475 | 0 | 0 | 0 | 122.7114 | 0
1448 | 61 | 2 | 3 | Sunday | 7 | 84.084 | 0 | 34.451 | 34.2491 | 29.9942 | 44.181 | 0 | 0.7505 | 18.72 | 0.2875 | 118.1648 | 0 | 0 | 0 | 124.9273 | 0
1449 | 61 | 2 | 3 | Sunday | 8 | 77.645 | 0 | 34.3387 | 36.1419 | 33.2132 | 50.492 | 0 | 0.7496 | 23.4 | 2.7063 | 127.8434 | 0 | 0 | 0 | 125.0549 | 0
1450 | 61 | 2 | 3 | Sunday | 9 | 70.44 | 0 | 34.3508 | 24.9239 | 29.3396 | 31.558 | 0.3717 | 0.731 | 23.4 | 7.4647 | 112.7453 | 0 | 0 | 0 | 100.4026 | 0
1451 | 61 | 2 | 3 | Sunday | 10 | 60.665 | 0 | 34.329 | 22.673 | 32.5586 | 12.623 | 12.0919 | 0.7338 | 19.08 | 12.7425 | 109.3744 | 0 | 0 | 0 | 72.5621 | 0
1452 | 61 | 2 | 3 | Sunday | 11 | 57.464 | 0 | 34.3536 | 21.0543 | 32.5586 | 12.623 | 24.4636 | 0.7511 | 21.6 | 16.8735 | 110.3175 | 11.8406 | 0 | 0 | 68.9175 | 0
1453 | 61 | 2 | 3 | Sunday | 12 | 49.325 | 0 | 34.3288 | 20.444 | 33.0367 | 18.935 | 36.8354 | 0.7657 | 19.08 | 20.7448 | 107.6552 | 17.9004 | 0 | 0 | 65.4287 | 0
1454 | 61 | 2 | 3 | Sunday | 13 | 47.014 | 0 | 34.2524 | 18.2665 | 29.1634 | 18.935 | 53.714 | 0.7931 | 18.36 | 25.0592 | 100.8354 | 34.779 | 0 | 0 | 61.5311 | 0
1455 | 61 | 2 | 3 | Sunday | 14 | 42.505 | 0 | 34.209 | 18.7158 | 29.1634 | 6.312 | 66.7811 | 0.805 | 18 | 27.5658 | 100.8933 | 60.4691 | 0 | 0 | 46.5787 | 0
1456 | 61 | 2 | 3 | Sunday | 15 | 38.194 | 0 | 34.1902 | 19.1645 | 29.1634 | 6.312 | 50.5344 | 0.774 | 15.84 | 23.0292 | 99.1321 | 44.2224 | 0 | 0 | 41.5024 | 0
1457 | 61 | 2 | 3 | Sunday | 16 | 35.026 | 0 | 34.116 | 19.1713 | 27.5539 | 25.246 | 11.4465 | 0.7134 | 23.04 | 12.3143 | 104.5946 | 0 | 0 | 0 | 47.1126 | 0
1458 | 61 | 2 | 3 | Sunday | 17 | 33.738 | 0 | 34.0559 | 22.9741 | 26.399 | 31.558 | 0 | 0.6961 | 22.32 | 2.8356 | 106.445 | 0 | 0 | 0 | 49.7079 | 0
1459 | 61 | 2 | 3 | Sunday | 18 | 26.848 | 0 | 33.8569 | 43.8232 | 38.0184 | 44.181 | 0 | 0.6949 | 23.4 | 0.4942 | 139.7934 | 0 | 0 | 0 | 51.0058 | 0
1460 | 61 | 2 | 3 | Sunday | 19 | 21.485 | 0 | 33.7337 | 55.5005 | 45.7644 | 44.181 | 0 | 0.6876 | 22.68 | 0 | 158.3663 | 0 | 0 | 0 | 47.56 | 0
1461 | 61 | 2 | 3 | Sunday | 20 | 19.602 | 0 | 33.7462 | 60.0165 | 49.6381 | 31.558 | 0 | 0.677 | 22.68 | 0 | 166.7579 | 0 | 0 | 0 | 39.2768 | 0
1462 | 61 | 2 | 3 | Sunday | 21 | 24.619 | 0 | 33.7544 | 48.5011 | 41.8913 | 18.935 | 0 | 0.6733 | 22.68 | 0 | 147.5001 | 0 | 0 | 0 | 36.8254 | 0
1463 | 61 | 2 | 3 | Sunday | 22 | 36.384 | 0 | 33.8645 | 40.3665 | 35.5897 | 12.623 | 0 | 0.6896 | 14.4 | 0 | 124.9102 | 0 | 0 | 0 | 44.7076 | 0
1464 | 61 | 2 | 3 | Sunday | 23 | 54.12 | 0 | 34.0718 | 25.6748 | 24.6242 | 12.623 | 0 | 0.7086 | 14.4 | 0 | 99.4795 | 0 | 0 | 0 | 62.6049 | 0
1465 | 62 | 3 | 3 | Monday | 0 | 68.076 | 0 | 34.3602 | 17.5343 | 18.3373 | 6.312 | 0 | 0.7214 | 14.4 | 0 | 85.3531 | 0 | 0 | 0 | 72.3717 | 0
1466 | 62 | 3 | 3 | Monday | 1 | 70.84 | 0 | 34.5665 | 14.6472 | 16.4006 | 6.312 | 0 | 0.7265 | 11.88 | 0 | 78.2208 | 0 | 0 | 0 | 75.1685 | 0
1467 | 62 | 3 | 3 | Monday | 2 | 72.793 | 0 | 34.5752 | 11.7686 | 14.464 | 6.312 | 0 | 0.7306 | 11.88 | 0 | 73.4185 | 0 | 0 | 0 | 77.1542 | 0
1468 | 62 | 3 | 3 | Monday | 3 | 81.438 | 0 | 34.5917 | 11.7686 | 14.464 | 6.312 | 0 | 0.7381 | 11.88 | 0 | 73.4424 | 0 | 0 | 0 | 85.834 | 0
1469 | 62 | 3 | 3 | Monday | 4 | 90.606 | 0 | 34.5886 | 13.0128 | 14.464 | 6.312 | 0 | 0.7466 | 11.88 | 0 | 74.692 | 0 | 0 | 0 | 95.035 | 0
1470 | 62 | 3 | 3 | Monday | 5 | 89.91 | 0 | 34.5177 | 22.6634 | 20.5805 | 6.312 | 0 | 0.7445 | 11.88 | 0 | 90.3861 | 0 | 0 | 0 | 94.3691 | 0
1471 | 62 | 3 | 3 | Monday | 6 | 74.566 | 0 | 34.3174 | 44.2813 | 35.484 | 31.558 | 0 | 0.7357 | 15.12 | 0 | 129.9384 | 0 | 0 | 0 | 97.3034 | 0
1472 | 62 | 3 | 3 | Monday | 7 | 63.351 | 0 | 34.1682 | 61.037 | 46.6998 | 44.181 | 0 | 0.7329 | 15.12 | 0.562 | 157.7579 | 0 | 0 | 0 | 96.3266 | 0
1473 | 62 | 3 | 3 | Monday | 8 | 55.043 | 0 | 34.1087 | 63.8816 | 52.1343 | 50.492 | 4.8 | 0.7387 | 18.72 | 7.7367 | 169.5833 | 0 | 0 | 0 | 94.1549 | 0
1474 | 62 | 3 | 3 | Monday | 9 | 54.978 | 0 | 34.1273 | 58.4826 | 52.8606 | 31.558 | 42.4173 | 0.7858 | 18.72 | 19.4439 | 164.9762 | 10.8593 | 0 | 0 | 78.7504 | 0
1475 | 62 | 3 | 3 | Monday | 10 | 49.291 | 0 | 34.1796 | 54.9707 | 51.878 | 12.623 | 80.5239 | 0.8361 | 14.4 | 30.7765 | 156.2644 | 67.9009 | 0 | 0 | 57.3459 | 0
1476 | 62 | 3 | 3 | Monday | 11 | 32.079 | 0 | 34.1176 | 54.2288 | 51.878 | 12.623 | 105.8366 | 0.836 | 18.36 | 38.6856 | 159.4203 | 93.2136 | 0 | 0 | 37.8023 | 0
1477 | 62 | 3 | 3 | Monday | 12 | 22.473 | 2.617 | 33.9952 | 51.9066 | 51.1854 | 18.935 | 112.5134 | 0.8342 | 18.36 | 41.6059 | 159.1113 | 93.5784 | 0 | 0 | 27.1597 | 0
1478 | 62 | 3 | 3 | Monday | 13 | 18.411 | 2.654 | 34.0233 | 53.6678 | 51.878 | 18.935 | 96.9642 | 0.6548 | 18.36 | 40.0779 | 161.4546 | 78.0292 | 0 | 0 | 19.598 | 0
1479 | 62 | 3 | 3 | Monday | 14 | 16.811 | 2.711 | 33.8885 | 54.2306 | 51.878 | 6.312 | 64.1508 | 0.4727 | 18.36 | 34.1578 | 161.7615 | 57.8388 | 0 | 0 | 16.8114 | 0
1480 | 62 | 3 | 3 | Monday | 15 | 14.065 | 3.122 | 33.749 | 55.1724 | 51.878 | 6.312 | 21.2337 | 0.3864 | 18.36 | 24.4892 | 162.9218 | 14.9217 | 0 | 0 | 14.0649 | 0
1481 | 62 | 3 | 3 | Monday | 16 | 12.362 | 2.964 | 33.737 | 57.0523 | 50.7246 | 25.246 | 0 | 0.3261 | 22.68 | 12.3615 | 167.7255 | 0 | 0 | 0 | 12.3618 | 0
1482 | 62 | 3 | 3 | Monday | 17 | 14.767 | 2.141 | 33.7748 | 55.7139 | 43.0931 | 31.558 | 0 | 0.3206 | 28.8 | 2.7947 | 164.0173 | 0 | 0 | 0 | 14.7673 | 0
1483 | 62 | 3 | 3 | Monday | 18 | 8.775 | 2.663 | 33.9559 | 65.2131 | 51.7393 | 44.181 | 0 | 0.3114 | 30.96 | 0.5158 | 185.0594 | 0 | 0 | 0 | 9.5309 | 0
1484 | 62 | 3 | 3 | Monday | 19 | 8.04 | 7.185 | 33.8061 | 70.7204 | 57.1787 | 44.181 | 0 | 0.617 | 25.2 | 0 | 195.2928 | 0 | 0 | 0 | 12.3467 | 0
1485 | 62 | 3 | 3 | Monday | 20 | 9.044 | 5.448 | 33.7307 | 75.2516 | 60.483 | 31.558 | 0 | 0.5531 | 25.2 | 0 | 201.1099 | 0 | 0 | 0 | 14.3087 | 0
1486 | 62 | 3 | 3 | Monday | 21 | 10.191 | 2.881 | 33.7207 | 69.495 | 55.4564 | 18.935 | 0 | 0.414 | 25.2 | 0 | 187.4016 | 0 | 0 | 0 | 14.1777 | 0
1487 | 62 | 3 | 3 | Monday | 22 | 13.047 | 0.148 | 33.7661 | 49.7368 | 40.0199 | 12.623 | 0 | 0.3605 | 16.2 | 0 | 140.2434 | 0 | 0 | 0 | 16.0386 | 0
1488 | 62 | 3 | 3 | Monday | 23 | 18.81 | 0 | 33.8808 | 26.9226 | 24.6242 | 12.623 | 0 | 0.4188 | 16.2 | 0 | 102.0464 | 0 | 0 | 0 | 22.0616 | 0
1489 | 63 | 4 | 3 | Tuesday | 0 | 24.025 | 0 | 34.1072 | 17.5343 | 18.3373 | 6.312 | 0 | 0.4916 | 14.4 | 0 | 84.8704 | 0 | 0 | 0 | 25.7466 | 0
1490 | 63 | 4 | 3 | Tuesday | 1 | 27.665 | 0 | 34.9239 | 14.6472 | 16.4006 | 6.312 | 0 | 0.565 | 11.88 | 0 | 78.4168 | 0 | 0 | 0 | 29.4519 | 0
1491 | 63 | 4 | 3 | Tuesday | 2 | 34.047 | 0 | 35.4307 | 11.7686 | 14.464 | 6.312 | 0 | 0.6614 | 11.88 | 0 | 74.2047 | 0 | 0 | 0 | 35.8981 | 0
1492 | 63 | 4 | 3 | Tuesday | 3 | 43.007 | 0 | 35.4714 | 11.7686 | 14.464 | 6.312 | 0 | 0.6934 | 11.88 | 0 | 74.2775 | 0 | 0 | 0 | 44.9259 | 0
1493 | 63 | 4 | 3 | Tuesday | 4 | 43.504 | 0 | 35.5181 | 13.0128 | 14.464 | 6.312 | 0 | 0.6938 | 11.88 | 0 | 75.5687 | 0 | 0 | 0 | 45.4858 | 0
1494 | 63 | 4 | 3 | Tuesday | 5 | 38.393 | 0 | 35.4349 | 22.6634 | 20.5805 | 6.312 | 0 | 0.6894 | 11.88 | 0 | 91.2483 | 0 | 0 | 0 | 40.4334 | 0
1495 | 63 | 4 | 3 | Tuesday | 6 | 27.976 | 0 | 35.0821 | 44.2813 | 35.484 | 31.558 | 0 | 0.6876 | 15.12 | 0 | 130.6551 | 0 | 0 | 0 | 39.0328 | 0
1496 | 63 | 4 | 3 | Tuesday | 7 | 22.376 | 0 | 34.8328 | 61.1405 | 46.6998 | 44.181 | 0 | 0.6905 | 15.12 | 0.3904 | 158.4835 | 0 | 0 | 0 | 40.1276 | 0
1497 | 63 | 4 | 3 | Tuesday | 8 | 17.882 | 0 | 34.8684 | 66.2159 | 52.1343 | 50.492 | 0 | 0.6912 | 18.72 | 3.827 | 172.63 | 0 | 0 | 0 | 41.1612 | 0
1498 | 63 | 4 | 3 | Tuesday | 9 | 16.146 | 0 | 34.9029 | 62.7836 | 52.8606 | 31.558 | 0 | 0.6147 | 18.72 | 6.7804 | 169.8817 | 0 | 0 | 0 | 32.155 | 0
1499 | 63 | 4 | 3 | Tuesday | 10 | 14.002 | 0 | 34.9643 | 58.043 | 51.878 | 12.623 | 0 | 0.3912 | 14.4 | 7.9246 | 159.6766 | 0 | 0 | 0 | 20.7097 | 0
1500 | 63 | 4 | 3 | Tuesday | 11 | 11.533 | 0.142 | 34.9941 | 56.7984 | 51.878 | 12.623 | 0 | 0.3537 | 18.36 | 9.0699 | 162.5383 | 0 | 0 | 0 | 18.4109 | 0
1501 | 63 | 4 | 3 | Tuesday | 12 | 10.378 | 2.845 | 34.9294 | 54.6409 | 51.1854 | 18.935 | 0 | 0.5405 | 18.36 | 10.7102 | 162.733 | 0 | 0 | 0 | 21.0011 | 0
1502 | 63 | 4 | 3 | Tuesday | 13 | 9.396 | 3.292 | 34.9333 | 56.0134 | 51.878 | 18.935 | 0 | 0.5507 | 18.36 | 11.3223 | 165.2958 | 0 | 0 | 0 | 20.3733 | 0
1503 | 63 | 4 | 3 | Tuesday | 14 | 9.323 | 3.397 | 34.8126 | 56.5071 | 51.878 | 6.312 | 0 | 0.4168 | 18.36 | 9.7704 | 165.6488 | 0 | 0 | 0 | 13.0588 | 0
1504 | 63 | 4 | 3 | Tuesday | 15 | 9.322 | 3.859 | 34.5578 | 59.0099 | 51.878 | 6.312 | 0 | 0.4412 | 18.36 | 6.7289 | 168.4206 | 0 | 0 | 0 | 13.0962 | 0
1505 | 63 | 4 | 3 | Tuesday | 16 | 9.593 | 3.415 | 34.3858 | 63.6109 | 50.7246 | 25.246 | 0 | 0.6462 | 22.68 | 4.1132 | 175.7407 | 0 | 0 | 0 | 25.0587 | 0
1506 | 63 | 4 | 3 | Tuesday | 17 | 12.25 | 2.313 | 34.7065 | 59.1489 | 43.0931 | 31.558 | 0 | 0.7309 | 28.8 | 1.8856 | 168.9811 | 0 | 0 | 0 | 32.3636 | 0
1507 | 63 | 4 | 3 | Tuesday | 18 | 11.95 | 2.266 | 34.1213 | 65.4399 | 51.7393 | 44.181 | 0 | 0.7917 | 30.96 | 0.3743 | 185.5028 | 0 | 0 | 0 | 41.5486 | 0
1508 | 63 | 4 | 3 | Tuesday | 19 | 11.734 | 1.64 | 33.98 | 70.7204 | 57.1787 | 44.181 | 0 | 0.7586 | 25.2 | 0 | 189.6115 | 0 | 0 | 0 | 42.829 | 0
1509 | 63 | 4 | 3 | Tuesday | 20 | 11.353 | 1.523 | 33.9773 | 75.2516 | 60.483 | 31.558 | 0 | 0.7247 | 25.2 | 0 | 197.2839 | 0 | 0 | 0 | 34.342 | 0
1510 | 63 | 4 | 3 | Tuesday | 21 | 12.512 | 0.598 | 33.9384 | 69.495 | 55.4564 | 18.935 | 0 | 0.5306 | 25.2 | 0 | 185.2671 | 0 | 0 | 0 | 26.6222 | 0
1511 | 63 | 4 | 3 | Tuesday | 22 | 17.593 | 0.039 | 33.7926 | 49.7368 | 40.0199 | 12.623 | 0 | 0.5655 | 16.2 | 0 | 140.3565 | 0 | 0 | 0 | 27.1264 | 0
1512 | 63 | 4 | 3 | Tuesday | 23 | 35.868 | 0 | 34.1135 | 26.9226 | 24.6242 | 12.623 | 0 | 0.6802 | 16.2 | 0 | 102.5404 | 0 | 0 | 0 | 45.5313 | 0
1513 | 64 | 5 | 3 | Wednesday | 0 | 57.677 | 0 | 34.8022 | 17.5343 | 18.3373 | 6.312 | 0 | 0.7012 | 14.4 | 0 | 85.7749 | 0 | 0 | 0 | 62.5612 | 0
1514 | 64 | 5 | 3 | Wednesday | 1 | 67.055 | 0 | 35.3136 | 14.6472 | 16.4006 | 6.312 | 0 | 0.7105 | 11.88 | 0 | 78.952 | 0 | 0 | 0 | 71.9707 | 0
1515 | 64 | 5 | 3 | Wednesday | 2 | 81.061 | 0 | 35.2244 | 11.7686 | 14.464 | 6.312 | 0 | 0.7297 | 11.88 | 0 | 74.0668 | 0 | 0 | 0 | 86.0056 | 0
1516 | 64 | 5 | 3 | Wednesday | 3 | 87.592 | 0 | 34.9765 | 11.7686 | 14.464 | 6.312 | 0 | 0.7382 | 11.88 | 0 | 73.8274 | 0 | 0 | 0 | 92.5634 | 0
1517 | 64 | 5 | 3 | Wednesday | 4 | 95.384 | 0 | 34.9404 | 13.0128 | 14.464 | 6.312 | 0 | 0.7456 | 11.88 | 0 | 75.0428 | 0 | 0 | 0 | 100.3806 | 0
1518 | 64 | 5 | 3 | Wednesday | 5 | 97.904 | 0 | 34.8758 | 22.6634 | 20.5805 | 6.312 | 0 | 0.7467 | 11.88 | 0 | 90.7465 | 0 | 0 | 0 | 102.9244 | 0
1519 | 64 | 5 | 3 | Wednesday | 6 | 91.34 | 0 | 34.6281 | 44.2813 | 35.484 | 31.558 | 0 | 0.7464 | 15.12 | 0 | 130.2598 | 0 | 0 | 0 | 116.7955 | 0
1520 | 64 | 5 | 3 | Wednesday | 7 | 88.36 | 0 | 34.5199 | 60.6971 | 46.6998 | 44.181 | 0 | 0.7509 | 15.12 | 0.6674 | 157.7878 | 0 | 0 | 0 | 124.8893 | 0
1521 | 64 | 5 | 3 | Wednesday | 8 | 72.149 | 0 | 34.4832 | 60.2798 | 52.1343 | 50.492 | 8.9976 | 0.7563 | 18.72 | 9.1704 | 166.3736 | 0 | 0 | 0 | 114.8644 | 0
1522 | 64 | 5 | 3 | Wednesday | 9 | 51.954 | 0 | 34.4611 | 56.9902 | 52.8606 | 31.558 | 57.8956 | 0.8044 | 18.72 | 22.5369 | 163.8362 | 26.3376 | 0 | 0 | 77.1138 | 0
1523 | 64 | 5 | 3 | Wednesday | 10 | 42.17 | 0 | 34.4912 | 54.7298 | 51.878 | 12.623 | 96.7292 | 0.8522 | 14.4 | 34.6252 | 156.3512 | 84.1062 | 0 | 0 | 50.3087 | 0
1524 | 64 | 5 | 3 | Wednesday | 11 | 30.876 | 0 | 34.4811 | 53.9503 | 51.878 | 12.623 | 115.2665 | 0.8503 | 18.36 | 42.6111 | 159.5197 | 102.6435 | 0 | 0 | 36.3555 | 0
1525 | 64 | 5 | 3 | Wednesday | 12 | 24.875 | 2.164 | 34.3992 | 51.9962 | 51.1854 | 18.935 | 113.6001 | 0.8503 | 18.36 | 45.6765 | 159.1311 | 94.6651 | 0 | 0 | 29.0041 | 0
1526 | 64 | 5 | 3 | Wednesday | 13 | 21.798 | 2.844 | 34.3969 | 53.8799 | 51.878 | 18.935 | 94.491 | 0.7017 | 18.36 | 44.0339 | 162.2923 | 75.556 | 0 | 0 | 22.5913 | 0
1527 | 64 | 5 | 3 | Wednesday | 14 | 19.631 | 3.503 | 34.2982 | 54.4052 | 51.878 | 6.312 | 60.5613 | 0.5484 | 18.36 | 37.4845 | 163.2779 | 54.2493 | 0 | 0 | 19.6307 | 0
1528 | 64 | 5 | 3 | Wednesday | 15 | 18.604 | 3.799 | 34.1105 | 55.3449 | 51.878 | 6.312 | 16.0401 | 0.4781 | 18.36 | 27.0731 | 164.2805 | 9.7281 | 0 | 0 | 18.6036 | 0
1529 | 64 | 5 | 3 | Wednesday | 16 | 17.521 | 3.527 | 33.8861 | 56.8123 | 50.7246 | 25.246 | 0 | 0.4285 | 22.68 | 13.8283 | 168.3463 | 0 | 0 | 0 | 17.5208 | 0
1530 | 64 | 5 | 3 | Wednesday | 17 | 18.899 | 2.756 | 33.8795 | 55.2281 | 43.0931 | 31.558 | 0 | 0.4114 | 28.8 | 3.1645 | 164.3925 | 0 | 0 | 0 | 18.8988 | 0
1531 | 64 | 5 | 3 | Wednesday | 18 | 13.693 | 2.742 | 33.9318 | 65.2303 | 51.7393 | 44.181 | 0 | 0.3951 | 30.96 | 0.5833 | 185.2221 | 0 | 0 | 0 | 14.3498 | 0
1532 | 64 | 5 | 3 | Wednesday | 19 | 11.738 | 1.827 | 33.9954 | 70.7204 | 57.1787 | 44.181 | 0 | 0.4057 | 25.2 | 0 | 189.476 | 0 | 0 | 0 | 15.8874 | 0
1533 | 64 | 5 | 3 | Wednesday | 20 | 12.702 | 1.37 | 34.0197 | 75.2516 | 60.483 | 31.558 | 0 | 0.4117 | 25.2 | 0 | 196.8476 | 0 | 0 | 0 | 17.8624 | 0
1534 | 64 | 5 | 3 | Wednesday | 21 | 16.428 | 0.529 | 33.8819 | 69.495 | 55.4564 | 18.935 | 0 | 0.4126 | 25.2 | 0 | 185.0179 | 0 | 0 | 0 | 20.3546 | 0
1535 | 64 | 5 | 3 | Wednesday | 22 | 29.628 | 0.032 | 33.8038 | 49.7368 | 40.0199 | 12.623 | 0 | 0.6152 | 16.2 | 0 | 140.4099 | 0 | 0 | 0 | 32.5807 | 0
1536 | 64 | 5 | 3 | Wednesday | 23 | 47.663 | 0 | 34.0519 | 26.9226 | 24.6242 | 12.623 | 0 | 0.6937 | 16.2 | 0 | 102.4924 | 0 | 0 | 0 | 50.8922 | 0
1537 | 65 | 6 | 3 | Thursday | 0 | 63.411 | 0 | 34.82 | 17.5343 | 18.3373 | 6.312 | 0 | 0.7073 | 14.4 | 0 | 85.7988 | 0 | 0 | 0 | 65.127 | 0
1538 | 65 | 6 | 3 | Thursday | 1 | 64.403 | 0 | 35.2432 | 14.6472 | 16.4006 | 6.312 | 0 | 0.7088 | 11.88 | 0 | 78.8799 | 0 | 0 | 0 | 66.1849 | 0
1539 | 65 | 6 | 3 | Thursday | 2 | 65.184 | 0 | 35.3523 | 11.7686 | 14.464 | 6.312 | 0 | 0.7121 | 11.88 | 0 | 74.1771 | 0 | 0 | 0 | 67.03 | 0
1540 | 65 | 6 | 3 | Thursday | 3 | 85.564 | 0 | 35.1127 | 11.7686 | 14.464 | 6.312 | 0 | 0.7356 | 11.88 | 0 | 73.9609 | 0 | 0 | 0 | 87.4778 | 0
1541 | 65 | 6 | 3 | Thursday | 4 | 87.477 | 0 | 34.9754 | 13.0128 | 14.464 | 6.312 | 0 | 0.7382 | 11.88 | 0 | 75.0704 | 0 | 0 | 0 | 89.4537 | 0
1542 | 65 | 6 | 3 | Thursday | 5 | 70.079 | 0 | 34.8368 | 22.6634 | 20.5805 | 6.312 | 0 | 0.7226 | 11.88 | 0 | 90.6833 | 0 | 0 | 0 | 72.1147 | 0
1543 | 65 | 6 | 3 | Thursday | 6 | 52.982 | 0 | 34.5054 | 44.2813 | 35.484 | 31.558 | 0 | 0.7136 | 15.12 | 0 | 130.1043 | 0 | 0 | 0 | 64.0184 | 0
1544 | 65 | 6 | 3 | Thursday | 7 | 47.567 | 0 | 34.4066 | 61.1502 | 46.6998 | 44.181 | 0 | 0.7159 | 15.12 | 0.342 | 158.0924 | 0 | 0 | 0 | 65.3066 | 0
1545 | 65 | 6 | 3 | Thursday | 8 | 42.76 | 0 | 34.4162 | 67.0517 | 52.1343 | 50.492 | 0 | 0.7166 | 18.72 | 3.2956 | 173.0388 | 0 | 0 | 0 | 66.0443 | 0
1546 | 65 | 6 | 3 | Thursday | 9 | 37.184 | 0 | 34.4384 | 64.6708 | 52.8606 | 31.558 | 0 | 0.6993 | 18.72 | 5.7974 | 171.389 | 0 | 0 | 0 | 53.2106 | 0
1547 | 65 | 6 | 3 | Thursday | 10 | 32.274 | 0 | 34.5004 | 59.1665 | 51.878 | 12.623 | 0 | 0.6898 | 14.4 | 8.1038 | 160.6347 | 0 | 0 | 0 | 38.9634 | 0
1548 | 65 | 6 | 3 | Thursday | 11 | 27.556 | 0 | 34.5074 | 56.3402 | 51.878 | 12.623 | 0.2588 | 0.6603 | 18.36 | 13.6072 | 161.7459 | 0 | 0 | 0 | 34.406 | 0
1549 | 65 | 6 | 3 | Thursday | 12 | 23.261 | 2.298 | 34.4706 | 53.7715 | 51.1854 | 18.935 | 8.171 | 0.7768 | 18.36 | 17.2735 | 161.0498 | 0 | 0 | 0 | 33.6852 | 0
1550 | 65 | 6 | 3 | Thursday | 13 | 20.643 | 2.996 | 34.4949 | 55.634 | 51.878 | 18.935 | 2.6502 | 0.7541 | 18.36 | 15.388 | 164.3616 | 0 | 0 | 0 | 31.217 | 0
1551 | 65 | 6 | 3 | Thursday | 14 | 20.094 | 3.421 | 34.3728 | 55.3489 | 51.878 | 6.312 | 12.3714 | 0.6429 | 18.36 | 16.7709 | 164.3026 | 6.0594 | 0 | 0 | 23.6136 | 0
1552 | 65 | 6 | 3 | Thursday | 15 | 18.748 | 3.831 | 34.2563 | 56.1884 | 51.878 | 6.312 | 15.0525 | 0.6385 | 18.36 | 16.5371 | 165.4641 | 8.7405 | 0 | 0 | 22.1033 | 0
1553 | 65 | 6 | 3 | Thursday | 16 | 16.447 | 3.547 | 34.0696 | 60.2953 | 50.7246 | 25.246 | 0.2898 | 0.752 | 22.68 | 9.5749 | 172.3575 | 0 | 0 | 0 | 29.9553 | 0
1554 | 65 | 6 | 3 | Thursday | 17 | 17.352 | 2.785 | 34.0568 | 57.5591 | 43.0931 | 31.558 | 0 | 0.8082 | 28.8 | 3.0217 | 167.3291 | 0 | 0 | 0 | 35.1525 | 0
1555 | 65 | 6 | 3 | Thursday | 18 | 12.474 | 2.834 | 33.9581 | 65.4067 | 51.7393 | 44.181 | 0 | 0.8217 | 30.96 | 0.6166 | 185.9503 | 0 | 0 | 0 | 39.0306 | 0
1556 | 65 | 6 | 3 | Thursday | 19 | 9.965 | 7.247 | 33.8117 | 70.7204 | 57.1787 | 44.181 | 0 | 1.0481 | 25.2 | 0 | 195.7966 | 0 | 0 | 0 | 38.243 | 0
1557 | 65 | 6 | 3 | Thursday | 20 | 10.645 | 5.458 | 33.7276 | 75.2516 | 60.483 | 31.558 | 0 | 0.8788 | 25.2 | 0 | 201.4442 | 0 | 0 | 0 | 31.7999 | 0
1558 | 65 | 6 | 3 | Thursday | 21 | 11.619 | 2.737 | 33.7607 | 69.495 | 55.4564 | 18.935 | 0 | 0.6025 | 25.2 | 0 | 187.474 | 0 | 0 | 0 | 24.6813 | 0
1559 | 65 | 6 | 3 | Thursday | 22 | 14.917 | 0.136 | 33.773 | 49.7368 | 40.0199 | 12.623 | 0 | 0.5056 | 16.2 | 0 | 140.3827 | 0 | 0 | 0 | 23.773 | 0
1560 | 65 | 6 | 3 | Thursday | 23 | 20.855 | 0 | 33.8693 | 26.9226 | 24.6242 | 12.623 | 0 | 0.5673 | 16.2 | 0 | 102.1834 | 0 | 0 | 0 | 29.8253 | 0
1561 | 66 | 7 | 3 | Friday | 0 | 26.433 | 0 | 34.2502 | 17.5343 | 18.3373 | 6.312 | 0 | 0.5875 | 14.4 | 0 | 85.1092 | 0 | 0 | 0 | 30.9603 | 0
1562 | 66 | 7 | 3 | Friday | 1 | 29.865 | 0 | 35.0439 | 14.6472 | 16.4006 | 6.312 | 0 | 0.6477 | 11.88 | 0 | 78.6195 | 0 | 0 | 0 | 34.4211 | 0
1563 | 66 | 7 | 3 | Friday | 2 | 32.761 | 0 | 35.3538 | 11.7686 | 14.464 | 6.312 | 0 | 0.6819 | 11.88 | 0 | 74.1484 | 0 | 0 | 0 | 37.3473 | 0
1564 | 66 | 7 | 3 | Friday | 3 | 36.759 | 0 | 35.3923 | 11.7686 | 14.464 | 6.312 | 0 | 0.6891 | 11.88 | 0 | 74.194 | 0 | 0 | 0 | 41.3793 | 0
1565 | 66 | 7 | 3 | Friday | 4 | 37.484 | 0 | 35.4088 | 13.0128 | 14.464 | 6.312 | 0 | 0.6899 | 11.88 | 0 | 75.4555 | 0 | 0 | 0 | 42.1333 | 0
1566 | 66 | 7 | 3 | Friday | 5 | 35.193 | 0 | 35.3535 | 22.6634 | 20.5805 | 6.312 | 0 | 0.6873 | 11.88 | 0 | 91.1648 | 0 | 0 | 0 | 39.8658 | 0
1567 | 66 | 7 | 3 | Friday | 6 | 30.077 | 0 | 35.0882 | 44.2813 | 35.484 | 31.558 | 0 | 0.6893 | 15.12 | 0 | 130.6628 | 0 | 0 | 0 | 53.9198 | 0
1568 | 66 | 7 | 3 | Friday | 7 | 24.734 | 0 | 34.9465 | 61.104 | 46.6998 | 44.181 | 0 | 0.6924 | 15.12 | 0.4827 | 158.5627 | 0 | 0 | 0 | 59.1669 | 0
1569 | 66 | 7 | 3 | Friday | 8 | 18.64 | 0 | 34.9438 | 64.7659 | 52.1343 | 50.492 | 0 | 0.6921 | 18.72 | 4.6371 | 171.2561 | 0 | 0 | 0 | 59.3407 | 0
1570 | 66 | 7 | 3 | Friday | 9 | 17.423 | 0 | 34.9593 | 60.1708 | 52.8606 | 31.558 | 2.5442 | 0.6811 | 18.72 | 9.7437 | 167.3918 | 0 | 0 | 0 | 43.4168 | 0
1571 | 66 | 7 | 3 | Friday | 10 | 15.42 | 0 | 34.9973 | 55.8589 | 51.878 | 12.623 | 20.667 | 0.5175 | 14.4 | 15.6931 | 157.6517 | 8.044 | 0 | 0 | 25.6377 | 0
1572 | 66 | 7 | 3 | Friday | 11 | 11.939 | 0.12 | 35.0285 | 55.1236 | 51.878 | 12.623 | 28.2556 | 0.4564 | 18.36 | 18.4786 | 160.9764 | 15.6326 | 0 | 0 | 21.5618 | 0
1573 | 66 | 7 | 3 | Friday | 12 | 10.935 | 2.914 | 34.9935 | 54.0827 | 51.1854 | 18.935 | 11.4514 | 0.6329 | 18.36 | 14.6494 | 162.4057 | 0 | 0 | 0 | 24.7612 | 0
1574 | 66 | 7 | 3 | Friday | 13 | 10.819 | 3.268 | 35.0741 | 56.2317 | 51.878 | 18.935 | 2.8905 | 0.6348 | 18.36 | 12.1875 | 165.713 | 0 | 0 | 0 | 24.6536 | 0
1575 | 66 | 7 | 3 | Friday | 14 | 10.889 | 3.306 | 34.9489 | 56.3181 | 51.878 | 6.312 | 3.7199 | 0.4643 | 18.36 | 12.2187 | 165.5442 | 0 | 0 | 0 | 15.5104 | 0
1576 | 66 | 7 | 3 | Friday | 15 | 10.615 | 3.761 | 34.8252 | 57.9447 | 51.878 | 6.312 | 0.1967 | 0.4769 | 18.36 | 10.2628 | 167.5517 | 0 | 0 | 0 | 15.2403 | 0
1577 | 66 | 7 | 3 | Friday | 16 | 9.991 | 3.449 | 34.6999 | 62.8847 | 50.7246 | 25.246 | 0 | 0.717 | 22.68 | 5.7986 | 175.4362 | 0 | 0 | 0 | 28.7542 | 0
1578 | 66 | 7 | 3 | Friday | 17 | 11.373 | 2.626 | 34.7123 | 59.1129 | 43.0931 | 31.558 | 0 | 0.7955 | 28.8 | 2.0086 | 169.3535 | 0 | 0 | 0 | 35.3927 | 0
1579 | 66 | 7 | 3 | Friday | 18 | 10.89 | 2.621 | 34.1025 | 65.4399 | 51.7393 | 44.181 | 0 | 0.8087 | 30.96 | 0.3392 | 185.8851 | 0 | 0 | 0 | 45.6225 | 0
1580 | 66 | 7 | 3 | Friday | 19 | 9.903 | 5.522 | 33.922 | 70.7204 | 57.1787 | 44.181 | 0 | 0.9592 | 25.2 | 0 | 193.9519 | 0 | 0 | 0 | 45.707 | 0
1581 | 66 | 7 | 3 | Friday | 20 | 9.127 | 6.167 | 33.7395 | 75.2516 | 60.483 | 31.558 | 0 | 0.9717 | 25.2 | 0 | 202.3156 | 0 | 0 | 0 | 35.2178 | 0
1582 | 66 | 7 | 3 | Friday | 21 | 10.703 | 3.219 | 33.727 | 69.495 | 55.4564 | 18.935 | 0 | 0.6617 | 25.2 | 0 | 188.0208 | 0 | 0 | 0 | 26.5821 | 0
1583 | 66 | 7 | 3 | Friday | 22 | 15.251 | 0.159 | 33.7799 | 49.7368 | 40.0199 | 12.623 | 0 | 0.5474 | 16.2 | 0 | 140.4555 | 0 | 0 | 0 | 25.9274 | 0
1584 | 66 | 7 | 3 | Friday | 23 | 25.701 | 0 | 33.9982 | 26.9226 | 24.6242 | 12.623 | 0 | 0.6605 | 16.2 | 0 | 102.4054 | 0 | 0 | 0 | 36.4547 | 0
1585 | 67 | 8 | 3 | Saturday | 0 | 33.391 | 0 | 34.6971 | 18.3332 | 19.1419 | 6.312 | 0 | 0.6812 | 15.84 | 0 | 88.6935 | 0 | 0 | 0 | 38.7964 | 0
1586 | 67 | 8 | 3 | Saturday | 1 | 42.204 | 0 | 35.0454 | 17.5283 | 18.3373 | 6.312 | 0 | 0.6895 | 12.6 | 0 | 84.2005 | 0 | 0 | 0 | 47.6401 | 0
1587 | 67 | 8 | 3 | Saturday | 2 | 62.385 | 0 | 35.3356 | 11.771 | 14.464 | 6.312 | 0 | 0.7079 | 12.6 | 0 | 74.8785 | 0 | 0 | 0 | 67.8571 | 0
1588 | 67 | 8 | 3 | Saturday | 3 | 101.899 | 0 | 35.0437 | 11.771 | 14.464 | 6.312 | 0 | 0.7517 | 12.6 | 0 | 74.6305 | 0 | 0 | 0 | 107.4057 | 0
1589 | 67 | 8 | 3 | Saturday | 4 | 112.112 | 0 | 34.91 | 11.771 | 14.464 | 6.312 | 0 | 0.763 | 12.6 | 0 | 74.508 | 0 | 0 | 0 | 117.6377 | 0
1590 | 67 | 8 | 3 | Saturday | 5 | 117.17 | 0 | 34.7402 | 13.0152 | 14.464 | 6.312 | 0 | 0.7699 | 12.6 | 0 | 75.5893 | 0 | 0 | 0 | 122.7133 | 0
1591 | 67 | 8 | 3 | Saturday | 6 | 113 | 0 | 34.5384 | 30.2702 | 24.9086 | 31.558 | 0 | 0.7718 | 14.4 | 0 | 104.8891 | 0 | 0 | 0 | 140.9742 | 0
1592 | 67 | 8 | 3 | Saturday | 7 | 115.132 | 0 | 34.4709 | 32.8141 | 26.405 | 44.181 | 0 | 0.7821 | 11.52 | 0.793 | 105.9921 | 0 | 0 | 0 | 154.9445 | 0
1593 | 67 | 8 | 3 | Saturday | 8 | 95.402 | 0 | 34.287 | 39.1119 | 37.4339 | 50.492 | 12.63 | 0.7856 | 16.2 | 10.454 | 127.8185 | 0 | 0 | 0 | 141.4337 | 0
1594 | 67 | 8 | 3 | Saturday | 9 | 67.151 | 0 | 34.2136 | 34.3834 | 37.9057 | 31.558 | 64.8147 | 0.8305 | 16.2 | 24.1836 | 123.5331 | 33.2567 | 0 | 0 | 93.8643 | 0
1595 | 67 | 8 | 3 | Saturday | 10 | 48.749 | 0 | 34.1989 | 31.1101 | 37.2508 | 12.623 | 102.9973 | 0.87 | 15.12 | 35.9748 | 118.5497 | 90.3743 | 0 | 0 | 57.297 | 0
1596 | 67 | 8 | 3 | Saturday | 11 | 40.836 | 0 | 34.23 | 28.6662 | 35.3135 | 12.623 | 119.4017 | 0.888 | 21.6 | 43.8479 | 120.6978 | 106.7787 | 0 | 0 | 46.5904 | 0
1597 | 67 | 8 | 3 | Saturday | 12 | 34.337 | 1.684 | 34.1761 | 25.5538 | 34.2247 | 18.935 | 117.5619 | 0.9649 | 23.4 | 47.0197 | 120.1403 | 98.6269 | 0 | 0 | 38.6945 | 0
1598 | 67 | 8 | 3 | Saturday | 13 | 31.526 | 2.531 | 34.0696 | 25.8194 | 33.0722 | 18.935 | 97.6544 | 0.8737 | 23.4 | 45.3127 | 119.9719 | 78.7194 | 0 | 0 | 32.3866 | 0
1599 | 67 | 8 | 3 | Saturday | 14 | 28.089 | 2.715 | 34.0316 | 25.0532 | 33.0722 | 6.312 | 63.0739 | 0.6367 | 23.4 | 38.8271 | 119.13 | 56.7619 | 0 | 0 | 28.089 | 0
1600 | 67 | 8 | 3 | Saturday | 15 | 27.151 | 2.816 | 33.9835 | 25.7223 | 33.0722 | 6.312 | 17.7243 | 0.5558 | 23.4 | 28.3484 | 119.779 | 11.4123 | 0 | 0 | 27.1513 | 0
1601 | 67 | 8 | 3 | Saturday | 16 | 29.096 | 2.797 | 33.9905 | 26.3484 | 33.0722 | 25.246 | 0 | 0.5617 | 23.4 | 15.3716 | 120.3975 | 0 | 0 | 0 | 29.0961 | 0
1602 | 67 | 8 | 3 | Saturday | 17 | 31.136 | 2.264 | 33.9911 | 27.1579 | 32.9581 | 31.558 | 0 | 0.5679 | 27 | 4.821 | 124.1232 | 0 | 0 | 0 | 31.1365 | 0
1603 | 67 | 8 | 3 | Saturday | 18 | 21.599 | 0.615 | 33.8135 | 54.2967 | 46.5147 | 44.181 | 0 | 0.4091 | 28.8 | 0.878 | 164.4991 | 0 | 0 | 0 | 22.0835 | 0
1604 | 67 | 8 | 3 | Saturday | 19 | 19.717 | 0.915 | 33.9401 | 61.3403 | 50.3878 | 44.181 | 0 | 0.5088 | 28.8 | 0 | 175.9662 | 0 | 0 | 0 | 23.563 | 0
1605 | 67 | 8 | 3 | Saturday | 20 | 18.998 | 0.887 | 33.9621 | 61.3343 | 50.3878 | 31.558 | 0 | 0.506 | 27 | 0 | 174.149 | 0 | 0 | 0 | 23.9572 | 0
1606 | 67 | 8 | 3 | Saturday | 21 | 18.221 | 0.646 | 33.8903 | 61.3343 | 50.3878 | 18.935 | 0 | 0.452 | 27 | 0 | 173.7631 | 0 | 0 | 0 | 22.0327 | 0
1607 | 67 | 8 | 3 | Saturday | 22 | 23.89 | 0.066 | 33.797 | 49.2003 | 40.077 | 12.623 | 0 | 0.5668 | 19.8 | 0 | 143.513 | 0 | 0 | 0 | 26.7682 | 0
1608 | 67 | 8 | 3 | Saturday | 23 | 41.261 | 0 | 33.9241 | 28.1779 | 24.6242 | 12.623 | 0 | 0.692 | 19.8 | 0 | 107.2182 | 0 | 0 | 0 | 44.4113 | 0
1609 | 68 | 9 | 3 | Sunday | 0 | 52.66 | 0 | 34.1434 | 24.1043 | 23.0149 | 6.312 | 0 | 0.7062 | 19.8 | 0 | 101.7688 | 0 | 0 | 0 | 54.337 | 0
1610 | 68 | 9 | 3 | Sunday | 1 | 58.74 | 0 | 34.2456 | 23.3102 | 22.2101 | 6.312 | 0 | 0.7124 | 19.8 | 0 | 100.2784 | 0 | 0 | 0 | 60.4843 | 0
1611 | 68 | 9 | 3 | Sunday | 2 | 64.498 | 0 | 34.5377 | 17.5379 | 18.3373 | 6.312 | 0 | 0.719 | 15.48 | 0 | 86.6118 | 0 | 0 | 0 | 66.3093 | 0
1612 | 68 | 9 | 3 | Sunday | 3 | 70.192 | 0 | 34.5969 | 17.5379 | 18.3373 | 6.312 | 0 | 0.726 | 15.48 | 0 | 86.6782 | 0 | 0 | 0 | 72.0681 | 0
1613 | 68 | 9 | 3 | Sunday | 4 | 71.247 | 0 | 34.6236 | 17.5379 | 18.3373 | 6.312 | 0 | 0.7271 | 15.48 | 0 | 86.7059 | 0 | 0 | 0 | 73.1865 | 0
1614 | 68 | 9 | 3 | Sunday | 5 | 73.087 | 0 | 34.601 | 18.7817 | 18.3373 | 6.312 | 0 | 0.7295 | 15.48 | 0 | 87.9294 | 0 | 0 | 0 | 75.0899 | 0
1615 | 68 | 9 | 3 | Sunday | 6 | 67.983 | 0 | 34.4353 | 26.931 | 24.6242 | 31.558 | 0 | 0.731 | 18.72 | 0 | 105.4415 | 0 | 0 | 0 | 78.8764 | 0
1616 | 68 | 9 | 3 | Sunday | 7 | 64.241 | 0 | 34.2841 | 34.2491 | 29.9942 | 44.181 | 0 | 0.7335 | 18.72 | 0.2972 | 117.9809 | 0 | 0 | 0 | 81.8019 | 0
1617 | 68 | 9 | 3 | Sunday | 8 | 63.857 | 0 | 34.1984 | 35.9992 | 33.2132 | 50.492 | 0 | 0.7381 | 23.4 | 2.4603 | 127.5489 | 0 | 0 | 0 | 86.9695 | 0
1618 | 68 | 9 | 3 | Sunday | 9 | 65.003 | 0 | 34.262 | 27.3437 | 29.3396 | 31.558 | 0 | 0.7264 | 23.4 | 5.1196 | 115.0717 | 0 | 0 | 0 | 80.9625 | 0
1619 | 68 | 9 | 3 | Sunday | 10 | 59.218 | 0 | 34.2649 | 25.3754 | 32.5586 | 12.623 | 0 | 0.7145 | 19.08 | 9.3333 | 111.9935 | 0 | 0 | 0 | 65.9006 | 0
1620 | 68 | 9 | 3 | Sunday | 11 | 56.096 | 0 | 34.2866 | 22.8175 | 32.5586 | 12.623 | 0.9619 | 0.7138 | 21.6 | 14.9224 | 111.9765 | 0 | 0 | 0 | 62.9456 | 0
1621 | 68 | 9 | 3 | Sunday | 12 | 50.816 | 0 | 34.2783 | 21.815 | 33.0367 | 18.935 | 26.699 | 0.7514 | 19.08 | 23.5778 | 108.9615 | 7.764 | 0 | 0 | 60.9476 | 0
1622 | 68 | 9 | 3 | Sunday | 13 | 50.472 | 0 | 34.225 | 18.892 | 29.1634 | 18.935 | 43.6056 | 0.7807 | 18.36 | 28.2707 | 101.4211 | 24.6706 | 0 | 0 | 59.4993 | 0
1623 | 68 | 9 | 3 | Sunday | 14 | 47.156 | 0 | 34.167 | 19.283 | 29.1634 | 6.312 | 18.1074 | 0.7337 | 18 | 22.6302 | 101.3471 | 11.7954 | 0 | 0 | 49.8246 | 0
1624 | 68 | 9 | 3 | Sunday | 15 | 45.86 | 0 | 34.1693 | 20.357 | 29.1634 | 6.312 | 0 | 0.7034 | 15.84 | 13.7374 | 100.2332 | 0 | 0 | 0 | 48.5001 | 0
1625 | 68 | 9 | 3 | Sunday | 16 | 45.961 | 0 | 34.1788 | 21.6821 | 27.5539 | 25.246 | 0 | 0.7089 | 23.04 | 7.5825 | 107.1637 | 0 | 0 | 0 | 57.051 | 0
1626 | 68 | 9 | 3 | Sunday | 17 | 45.726 | 0 | 34.184 | 24.0825 | 26.399 | 31.558 | 0 | 0.7111 | 22.32 | 3.6564 | 107.6965 | 0 | 0 | 0 | 60.6858 | 0
1627 | 68 | 9 | 3 | Sunday | 18 | 35.753 | 0 | 34.0795 | 43.8677 | 38.0184 | 44.181 | 0 | 0.7061 | 23.4 | 0.7116 | 140.0717 | 0 | 0 | 0 | 58.5881 | 0
1628 | 68 | 9 | 3 | Sunday | 19 | 24.004 | 0 | 33.7883 | 55.5005 | 45.7644 | 44.181 | 0 | 0.6909 | 22.68 | 0 | 158.4242 | 0 | 0 | 0 | 48.8429 | 0
1629 | 68 | 9 | 3 | Sunday | 20 | 18.776 | 0 | 33.7458 | 60.0165 | 49.6381 | 31.558 | 0 | 0.676 | 22.68 | 0 | 166.7564 | 0 | 0 | 0 | 37.6157 | 0
1630 | 68 | 9 | 3 | Sunday | 21 | 23.325 | 0 | 33.7521 | 48.5011 | 41.8913 | 18.935 | 0 | 0.6634 | 22.68 | 0 | 147.4878 | 0 | 0 | 0 | 35.0557 | 0
1631 | 68 | 9 | 3 | Sunday | 22 | 32.442 | 0 | 33.8444 | 40.3665 | 35.5897 | 12.623 | 0 | 0.6846 | 14.4 | 0 | 124.8852 | 0 | 0 | 0 | 40.4508 | 0
1632 | 68 | 9 | 3 | Sunday | 23 | 48.54 | 0 | 34.0471 | 25.6748 | 24.6242 | 12.623 | 0 | 0.7032 | 14.4 | 0 | 99.4493 | 0 | 0 | 0 | 56.719 | 0
1633 | 69 | 10 | 3 | Monday | 0 | 61.166 | 0 | 34.388 | 17.5343 | 18.3373 | 6.312 | 0 | 0.7156 | 14.4 | 0 | 85.3751 | 0 | 0 | 0 | 65.3115 | 0
1634 | 69 | 10 | 3 | Monday | 1 | 67.621 | 0 | 34.6019 | 14.6472 | 16.4006 | 6.312 | 0 | 0.7231 | 11.88 | 0 | 78.2529 | 0 | 0 | 0 | 71.8038 | 0
1635 | 69 | 10 | 3 | Monday | 2 | 74.491 | 0 | 34.5814 | 11.7686 | 14.464 | 6.312 | 0 | 0.7313 | 11.88 | 0 | 73.4254 | 0 | 0 | 0 | 78.7099 | 0
1636 | 69 | 10 | 3 | Monday | 3 | 79.503 | 0 | 34.6079 | 11.7686 | 14.464 | 6.312 | 0 | 0.7359 | 11.88 | 0 | 73.4565 | 0 | 0 | 0 | 83.7568 | 0
1637 | 69 | 10 | 3 | Monday | 4 | 83.625 | 0 | 34.619 | 13.0128 | 14.464 | 6.312 | 0 | 0.7397 | 11.88 | 0 | 74.7154 | 0 | 0 | 0 | 87.913 | 0
1638 | 69 | 10 | 3 | Monday | 5 | 78.213 | 0 | 34.588 | 22.6634 | 20.5805 | 6.312 | 0 | 0.7334 | 11.88 | 0 | 90.4454 | 0 | 0 | 0 | 82.5318 | 0
1639 | 69 | 10 | 3 | Monday | 6 | 65.887 | 0 | 34.3939 | 44.2813 | 35.484 | 31.558 | 0 | 0.7273 | 15.12 | 0 | 130.0066 | 0 | 0 | 0 | 87.9494 | 0
1640 | 69 | 10 | 3 | Monday | 7 | 59.981 | 0 | 34.2714 | 60.6178 | 46.6998 | 44.181 | 0 | 0.729 | 15.12 | 0.788 | 157.438 | 0 | 0 | 0 | 92.087 | 0
1641 | 69 | 10 | 3 | Monday | 8 | 55.64 | 0 | 34.2233 | 59.7552 | 52.1343 | 50.492 | 2.3662 | 0.7347 | 18.72 | 8.8926 | 165.5676 | 0 | 0 | 0 | 93.8946 | 0
1642 | 69 | 10 | 3 | Monday | 9 | 51.104 | 0 | 34.2342 | 57.2076 | 52.8606 | 31.558 | 20.2103 | 0.7468 | 18.72 | 16.6563 | 163.7691 | 0 | 0 | 0 | 75.0622 | 0
1643 | 69 | 10 | 3 | Monday | 10 | 41.485 | 0 | 34.2436 | 54.5073 | 51.878 | 12.623 | 21.8151 | 0.7344 | 14.4 | 19.2495 | 155.7633 | 9.1921 | 0 | 0 | 50.6356 | 0
1644 | 69 | 10 | 3 | Monday | 11 | 32.017 | 0 | 34.2414 | 53.4363 | 51.878 | 12.623 | 23.4105 | 0.7266 | 18.36 | 20.8745 | 158.6423 | 10.7875 | 0 | 0 | 40.6721 | 0
1645 | 69 | 10 | 3 | Monday | 12 | 24.514 | 1.611 | 34.223 | 51.8024 | 51.1854 | 18.935 | 19.8945 | 0.7881 | 18.36 | 20.0901 | 158.1013 | 0.9595 | 0 | 0 | 36.8628 | 0
1646 | 69 | 10 | 3 | Monday | 13 | 20.571 | 2.632 | 34.1323 | 53.6296 | 51.878 | 18.935 | 13.5466 | 0.7779 | 18.36 | 18.1072 | 161.6246 | 0 | 0 | 0 | 32.5574 | 0
1647 | 69 | 10 | 3 | Monday | 14 | 20.165 | 2.612 | 34.0554 | 53.951 | 51.878 | 6.312 | 6.8025 | 0.6018 | 18.36 | 15.8968 | 161.6716 | 0.4905 | 0 | 0 | 24.0944 | 0
1648 | 69 | 10 | 3 | Monday | 15 | 19.012 | 3.006 | 33.9383 | 54.8908 | 51.878 | 6.312 | 0.0163 | 0.5884 | 18.36 | 11.5632 | 162.9061 | 0 | 0 | 0 | 22.9449 | 0
1649 | 69 | 10 | 3 | Monday | 16 | 17.767 | 2.739 | 33.816 | 58.027 | 50.7246 | 25.246 | 0 | 0.785 | 22.68 | 6.7096 | 168.9945 | 0 | 0 | 0 | 33.8459 | 0
1650 | 69 | 10 | 3 | Monday | 17 | 18.926 | 1.991 | 33.8147 | 57.2387 | 43.0931 | 31.558 | 0 | 0.7798 | 28.8 | 3.1687 | 165.88 | 0 | 0 | 0 | 39.8039 | 0
1651 | 69 | 10 | 3 | Monday | 18 | 12.022 | 2.552 | 33.9101 | 65.3772 | 51.7393 | 44.181 | 0 | 0.8064 | 30.96 | 0.6313 | 185.5529 | 0 | 0 | 0 | 42.5839 | 0
1652 | 69 | 10 | 3 | Monday | 19 | 9.638 | 1.927 | 33.998 | 70.7204 | 57.1787 | 44.181 | 0 | 0.7705 | 25.2 | 0 | 189.9513 | 0 | 0 | 0 | 41.5985 | 0
1653 | 69 | 10 | 3 | Monday | 20 | 9.693 | 5.798 | 33.839 | 75.2516 | 60.483 | 31.558 | 0 | 0.9248 | 25.2 | 0 | 201.9689 | 0 | 0 | 0 | 33.2637 | 0
1654 | 69 | 10 | 3 | Monday | 21 | 9.917 | 3.152 | 33.7183 | 69.495 | 55.4564 | 18.935 | 0 | 0.6162 | 25.2 | 0 | 187.8951 | 0 | 0 | 0 | 24.3593 | 0
1655 | 69 | 10 | 3 | Monday | 22 | 11.289 | 0.189 | 33.7751 | 49.7368 | 40.0199 | 12.623 | 0 | 0.4544 | 16.2 | 0 | 140.3904 | 0 | 0 | 0 | 21.0379 | 0
1656 | 69 | 10 | 3 | Monday | 23 | 15.186 | 0 | 33.7865 | 26.9226 | 24.6242 | 12.623 | 0 | 0.4714 | 16.2 | 0 | 102.0046 | 0 | 0 | 0 | 25.0273 | 0
1657 | 70 | 11 | 3 | Tuesday | 0 | 18.386 | 0 | 33.8909 | 17.5343 | 18.3373 | 6.312 | 0 | 0.4409 | 14.4 | 0 | 84.6034 | 0 | 0 | 0 | 23.3407 | 0
1658 | 70 | 11 | 3 | Tuesday | 1 | 20.141 | 0 | 33.9703 | 14.6472 | 16.4006 | 6.312 | 0 | 0.4759 | 11.88 | 0 | 77.3741 | 0 | 0 | 0 | 25.1183 | 0
1659 | 70 | 11 | 3 | Tuesday | 2 | 24.667 | 0 | 34.3889 | 11.7686 | 14.464 | 6.312 | 0 | 0.5662 | 11.88 | 0 | 73.0677 | 0 | 0 | 0 | 29.6661 | 0
1660 | 70 | 11 | 3 | Tuesday | 3 | 26.122 | 0 | 35.2338 | 11.7686 | 14.464 | 6.312 | 0 | 0.5963 | 11.88 | 0 | 73.9428 | 0 | 0 | 0 | 31.1424 | 0
1661 | 70 | 11 | 3 | Tuesday | 4 | 27.243 | 0 | 35.4269 | 13.0128 | 14.464 | 6.312 | 0 | 0.6155 | 11.88 | 0 | 75.3992 | 0 | 0 | 0 | 32.2863 | 0
1662 | 70 | 11 | 3 | Tuesday | 5 | 25.994 | 0 | 35.1074 | 22.6634 | 20.5805 | 6.312 | 0 | 0.595 | 11.88 | 0 | 90.8263 | 0 | 0 | 0 | 31.058 | 0
1663 | 70 | 11 | 3 | Tuesday | 6 | 19.332 | 0 | 34.0855 | 44.2813 | 35.484 | 31.558 | 0 | 0.6781 | 15.12 | 0 | 129.6488 | 0 | 0 | 0 | 45.0599 | 0
1664 | 70 | 11 | 3 | Tuesday | 7 | 15.266 | 0 | 33.8731 | 61.1578 | 46.6998 | 44.181 | 0 | 0.6817 | 15.12 | 0.1011 | 157.5324 | 0 | 0 | 0 | 52.1785 | 0
1665 | 70 | 11 | 3 | Tuesday | 8 | 11.521 | 0 | 33.87 | 69.2963 | 52.1343 | 50.492 | 0 | 0.6832 | 18.72 | 1.0806 | 174.7039 | 0 | 0 | 0 | 54.8244 | 0
1666 | 70 | 11 | 3 | Tuesday | 9 | 9.308 | 0 | 33.8567 | 67.4107 | 52.8606 | 31.558 | 0.0663 | 0.6671 | 18.72 | 4.3523 | 173.5151 | 0 | 0 | 0 | 36.7815 | 0
1667 | 70 | 11 | 3 | Tuesday | 10 | 8.594 | 0 | 33.9609 | 57.0338 | 51.878 | 12.623 | 8.7752 | 0.3803 | 14.4 | 9.0076 | 157.653 | 0 | 0 | 0 | 19.5902 | 0
1668 | 70 | 11 | 3 | Tuesday | 11 | 7.366 | 1.937 | 34.0279 | 55.639 | 51.878 | 12.623 | 9.4076 | 0.4529 | 18.36 | 9.2746 | 162.4521 | 0 | 0 | 0 | 18.1681 | 0
1669 | 70 | 11 | 3 | Tuesday | 12 | 6.71 | 3.061 | 34.0574 | 54.0031 | 51.1854 | 18.935 | 9.4707 | 0.5955 | 18.36 | 9.2172 | 161.5114 | 0 | 0 | 0 | 22.7308 | 0
1670 | 70 | 11 | 3 | Tuesday | 13 | 6.02 | 3.647 | 34.1397 | 55.0036 | 51.878 | 18.935 | 31.5253 | 0.6353 | 18.36 | 15.2056 | 163.9609 | 12.5903 | 0 | 0 | 21.4033 | 0
1671 | 70 | 11 | 3 | Tuesday | 14 | 6.098 | 3.669 | 34.0931 | 57.0371 | 51.878 | 6.312 | 21.7129 | 0.4235 | 18.36 | 13.2288 | 165.76 | 15.4009 | 0 | 0 | 10.8814 | 0
1672 | 70 | 11 | 3 | Tuesday | 15 | 6.729 | 3.929 | 33.9371 | 62.4904 | 51.878 | 6.312 | 0.3136 | 0.4131 | 18.36 | 5.835 | 171.3274 | 0 | 0 | 0 | 11.4236 | 0
1673 | 70 | 11 | 3 | Tuesday | 16 | 6.677 | 3.623 | 33.8454 | 63.1278 | 50.7246 | 25.246 | 0 | 0.6663 | 22.68 | 3.792 | 174.9619 | 0 | 0 | 0 | 25.7108 | 0
1674 | 70 | 11 | 3 | Tuesday | 17 | 7.132 | 2.896 | 33.9461 | 56.9362 | 43.0931 | 31.558 | 0 | 0.7384 | 28.8 | 2.6679 | 166.6458 | 0 | 0 | 0 | 31.4683 | 0
1675 | 70 | 11 | 3 | Tuesday | 18 | 6.333 | 6.836 | 33.8986 | 65.3448 | 51.7393 | 44.181 | 0 | 1.0246 | 30.96 | 0.7086 | 190.3605 | 0 | 0 | 0 | 41.4399 | 0
1676 | 70 | 11 | 3 | Tuesday | 19 | 6.734 | 6.653 | 33.767 | 70.7204 | 57.1787 | 44.181 | 0 | 1.0112 | 25.2 | 0 | 195.0726 | 0 | 0 | 0 | 42.8917 | 0
1677 | 70 | 11 | 3 | Tuesday | 20 | 6.199 | 6.319 | 33.7588 | 75.2516 | 60.483 | 31.558 | 0 | 0.9325 | 25.2 | 0 | 202.4593 | 0 | 0 | 0 | 32.5401 | 0
1678 | 70 | 11 | 3 | Tuesday | 21 | 6.429 | 3.892 | 33.7558 | 69.495 | 55.4564 | 18.935 | 0 | 0.6165 | 25.2 | 0 | 188.7332 | 0 | 0 | 0 | 22.454 | 0
1679 | 70 | 11 | 3 | Tuesday | 22 | 7.354 | 0.339 | 33.8021 | 49.7368 | 40.0199 | 12.623 | 0 | 0.4055 | 16.2 | 0 | 140.5305 | 0 | 0 | 0 | 18.1255 | 0
1680 | 70 | 11 | 3 | Tuesday | 23 | 12.254 | 0 | 33.7745 | 26.9226 | 24.6242 | 12.623 | 0 | 0.4331 | 16.2 | 0 | 101.9543 | 0 | 0 | 0 | 23.0923 | 0
1681 | 71 | 12 | 3 | Wednesday | 0 | 14.746 | 0 | 33.9139 | 17.5343 | 18.3373 | 6.312 | 0 | 0.3791 | 14.4 | 0 | 84.5646 | 0 | 0 | 0 | 20.1898 | 0
1682 | 71 | 12 | 3 | Wednesday | 1 | 16.676 | 0 | 34.0744 | 14.6472 | 16.4006 | 6.312 | 0 | 0.4169 | 11.88 | 0 | 77.4192 | 0 | 0 | 0 | 22.1357 | 0
1683 | 71 | 12 | 3 | Wednesday | 2 | 16.813 | 0 | 34.2081 | 11.7686 | 14.464 | 6.312 | 0 | 0.42 | 11.88 | 0 | 72.7407 | 0 | 0 | 0 | 22.2896 | 0
1684 | 71 | 12 | 3 | Wednesday | 3 | 19.53 | 0 | 34.4934 | 11.7686 | 14.464 | 6.312 | 0 | 0.474 | 11.88 | 0 | 73.0801 | 0 | 0 | 0 | 25.0216 | 0
1685 | 71 | 12 | 3 | Wednesday | 4 | 20.265 | 0 | 34.6797 | 13.0128 | 14.464 | 6.312 | 0 | 0.4886 | 11.88 | 0 | 74.5252 | 0 | 0 | 0 | 25.7724 | 0
1686 | 71 | 12 | 3 | Wednesday | 5 | 18.814 | 0 | 34.4753 | 22.6634 | 20.5805 | 6.312 | 0 | 0.4604 | 11.88 | 0 | 90.0596 | 0 | 0 | 0 | 24.3367 | 0
1687 | 71 | 12 | 3 | Wednesday | 6 | 14.651 | 0 | 33.9895 | 44.2813 | 35.484 | 31.558 | 0 | 0.6724 | 15.12 | 0 | 129.5472 | 0 | 0 | 0 | 42.5751 | 0
1688 | 71 | 12 | 3 | Wednesday | 7 | 11.812 | 0 | 33.8922 | 60.7246 | 46.6998 | 44.181 | 0 | 0.6775 | 15.12 | 0.8351 | 157.1141 | 0 | 0 | 0 | 51.6095 | 0
1689 | 71 | 12 | 3 | Wednesday | 8 | 9.333 | 0 | 33.8988 | 61.7505 | 52.1343 | 50.492 | 20.4238 | 0.7129 | 18.72 | 9.9845 | 167.2166 | 0 | 0 | 0 | 55.0025 | 0
1690 | 71 | 12 | 3 | Wednesday | 9 | 8.183 | 0 | 33.9656 | 59.7209 | 52.8606 | 31.558 | 57.4729 | 0.7365 | 18.72 | 20.8236 | 166.0036 | 25.9149 | 0 | 0 | 34.4316 | 0
1691 | 71 | 12 | 3 | Wednesday | 10 | 6.861 | 0 | 34.1632 | 56.8753 | 51.878 | 12.623 | 72.507 | 0.4098 | 14.4 | 27.3901 | 157.7262 | 59.884 | 0 | 0 | 15.7833 | 0
1692 | 71 | 12 | 3 | Wednesday | 11 | 5.767 | 2.296 | 34.1021 | 55.4778 | 51.878 | 12.623 | 73.5633 | 0.4748 | 18.36 | 30.7776 | 162.776 | 60.9403 | 0 | 0 | 12.9091 | 0
1693 | 71 | 12 | 3 | Wednesday | 12 | 5.306 | 3.555 | 34.1929 | 52.3386 | 51.1854 | 18.935 | 66.8885 | 0.5418 | 18.36 | 31.9866 | 160.4633 | 47.9535 | 0 | 0 | 13.5683 | 0
1694 | 71 | 12 | 3 | Wednesday | 13 | 4.781 | 3.88 | 34.2172 | 53.5796 | 51.878 | 18.935 | 36.5309 | 0.4715 | 18.36 | 26.5942 | 162.7024 | 17.5959 | 0 | 0 | 11.475 | 0
1695 | 71 | 12 | 3 | Wednesday | 14 | 4.72 | 3.903 | 34.1765 | 54.1144 | 51.878 | 6.312 | 13.6993 | 0.3463 | 18.36 | 21.4751 | 163.0966 | 7.3873 | 0 | 0 | 6.7548 | 0
1696 | 71 | 12 | 3 | Wednesday | 15 | 4.604 | 4.121 | 34.0005 | 55.1972 | 51.878 | 6.312 | 2.1716 | 0.3365 | 18.36 | 17.4992 | 164.229 | 0 | 0 | 0 | 6.6065 | 0
1697 | 71 | 12 | 3 | Wednesday | 16 | 4.545 | 3.809 | 33.9146 | 56.311 | 50.7246 | 25.246 | 0 | 0.4422 | 22.68 | 10.5774 | 168.1915 | 0 | 0 | 0 | 13.1145 | 0
1698 | 71 | 12 | 3 | Wednesday | 17 | 5.583 | 3.062 | 34.0263 | 54.2933 | 43.0931 | 31.558 | 0 | 0.4886 | 28.8 | 4.0787 | 164.0129 | 0 | 0 | 0 | 17.5405 | 0
1699 | 71 | 12 | 3 | Wednesday | 18 | 5.212 | 7.559 | 33.9007 | 65.288 | 51.7393 | 44.181 | 0 | 0.8537 | 30.96 | 0.6793 | 190.9166 | 0 | 0 | 0 | 24.1233 | 0
1700 | 71 | 12 | 3 | Wednesday | 19 | 5.802 | 6.935 | 33.7665 | 70.7204 | 57.1787 | 44.181 | 0 | 0.8719 | 25.2 | 0 | 195.2377 | 0 | 0 | 0 | 27.0599 | 0
1701 | 71 | 12 | 3 | Wednesday | 20 | 5.914 | 6.616 | 33.7599 | 75.2516 | 60.483 | 31.558 | 0 | 0.7619 | 25.2 | 0 | 202.6114 | 0 | 0 | 0 | 22.4308 | 0
1702 | 71 | 12 | 3 | Wednesday | 21 | 6.569 | 4.064 | 33.7557 | 69.495 | 55.4564 | 18.935 | 0 | 0.5248 | 25.2 | 0 | 188.8273 | 0 | 0 | 0 | 16.9833 | 0
1703 | 71 | 12 | 3 | Wednesday | 22 | 8.432 | 0.359 | 33.801 | 49.7368 | 40.0199 | 12.623 | 0 | 0.3093 | 16.2 | 0 | 140.4553 | 0 | 0 | 0 | 15.5775 | 0
1704 | 71 | 12 | 3 | Wednesday | 23 | 13.267 | 0 | 33.8098 | 26.9226 | 24.6242 | 12.623 | 0 | 0.3868 | 16.2 | 0 | 101.9434 | 0 | 0 | 0 | 20.5694 | 0
1705 | 72 | 13 | 3 | Thursday | 0 | 15.997 | 0 | 34.0403 | 17.5343 | 18.3373 | 6.312 | 0 | 0.371 | 14.4 | 0 | 84.6829 | 0 | 0 | 0 | 19.7059 | 0
1706 | 72 | 13 | 3 | Thursday | 1 | 17.39 | 0 | 34.2272 | 14.6472 | 16.4006 | 6.312 | 0 | 0.3989 | 11.88 | 0 | 77.554 | 0 | 0 | 0 | 21.1382 | 0
1707 | 72 | 13 | 3 | Thursday | 2 | 20.048 | 0 | 34.6632 | 11.7686 | 14.464 | 6.312 | 0 | 0.452 | 11.88 | 0 | 73.2279 | 0 | 0 | 0 | 23.8339 | 0
1708 | 72 | 13 | 3 | Thursday | 3 | 24.273 | 0 | 34.8913 | 11.7686 | 14.464 | 6.312 | 0 | 0.5366 | 11.88 | 0 | 73.5406 | 0 | 0 | 0 | 28.0962 | 0
1709 | 72 | 13 | 3 | Thursday | 4 | 28.079 | 0 | 35.1971 | 13.0128 | 14.464 | 6.312 | 0 | 0.6129 | 11.88 | 0 | 75.1668 | 0 | 0 | 0 | 31.939 | 0
1710 | 72 | 13 | 3 | Thursday | 5 | 24.711 | 0 | 35.0039 | 22.6634 | 20.5805 | 6.312 | 0 | 0.5469 | 11.88 | 0 | 90.6748 | 0 | 0 | 0 | 28.6081 | 0
1711 | 72 | 13 | 3 | Thursday | 6 | 18.756 | 0 | 34.5791 | 44.2813 | 35.484 | 31.558 | 0 | 0.6777 | 15.12 | 0 | 130.1421 | 0 | 0 | 0 | 38.7969 | 0
1712 | 72 | 13 | 3 | Thursday | 7 | 15.793 | 0 | 34.2366 | 61.1578 | 46.6998 | 44.181 | 0 | 0.6826 | 15.12 | 0.2459 | 157.8967 | 0 | 0 | 0 | 45.2944 | 0
1713 | 72 | 13 | 3 | Thursday | 8 | 12.539 | 0 | 34.1707 | 68.9065 | 52.1343 | 50.492 | 0 | 0.6846 | 18.72 | 1.725 | 174.6161 | 0 | 0 | 0 | 48.1052 | 0
1714 | 72 | 13 | 3 | Thursday | 9 | 11.356 | 0 | 34.2892 | 70.5245 | 52.8606 | 31.558 | 0 | 0.6511 | 18.72 | 2.0892 | 177.0453 | 0 | 0 | 0 | 34.4009 | 0
1715 | 72 | 13 | 3 | Thursday | 10 | 11.482 | 0 | 34.5079 | 65.1518 | 51.878 | 12.623 | 0 | 0.3926 | 14.4 | 3.1224 | 166.3304 | 0 | 0 | 0 | 20.884 | 0
1716 | 72 | 13 | 3 | Thursday | 11 | 9.641 | 7.242 | 34.5337 | 57.0229 | 51.878 | 12.623 | 3.7075 | 0.7288 | 18.36 | 9.0263 | 170.2667 | 0 | 0 | 0 | 19.1353 | 0
1717 | 72 | 13 | 3 | Thursday | 12 | 7.978 | 4.006 | 34.514 | 52.366 | 51.1854 | 18.935 | 51.7138 | 0.6882 | 18.36 | 23.5314 | 161.4464 | 32.7788 | 0 | 0 | 21.4616 | 0
1718 | 72 | 13 | 3 | Thursday | 13 | 6.708 | 3.789 | 34.338 | 53.6723 | 51.878 | 18.935 | 85.367 | 0.6587 | 18.36 | 33.3136 | 163.0044 | 66.432 | 0 | 0 | 17.6235 | 0
1719 | 72 | 13 | 3 | Thursday | 14 | 6.334 | 3.943 | 34.171 | 54.3568 | 51.878 | 6.312 | 49.2951 | 0.449 | 18.36 | 27.2851 | 163.4786 | 42.9831 | 0 | 0 | 9.1313 | 0
1720 | 72 | 13 | 3 | Thursday | 15 | 6.697 | 4.125 | 33.9967 | 55.428 | 51.878 | 6.312 | 4.2047 | 0.389 | 18.36 | 16.3121 | 164.5122 | 0 | 0 | 0 | 9.2366 | 0
1721 | 72 | 13 | 3 | Thursday | 16 | 7.082 | 3.81 | 33.9277 | 56.0461 | 50.7246 | 25.246 | 0 | 0.5288 | 22.68 | 9.9504 | 168.028 | 0 | 0 | 0 | 17.7305 | 0
1722 | 72 | 13 | 3 | Thursday | 17 | 7.654 | 3.065 | 33.9782 | 52.5147 | 43.0931 | 31.558 | 0 | 0.5738 | 28.8 | 4.7032 | 162.2741 | 0 | 0 | 0 | 22.0709 | 0
1723 | 72 | 13 | 3 | Thursday | 18 | 6.407 | 6.812 | 33.9267 | 64.7987 | 51.7393 | 44.181 | 0 | 0.8969 | 30.96 | 0.9496 | 189.6892 | 0 | 0 | 0 | 28.5196 | 0
1724 | 72 | 13 | 3 | Thursday | 19 | 6.695 | 6.792 | 33.751 | 70.7204 | 57.1787 | 44.181 | 0 | 0.9358 | 25.2 | 0 | 195.1314 | 0 | 0 | 0 | 30.8922 | 0
1725 | 72 | 13 | 3 | Thursday | 20 | 6.658 | 6.422 | 33.7557 | 75.2516 | 60.483 | 31.558 | 0 | 0.802 | 25.2 | 0 | 202.4379 | 0 | 0 | 0 | 25.1267 | 0
1726 | 72 | 13 | 3 | Thursday | 21 | 6.963 | 3.933 | 33.7557 | 69.495 | 55.4564 | 18.935 | 0 | 0.5461 | 25.2 | 0 | 188.707 | 0 | 0 | 0 | 18.4915 | 0
1727 | 72 | 13 | 3 | Thursday | 22 | 8.951 | 0.364 | 33.7969 | 49.7368 | 40.0199 | 12.623 | 0 | 0.3838 | 16.2 | 0 | 140.5308 | 0 | 0 | 0 | 16.8167 | 0
1728 | 72 | 13 | 3 | Thursday | 23 | 14.16 | 0 | 33.8108 | 26.9226 | 24.6242 | 12.623 | 0 | 0.4173 | 16.2 | 0 | 101.9748 | 0 | 0 | 0 | 22.1642 | 0
1729 | 73 | 14 | 3 | Friday | 0 | 17.376 | 0 | 34.0262 | 17.5343 | 18.3373 | 6.312 | 0 | 0.4044 | 14.4 | 0 | 84.7022 | 0 | 0 | 0 | 21.4299 | 0
1730 | 73 | 14 | 3 | Friday | 1 | 18.665 | 0 | 34.3232 | 14.6472 | 16.4006 | 6.312 | 0 | 0.4303 | 11.88 | 0 | 77.6814 | 0 | 0 | 0 | 22.7533 | 0
1731 | 73 | 14 | 3 | Friday | 2 | 22.129 | 0 | 34.6832 | 11.7686 | 14.464 | 6.312 | 0 | 0.4994 | 11.88 | 0 | 73.2953 | 0 | 0 | 0 | 26.2508 | 0
1732 | 73 | 14 | 3 | Friday | 3 | 24.153 | 0 | 34.8764 | 11.7686 | 14.464 | 6.312 | 0 | 0.5406 | 11.88 | 0 | 73.5296 | 0 | 0 | 0 | 28.3074 | 0
1733 | 73 | 14 | 3 | Friday | 4 | 24.913 | 0 | 35.0485 | 13.0128 | 14.464 | 6.312 | 0 | 0.5565 | 11.88 | 0 | 74.9619 | 0 | 0 | 0 | 29.1004 | 0
1734 | 73 | 14 | 3 | Friday | 5 | 22.998 | 0 | 34.8738 | 22.6634 | 20.5805 | 6.312 | 0 | 0.5189 | 11.88 | 0 | 90.5167 | 0 | 0 | 0 | 27.2186 | 0
1735 | 73 | 14 | 3 | Friday | 6 | 17.405 | 0 | 34.4029 | 44.2813 | 35.484 | 31.558 | 0 | 0.676 | 15.12 | 0.1099 | 129.9642 | 0 | 0 | 0 | 39.0074 | 0
1736 | 73 | 14 | 3 | Friday | 7 | 14.276 | 0 | 34.0004 | 60.9716 | 46.6998 | 44.181 | 0 | 0.6807 | 15.12 | 1.1246 | 157.4725 | 0 | 0 | 0 | 45.816 | 0
1737 | 73 | 14 | 3 | Friday | 8 | 11.769 | 0 | 33.9921 | 64.7573 | 52.1343 | 50.492 | 0 | 0.6837 | 18.72 | 4.4761 | 170.2874 | 0 | 0 | 0 | 49.4706 | 0
1738 | 73 | 14 | 3 | Friday | 9 | 10.299 | 0 | 34.0629 | 60.5345 | 52.8606 | 31.558 | 13.8891 | 0.6701 | 18.72 | 12.585 | 166.8481 | 0 | 0 | 0 | 34.3063 | 0
1739 | 73 | 14 | 3 | Friday | 10 | 8.493 | 0 | 34.111 | 56.4254 | 51.878 | 12.623 | 44.5891 | 0.398 | 14.4 | 21.3748 | 157.2123 | 31.9661 | 0 | 0 | 17.482 | 0
1740 | 73 | 14 | 3 | Friday | 11 | 7.174 | 2.311 | 34.0829 | 54.7905 | 51.878 | 12.623 | 53.586 | 0.4829 | 18.36 | 25.8919 | 162.0932 | 40.963 | 0 | 0 | 14.9781 | 0
1741 | 73 | 14 | 3 | Friday | 12 | 6.496 | 3.608 | 34.1382 | 52.5335 | 51.1854 | 18.935 | 51.3967 | 0.5731 | 18.36 | 27.9135 | 160.6917 | 32.4617 | 0 | 0 | 16.4139 | 0
1742 | 73 | 14 | 3 | Friday | 13 | 6.024 | 8.816 | 33.9706 | 53.7744 | 51.878 | 18.935 | 38.5281 | 0.7925 | 18.36 | 25.9786 | 168.3107 | 19.5931 | 0 | 0 | 14.5902 | 0
1743 | 73 | 14 | 3 | Friday | 14 | 5.786 | 6.325 | 33.8884 | 53.9804 | 51.878 | 6.312 | 22.4934 | 0.5154 | 18.36 | 22.1755 | 165.4631 | 16.1814 | 0 | 0 | 8.3452 | 0
1744 | 73 | 14 | 3 | Friday | 15 | 5.954 | 5.231 | 33.8841 | 54.986 | 51.878 | 6.312 | 12.6421 | 0.4429 | 18.36 | 19.0374 | 165.2086 | 6.3301 | 0 | 0 | 8.3432 | 0
1745 | 73 | 14 | 3 | Friday | 16 | 5.977 | 4.748 | 33.8611 | 55.8736 | 50.7246 | 25.246 | 0.7588 | 0.5414 | 22.68 | 12.8529 | 168.8157 | 0 | 0 | 0 | 15.7613 | 0
1746 | 73 | 14 | 3 | Friday | 17 | 6.88 | 5.27 | 33.8594 | 51.7172 | 43.0931 | 31.558 | 0 | 0.6537 | 28.8 | 4.9623 | 163.823 | 0 | 0 | 0 | 20.2695 | 0
1747 | 73 | 14 | 3 | Friday | 18 | 5.31 | 7.247 | 33.7371 | 64.3671 | 51.7393 | 44.181 | 0 | 0.8706 | 30.96 | 0.9017 | 189.5116 | 0 | 0 | 0 | 26.0866 | 0
1748 | 73 | 14 | 3 | Friday | 19 | 5.653 | 6.712 | 33.7324 | 70.7204 | 57.1787 | 44.181 | 0 | 0.8889 | 25.2 | 0 | 194.9796 | 0 | 0 | 0 | 28.623 | 0
1749 | 73 | 14 | 3 | Friday | 20 | 5.673 | 6.541 | 33.7557 | 75.2516 | 60.483 | 31.558 | 0 | 0.7743 | 25.2 | 0 | 202.5385 | 0 | 0 | 0 | 23.3271 | 0
1750 | 73 | 14 | 3 | Friday | 21 | 6.136 | 4.059 | 33.7557 | 69.495 | 55.4564 | 18.935 | 0 | 0.5283 | 25.2 | 0 | 188.8253 | 0 | 0 | 0 | 17.1992 | 0
1751 | 73 | 14 | 3 | Friday | 22 | 7.383 | 0.383 | 33.807 | 49.7368 | 40.0199 | 12.623 | 0 | 0.2983 | 16.2 | 0 | 140.4763 | 0 | 0 | 0 | 14.9479 | 0
1752 | 73 | 14 | 3 | Friday | 23 | 12.297 | 0.001 | 33.7813 | 26.9226 | 24.6242 | 12.623 | 0 | 0.3759 | 16.2 | 0 | 101.9051 | 0 | 0 | 0 | 20.0093 | 0
1753 | 74 | 15 | 3 | Saturday | 0 | 13.611 | 0 | 33.8858 | 18.3332 | 19.1419 | 6.312 | 0 | 0.3286 | 15.84 | 0 | 87.5296 | 0 | 0 | 0 | 17.5208 | 0
1754 | 74 | 15 | 3 | Saturday | 1 | 16.133 | 0 | 34.0581 | 17.5283 | 18.3373 | 6.312 | 0 | 0.3782 | 12.6 | 0 | 82.9019 | 0 | 0 | 0 | 20.0797 | 0
1755 | 74 | 15 | 3 | Saturday | 2 | 18.051 | 0 | 34.4917 | 11.771 | 14.464 | 6.312 | 0 | 0.4163 | 12.6 | 0 | 73.743 | 0 | 0 | 0 | 22.0328 | 0
1756 | 74 | 15 | 3 | Saturday | 3 | 21.68 | 0 | 34.798 | 11.771 | 14.464 | 6.312 | 0 | 0.4888 | 12.6 | 0 | 74.1218 | 0 | 0 | 0 | 25.6962 | 0
1757 | 74 | 15 | 3 | Saturday | 4 | 22.475 | 0 | 34.9145 | 11.771 | 14.464 | 6.312 | 0 | 0.505 | 12.6 | 0 | 74.2546 | 0 | 0 | 0 | 26.5261 | 0
1758 | 74 | 15 | 3 | Saturday | 5 | 23.147 | 0 | 35.0028 | 13.0152 | 14.464 | 6.312 | 0 | 0.5191 | 12.6 | 0 | 75.6011 | 0 | 0 | 0 | 27.2325 | 0
1759 | 74 | 15 | 3 | Saturday | 6 | 21.406 | 0 | 34.8524 | 30.2702 | 24.9086 | 31.558 | 0 | 0.6803 | 14.4 | 0.1611 | 105.1115 | 0 | 0 | 0 | 42.381 | 0
1760 | 74 | 15 | 3 | Saturday | 7 | 19.712 | 0 | 34.6911 | 32.4345 | 26.405 | 44.181 | 0 | 0.6864 | 11.52 | 1.8564 | 105.7369 | 0 | 0 | 0 | 50.436 | 0
1761 | 74 | 15 | 3 | Saturday | 8 | 16.565 | 0 | 34.4959 | 39.463 | 37.4339 | 50.492 | 0 | 0.6881 | 16.2 | 5.6827 | 128.2809 | 0 | 0 | 0 | 53.4092 | 0
1762 | 74 | 15 | 3 | Saturday | 9 | 15.162 | 0 | 34.4778 | 36.0917 | 37.9057 | 31.558 | 0 | 0.6728 | 16.2 | 7.8568 | 125.3479 | 0 | 0 | 0 | 38.9513 | 0
1763 | 74 | 15 | 3 | Saturday | 10 | 12.539 | 0 | 34.4751 | 32.7288 | 37.2508 | 12.623 | 6.3444 | 0.4266 | 15.12 | 11.9658 | 120.0012 | 0 | 0 | 0 | 22.1727 | 0
1764 | 74 | 15 | 3 | Saturday | 11 | 10.386 | 1.436 | 34.5255 | 29.6412 | 35.3135 | 12.623 | 27.7039 | 0.4858 | 21.6 | 18.3705 | 123.1185 | 15.0809 | 0 | 0 | 19.677 | 0
1765 | 74 | 15 | 3 | Saturday | 12 | 9.599 | 2.769 | 34.2884 | 26.3745 | 34.2247 | 18.935 | 40.8468 | 0.6252 | 23.4 | 23.475 | 121.9078 | 21.9118 | 0 | 0 | 22.3897 | 0
1766 | 74 | 15 | 3 | Saturday | 13 | 9.586 | 2.816 | 34.1866 | 26.456 | 33.0722 | 18.935 | 45.2546 | 0.608 | 23.4 | 25.4359 | 120.7683 | 26.3196 | 0 | 0 | 20.9578 | 0
1767 | 74 | 15 | 3 | Saturday | 14 | 9.75 | 2.912 | 34.1981 | 26.082 | 33.0722 | 6.312 | 31.4664 | 0.4422 | 23.4 | 22.1623 | 120.3439 | 25.1544 | 0 | 0 | 13.1015 | 0
1768 | 74 | 15 | 3 | Saturday | 15 | 9.965 | 2.957 | 34.2707 | 27.2552 | 33.0722 | 6.312 | 6.9223 | 0.4059 | 23.4 | 16.1248 | 121.602 | 0.6103 | 0 | 0 | 13.1137 | 0
1769 | 74 | 15 | 3 | Saturday | 16 | 10.927 | 2.884 | 34.467 | 29.4635 | 33.0722 | 25.246 | 0 | 0.5971 | 23.4 | 10.1913 | 124.1182 | 0 | 0 | 0 | 23.8772 | 0
1770 | 74 | 15 | 3 | Saturday | 17 | 11.777 | 2.518 | 34.3286 | 30.3846 | 32.9581 | 31.558 | 0 | 0.6753 | 27 | 4.3744 | 128.0698 | 0 | 0 | 0 | 28.9165 | 0
1771 | 74 | 15 | 3 | Saturday | 18 | 10.261 | 1.787 | 34.0263 | 55.1611 | 46.5147 | 44.181 | 0 | 0.7629 | 28.8 | 0.8075 | 167.198 | 0 | 0 | 0 | 35.9246 | 0
1772 | 74 | 15 | 3 | Saturday | 19 | 10.304 | 7.32 | 33.8531 | 61.3403 | 50.3878 | 44.181 | 0 | 1.053 | 28.8 | 0 | 183.3512 | 0 | 0 | 0 | 37.7837 | 0
1773 | 74 | 15 | 3 | Saturday | 20 | 10.279 | 5.66 | 33.7219 | 61.3343 | 50.3878 | 31.558 | 0 | 0.8725 | 27 | 0 | 179.4374 | 0 | 0 | 0 | 30.9085 | 0
1774 | 74 | 15 | 3 | Saturday | 21 | 9.965 | 4.796 | 33.7182 | 61.3343 | 50.3878 | 18.935 | 0 | 0.6709 | 27 | 0 | 178.2985 | 0 | 0 | 0 | 22.7275 | 0
1775 | 74 | 15 | 3 | Saturday | 22 | 10.731 | 0.793 | 33.7511 | 49.2003 | 40.077 | 12.623 | 0 | 0.4033 | 19.8 | 0 | 144.0898 | 0 | 0 | 0 | 19.3944 | 0
1776 | 74 | 15 | 3 | Saturday | 23 | 15.628 | 0.007 | 33.9261 | 28.1779 | 24.6242 | 12.623 | 0 | 0.4608 | 19.8 | 0 | 106.9964 | 0 | 0 | 0 | 24.4104 | 0
1777 | 75 | 16 | 3 | Sunday | 0 | 19.629 | 0 | 34.3583 | 24.1043 | 23.0149 | 6.312 | 0 | 0.4556 | 19.8 | 0 | 101.7331 | 0 | 0 | 0 | 24.0641 | 0
1778 | 75 | 16 | 3 | Sunday | 1 | 24.392 | 0 | 34.6446 | 23.3102 | 22.2101 | 6.312 | 0 | 0.5495 | 19.8 | 0 | 100.5145 | 0 | 0 | 0 | 28.8566 | 0
1779 | 75 | 16 | 3 | Sunday | 2 | 38.142 | 0 | 34.8944 | 17.5379 | 18.3373 | 6.312 | 0 | 0.6869 | 15.48 | 0 | 86.9364 | 0 | 0 | 0 | 42.6462 | 0
1780 | 75 | 16 | 3 | Sunday | 3 | 45.239 | 0 | 35.179 | 17.5379 | 18.3373 | 6.312 | 0 | 0.6945 | 15.48 | 0 | 87.2287 | 0 | 0 | 0 | 49.7811 | 0
1781 | 75 | 16 | 3 | Sunday | 4 | 49.971 | 0 | 35.212 | 17.5379 | 18.3373 | 6.312 | 0 | 0.6995 | 15.48 | 0 | 87.2667 | 0 | 0 | 0 | 54.5463 | 0
1782 | 75 | 16 | 3 | Sunday | 5 | 49.818 | 0 | 35.2138 | 18.7817 | 18.3373 | 6.312 | 0 | 0.7001 | 15.48 | 0 | 88.5128 | 0 | 0 | 0 | 54.4214 | 0
1783 | 75 | 16 | 3 | Sunday | 6 | 43.832 | 0 | 35.0068 | 26.931 | 24.6242 | 31.558 | 0 | 0.7025 | 18.72 | 0.1963 | 105.9845 | 0 | 0 | 0 | 67.3006 | 0
1784 | 75 | 16 | 3 | Sunday | 7 | 36.682 | 0 | 34.6384 | 33.1462 | 29.9942 | 44.181 | 0 | 0.7035 | 18.72 | 2.3409 | 117.2024 | 0 | 0 | 0 | 70.6179 | 0
1785 | 75 | 16 | 3 | Sunday | 8 | 28.753 | 0 | 34.4324 | 29.3688 | 33.2132 | 50.492 | 0.708 | 0.7034 | 23.4 | 8.0666 | 121.1177 | 0 | 0 | 0 | 68.9252 | 0
1786 | 75 | 16 | 3 | Sunday | 9 | 24.81 | 0 | 34.4397 | 21.5163 | 29.3396 | 31.558 | 15.9482 | 0.7098 | 23.4 | 14.3748 | 109.4053 | 0 | 0 | 0 | 50.0901 | 0
1787 | 75 | 16 | 3 | Sunday | 10 | 22.414 | 0 | 34.4481 | 22.4314 | 32.5586 | 12.623 | 31.0375 | 0.6597 | 19.08 | 19.6094 | 109.1778 | 18.4145 | 0 | 0 | 31.9999 | 0
1788 | 75 | 16 | 3 | Sunday | 11 | 20.314 | 0 | 34.4822 | 21.852 | 32.5586 | 12.623 | 33.3728 | 0.6074 | 21.6 | 21.2664 | 111.1003 | 20.7498 | 0 | 0 | 29.1615 | 0
1789 | 75 | 16 | 3 | Sunday | 12 | 17.941 | 0 | 34.4052 | 21.6048 | 33.0367 | 18.935 | 38.9585 | 0.6323 | 19.08 | 23.4073 | 108.759 | 20.0235 | 0 | 0 | 30.0489 | 0
1790 | 75 | 16 | 3 | Sunday | 13 | 17.547 | 0 | 34.5997 | 18.9301 | 29.1634 | 18.935 | 44.2513 | 0.6086 | 18.36 | 25.464 | 101.6618 | 25.3163 | 0 | 0 | 28.3621 | 0
1791 | 75 | 16 | 3 | Sunday | 14 | 16.864 | 0 | 34.6331 | 19.2763 | 29.1634 | 6.312 | 45.1639 | 0.4481 | 18 | 26.2536 | 101.5209 | 38.8519 | 0 | 0 | 19.9582 | 0
1792 | 75 | 16 | 3 | Sunday | 15 | 17.075 | 0 | 34.6614 | 20.4606 | 29.1634 | 6.312 | 30.2152 | 0.4199 | 15.84 | 22.8938 | 100.5453 | 23.9032 | 0 | 0 | 19.7087 | 0
1793 | 75 | 16 | 3 | Sunday | 16 | 17.367 | 0 | 34.6203 | 19.9789 | 27.5539 | 25.246 | 3.5993 | 0.5318 | 23.04 | 14.3099 | 105.7249 | 0 | 0 | 0 | 27.5982 | 0
1794 | 75 | 16 | 3 | Sunday | 17 | 18.381 | 0 | 34.6144 | 21.0267 | 26.399 | 31.558 | 0 | 0.6176 | 22.32 | 5.3861 | 104.9776 | 0 | 0 | 0 | 32.2686 | 0
1795 | 75 | 16 | 3 | Sunday | 18 | 16.68 | 0 | 34.1083 | 43.1231 | 38.0184 | 44.181 | 0 | 0.682 | 23.4 | 1.0585 | 139.3318 | 0 | 0 | 0 | 38.128 | 0
1796 | 75 | 16 | 3 | Sunday | 19 | 15.239 | 0 | 33.7404 | 55.5005 | 45.7644 | 44.181 | 0 | 0.68 | 22.68 | 0 | 158.3654 | 0 | 0 | 0 | 38.8374 | 0
1797 | 75 | 16 | 3 | Sunday | 20 | 14.503 | 0 | 33.7182 | 60.0165 | 49.6381 | 31.558 | 0 | 0.6178 | 22.68 | 0 | 166.6706 | 0 | 0 | 0 | 32.5518 | 0
1798 | 75 | 16 | 3 | Sunday | 21 | 16.182 | 0 | 33.7238 | 48.5011 | 41.8913 | 18.935 | 0 | 0.5197 | 22.68 | 0 | 147.3158 | 0 | 0 | 0 | 27.4704 | 0
1799 | 75 | 16 | 3 | Sunday | 22 | 21.378 | 0 | 33.7788 | 40.3665 | 35.5897 | 12.623 | 0 | 0.5536 | 14.4 | 0 | 124.6885 | 0 | 0 | 0 | 29.0875 | 0
1800 | 75 | 16 | 3 | Sunday | 23 | 31.558 | 0 | 34.3342 | 25.6748 | 24.6242 | 12.623 | 0 | 0.6802 | 14.4 | 0 | 99.7135 | 0 | 0 | 0 | 39.4222 | 0
1801 | 76 | 17 | 3 | Monday | 0 | 41.658 | 0 | 34.6597 | 17.5343 | 18.3373 | 6.312 | 0 | 0.691 | 14.4 | 0 | 85.6222 | 0 | 0 | 0 | 45.651 | 0
1802 | 76 | 17 | 3 | Monday | 1 | 47.54 | 0 | 35.1821 | 14.6472 | 16.4006 | 6.312 | 0 | 0.6959 | 11.88 | 0 | 78.8059 | 0 | 0 | 0 | 51.574 | 0
1803 | 76 | 17 | 3 | Monday | 2 | 60.333 | 0 | 35.2179 | 11.7686 | 14.464 | 6.312 | 0 | 0.7105 | 11.88 | 0 | 74.0411 | 0 | 0 | 0 | 64.4107 | 0
1804 | 76 | 17 | 3 | Monday | 3 | 80.765 | 0 | 34.9138 | 11.7686 | 14.464 | 6.312 | 0 | 0.7328 | 11.88 | 0 | 73.7593 | 0 | 0 | 0 | 84.8864 | 0
1805 | 76 | 17 | 3 | Monday | 4 | 89.565 | 0 | 34.8382 | 13.0128 | 14.464 | 6.312 | 0 | 0.7408 | 11.88 | 0 | 74.9358 | 0 | 0 | 0 | 93.7238 | 0
1806 | 76 | 17 | 3 | Monday | 5 | 85.064 | 0 | 34.7927 | 22.6634 | 20.5805 | 6.312 | 0 | 0.7354 | 11.88 | 0 | 90.652 | 0 | 0 | 0 | 89.2552 | 0
1807 | 76 | 17 | 3 | Monday | 6 | 77.469 | 0 | 34.5382 | 44.2811 | 35.484 | 31.558 | 0 | 0.7336 | 15.12 | 0.1734 | 130.1568 | 0 | 0 | 0 | 98.924 | 0
1808 | 76 | 17 | 3 | Monday | 7 | 73.538 | 0 | 34.4114 | 58.616 | 46.6998 | 44.181 | 0 | 0.7369 | 15.12 | 2.3531 | 155.5841 | 0 | 0 | 0 | 104.8562 | 0
1809 | 76 | 17 | 3 | Monday | 8 | 59.469 | 0 | 34.3861 | 57.703 | 52.1343 | 50.492 | 3.6334 | 0.7372 | 18.72 | 10.534 | 163.6806 | 0 | 0 | 0 | 96.87 | 0
1810 | 76 | 17 | 3 | Monday | 9 | 41.868 | 0 | 34.3545 | 56.4165 | 52.8606 | 31.558 | 42.1564 | 0.7711 | 18.72 | 22.5963 | 163.1226 | 10.5984 | 0 | 0 | 64.6758 | 0
1811 | 76 | 17 | 3 | Monday | 10 | 33.252 | 0 | 34.3965 | 54.3154 | 51.878 | 12.623 | 70.7692 | 0.8029 | 14.4 | 31.8865 | 155.7928 | 58.1462 | 0 | 0 | 41.0175 | 0
1812 | 76 | 17 | 3 | Monday | 11 | 25.024 | 0 | 34.388 | 53.5018 | 51.878 | 12.623 | 78.0956 | 0.7195 | 18.36 | 36.1778 | 158.8473 | 65.4726 | 0 | 0 | 30.9704 | 0
1813 | 76 | 17 | 3 | Monday | 12 | 18.708 | 2.695 | 34.291 | 51.4746 | 51.1854 | 18.935 | 75.0342 | 0.7347 | 18.36 | 37.4534 | 158.9599 | 56.0992 | 0 | 0 | 25.0343 | 0
1814 | 76 | 17 | 3 | Monday | 13 | 15.625 | 2.733 | 34.3028 | 53.2524 | 51.878 | 18.935 | 69.6154 | 0.6236 | 18.36 | 37.5402 | 161.3725 | 50.6804 | 0 | 0 | 19.6597 | 0
1815 | 76 | 17 | 3 | Monday | 14 | 14.714 | 2.784 | 34.167 | 53.8619 | 51.878 | 6.312 | 45.8398 | 0.5051 | 18.36 | 33.0524 | 161.7831 | 39.5278 | 0 | 0 | 15.4302 | 0
1816 | 76 | 17 | 3 | Monday | 15 | 14.542 | 3.441 | 33.9115 | 54.8189 | 51.878 | 6.312 | 11.036 | 0.4749 | 18.36 | 24.8966 | 163.1643 | 4.724 | 0 | 0 | 14.9699 | 0
1817 | 76 | 17 | 3 | Monday | 16 | 14.75 | 3.113 | 33.7826 | 55.5044 | 50.7246 | 25.246 | 0 | 0.486 | 22.68 | 15.263 | 166.5446 | 0 | 0 | 0 | 17.0889 | 0
1818 | 76 | 17 | 3 | Monday | 17 | 15.695 | 2.184 | 33.7602 | 50.9204 | 43.0931 | 31.558 | 0 | 0.5017 | 28.8 | 5.6032 | 159.4377 | 0 | 0 | 0 | 20.2815 | 0
1819 | 76 | 17 | 3 | Monday | 18 | 9.45 | 3.046 | 33.9429 | 63.9566 | 51.7393 | 44.181 | 0 | 0.5208 | 30.96 | 0.9381 | 184.4136 | 0 | 0 | 0 | 18.7682 | 0
1820 | 76 | 17 | 3 | Monday | 19 | 8.931 | 7.235 | 33.8013 | 70.7204 | 57.1787 | 44.181 | 0 | 0.7871 | 25.2 | 0 | 195.5124 | 0 | 0 | 0 | 21.3791 | 0
1821 | 76 | 17 | 3 | Monday | 20 | 10.429 | 4.945 | 33.7268 | 75.2516 | 60.483 | 31.558 | 0 | 0.6535 | 25.2 | 0 | 200.663 | 0 | 0 | 0 | 21.098 | 0
1822 | 76 | 17 | 3 | Monday | 21 | 12.008 | 2.158 | 33.7555 | 69.495 | 55.4564 | 18.935 | 0 | 0.4691 | 25.2 | 0 | 186.7095 | 0 | 0 | 0 | 19.0812 | 0
1823 | 76 | 17 | 3 | Monday | 22 | 16.099 | 0.075 | 33.7828 | 49.7368 | 40.0199 | 12.623 | 0 | 0.4021 | 16.2 | 0 | 140.2231 | 0 | 0 | 0 | 21.0847 | 0
1824 | 76 | 17 | 3 | Monday | 23 | 26.662 | 0 | 33.8957 | 26.9226 | 24.6242 | 12.623 | 0 | 0.6094 | 16.2 | 0 | 102.2518 | 0 | 0 | 0 | 31.8575 | 0
1825 | 77 | 18 | 3 | Tuesday | 0 | 38.908 | 0 | 34.4786 | 17.5343 | 18.3373 | 6.312 | 0 | 0.6833 | 14.4 | 0 | 85.4334 | 0 | 0 | 0 | 41.5896 | 0
1826 | 77 | 18 | 3 | Tuesday | 1 | 49.876 | 0 | 35.1536 | 14.6472 | 16.4006 | 6.312 | 0 | 0.6955 | 11.88 | 0 | 78.7769 | 0 | 0 | 0 | 52.6187 | 0
1827 | 77 | 18 | 3 | Tuesday | 2 | 58.465 | 0 | 35.3985 | 11.7686 | 14.464 | 6.312 | 0 | 0.7036 | 11.88 | 0 | 74.2148 | 0 | 0 | 0 | 61.2638 | 0
1828 | 77 | 18 | 3 | Tuesday | 3 | 60.845 | 0 | 35.3642 | 11.7686 | 14.464 | 6.312 | 0 | 0.708 | 11.88 | 0 | 74.1848 | 0 | 0 | 0 | 63.6957 | 0
1829 | 77 | 18 | 3 | Tuesday | 4 | 64.186 | 0 | 35.2867 | 13.0128 | 14.464 | 6.312 | 0 | 0.7139 | 11.88 | 0 | 75.3574 | 0 | 0 | 0 | 67.0885 | 0
1830 | 77 | 18 | 3 | Tuesday | 5 | 64.516 | 0 | 35.0122 | 22.6634 | 20.5805 | 6.312 | 0 | 0.7151 | 11.88 | 0 | 90.8512 | 0 | 0 | 0 | 67.469 | 0
1831 | 77 | 18 | 3 | Tuesday | 6 | 54.416 | 0 | 34.7382 | 44.2811 | 35.484 | 31.558 | 0 | 0.7117 | 15.12 | 0.2663 | 130.335 | 0 | 0 | 0 | 69.8876 | 0
1832 | 77 | 18 | 3 | Tuesday | 7 | 43.974 | 0 | 34.5562 | 59.3806 | 46.6998 | 44.181 | 0 | 0.71 | 15.12 | 2.7079 | 156.4666 | 0 | 0 | 0 | 67.4791 | 0
1833 | 77 | 18 | 3 | Tuesday | 8 | 36.848 | 0 | 34.5368 | 60.7054 | 52.1343 | 50.492 | 0 | 0.709 | 18.72 | 8.5943 | 166.8055 | 0 | 0 | 0 | 66.1429 | 0
1834 | 77 | 18 | 3 | Tuesday | 9 | 35.174 | 0 | 34.5661 | 58.4183 | 52.8606 | 31.558 | 6.1472 | 0.7044 | 18.72 | 16.2006 | 165.2693 | 0 | 0 | 0 | 54.5829 | 0
1835 | 77 | 18 | 3 | Tuesday | 10 | 27.327 | 0 | 34.617 | 55.2698 | 51.878 | 12.623 | 29.2794 | 0.6975 | 14.4 | 23.2491 | 156.8623 | 16.6564 | 0 | 0 | 34.8303 | 0
1836 | 77 | 18 | 3 | Tuesday | 11 | 19.771 | 0 | 34.6497 | 54.4046 | 51.878 | 12.623 | 37.3237 | 0.5655 | 18.36 | 26.6127 | 159.8578 | 24.7007 | 0 | 0 | 26.5492 | 0
1837 | 77 | 18 | 3 | Tuesday | 12 | 15.739 | 2.343 | 34.6184 | 52.4002 | 51.1854 | 18.935 | 45.0657 | 0.6587 | 18.36 | 29.5062 | 159.7565 | 26.1307 | 0 | 0 | 24.619 | 0
1838 | 77 | 18 | 3 | Tuesday | 13 | 14.041 | 3.165 | 34.6236 | 54.2061 | 51.878 | 18.935 | 36.9074 | 0.6311 | 18.36 | 28.1879 | 163.1216 | 17.9724 | 0 | 0 | 21.6994 | 0
1839 | 77 | 18 | 3 | Tuesday | 14 | 13.553 | 3.556 | 34.4578 | 54.4716 | 51.878 | 6.312 | 9.8215 | 0.4959 | 18.36 | 21.407 | 163.5091 | 3.5095 | 0 | 0 | 15.9078 | 0
1840 | 77 | 18 | 3 | Tuesday | 15 | 12.86 | 3.902 | 34.1636 | 54.8876 | 51.878 | 6.312 | 0.0084 | 0.4851 | 18.36 | 16.1843 | 163.9942 | 0 | 0 | 0 | 15.2324 | 0
1841 | 77 | 18 | 3 | Tuesday | 16 | 11.878 | 3.582 | 33.8808 | 55.7581 | 50.7246 | 25.246 | 0 | 0.5981 | 22.68 | 10.9472 | 167.5155 | 0 | 0 | 0 | 21.9051 | 0
1842 | 77 | 18 | 3 | Tuesday | 17 | 12.56 | 2.836 | 33.828 | 51.9834 | 43.0931 | 31.558 | 0 | 0.644 | 28.8 | 5.3995 | 161.415 | 0 | 0 | 0 | 26.2414 | 0
1843 | 77 | 18 | 3 | Tuesday | 18 | 8.704 | 4.545 | 33.9431 | 64.2178 | 51.7393 | 44.181 | 0 | 0.806 | 30.96 | 1.2446 | 186.5816 | 0 | 0 | 0 | 29.862 | 0
1844 | 77 | 18 | 3 | Tuesday | 19 | 8.452 | 6.494 | 33.7649 | 70.7204 | 57.1787 | 44.181 | 0 | 0.938 | 25.2 | 0 | 194.8254 | 0 | 0 | 0 | 31.773 | 0
1845 | 77 | 18 | 3 | Tuesday | 20 | 8.936 | 5.57 | 33.7457 | 75.2516 | 60.483 | 31.558 | 0 | 0.7908 | 25.2 | 0 | 201.495 | 0 | 0 | 0 | 26.8232 | 0
1846 | 77 | 18 | 3 | Tuesday | 21 | 10.997 | 2.646 | 33.7326 | 69.495 | 55.4564 | 18.935 | 0 | 0.5512 | 25.2 | 0 | 187.2966 | 0 | 0 | 0 | 22.1931 | 0
1847 | 77 | 18 | 3 | Tuesday | 22 | 17.121 | 0.099 | 33.7817 | 49.7368 | 40.0199 | 12.623 | 0 | 0.5236 | 16.2 | 0 | 140.3689 | 0 | 0 | 0 | 24.7703 | 0
1848 | 77 | 18 | 3 | Tuesday | 23 | 30.817 | 0 | 33.9482 | 26.9226 | 24.6242 | 12.623 | 0 | 0.6708 | 16.2 | 0 | 102.3658 | 0 | 0 | 0 | 38.6216 | 0
1849 | 78 | 19 | 3 | Wednesday | 0 | 41.206 | 0 | 34.6015 | 17.5343 | 18.3373 | 6.312 | 0 | 0.6877 | 14.4 | 0 | 85.5607 | 0 | 0 | 0 | 45.1695 | 0
1850 | 78 | 19 | 3 | Wednesday | 1 | 49.249 | 0 | 35.2145 | 14.6472 | 16.4006 | 6.312 | 0 | 0.6945 | 11.88 | 0 | 78.8368 | 0 | 0 | 0 | 53.2562 | 0
1851 | 78 | 19 | 3 | Wednesday | 2 | 61.743 | 0 | 35.415 | 11.7686 | 14.464 | 6.312 | 0 | 0.7064 | 11.88 | 0 | 74.2341 | 0 | 0 | 0 | 65.7935 | 0
1852 | 78 | 19 | 3 | Wednesday | 3 | 75.596 | 0 | 35.3024 | 11.7686 | 14.464 | 6.312 | 0 | 0.7225 | 11.88 | 0 | 74.1376 | 0 | 0 | 0 | 79.688 | 0
1853 | 78 | 19 | 3 | Wednesday | 4 | 90.771 | 0 | 34.9716 | 13.0128 | 14.464 | 6.312 | 0 | 0.7411 | 11.88 | 0 | 75.0695 | 0 | 0 | 0 | 94.9024 | 0
1854 | 78 | 19 | 3 | Wednesday | 5 | 86.497 | 0 | 34.782 | 22.6634 | 20.5805 | 6.312 | 0 | 0.7362 | 11.88 | 0 | 90.6422 | 0 | 0 | 0 | 90.6611 | 0
1855 | 78 | 19 | 3 | Wednesday | 6 | 75.173 | 0 | 34.4972 | 44.2457 | 35.484 | 31.558 | 0 | 0.7311 | 15.12 | 0.208 | 130.078 | 0 | 0 | 0 | 96.4923 | 0
1856 | 78 | 19 | 3 | Wednesday | 7 | 62.81 | 0 | 34.378 | 56.012 | 46.6998 | 44.181 | 0 | 0.728 | 15.12 | 3.3708 | 152.9378 | 0 | 0 | 0 | 93.9354 | 0
1857 | 78 | 19 | 3 | Wednesday | 8 | 46.755 | 0 | 34.349 | 57.7617 | 52.1343 | 50.492 | 13.6802 | 0.7423 | 18.72 | 14.3942 | 163.7073 | 0 | 0 | 0 | 83.6195 | 0
1858 | 78 | 19 | 3 | Wednesday | 9 | 36.992 | 0 | 34.34 | 57.1393 | 52.8606 | 31.558 | 47.2164 | 0.7741 | 18.72 | 24.8428 | 163.834 | 15.6584 | 0 | 0 | 58.8019 | 0
1859 | 78 | 19 | 3 | Wednesday | 10 | 29.104 | 0 | 34.3599 | 54.0882 | 51.878 | 12.623 | 57.457 | 0.7654 | 14.4 | 29.8913 | 155.4915 | 44.834 | 0 | 0 | 36.5991 | 0
1860 | 78 | 19 | 3 | Wednesday | 11 | 21.627 | 0.123 | 34.3751 | 53.4041 | 51.878 | 12.623 | 56.0408 | 0.6271 | 18.36 | 31.5192 | 158.7772 | 43.4178 | 0 | 0 | 27.7979 | 0
1861 | 78 | 19 | 3 | Wednesday | 12 | 18.325 | 3.061 | 34.317 | 51.5985 | 51.1854 | 18.935 | 50.7036 | 0.7303 | 18.36 | 31.8692 | 159.5021 | 31.7686 | 0 | 0 | 25.8836 | 0
1862 | 78 | 19 | 3 | Wednesday | 13 | 17.371 | 3.307 | 34.3795 | 53.3289 | 51.878 | 18.935 | 52.9232 | 0.6989 | 18.36 | 33.6125 | 162.2216 | 33.9882 | 0 | 0 | 23.4208 | 0
1863 | 78 | 19 | 3 | Wednesday | 14 | 17.377 | 3.453 | 34.2832 | 54.1736 | 51.878 | 6.312 | 46.0479 | 0.6059 | 18.36 | 32.9413 | 163.035 | 39.7359 | 0 | 0 | 18.8571 | 0
1864 | 78 | 19 | 3 | Wednesday | 15 | 18.431 | 3.647 | 34.2013 | 55.307 | 51.878 | 6.312 | 24.1984 | 0.5942 | 18.36 | 27.9454 | 164.2843 | 17.8864 | 0 | 0 | 19.5079 | 0
1865 | 78 | 19 | 3 | Wednesday | 16 | 18.424 | 3.227 | 34.1661 | 55.378 | 50.7246 | 25.246 | 0.5252 | 0.6052 | 22.68 | 17.5271 | 167.0432 | 0 | 0 | 0 | 22.9203 | 0
1866 | 78 | 19 | 3 | Wednesday | 17 | 20.839 | 2.303 | 34.2152 | 50.2566 | 43.0931 | 31.558 | 0 | 0.6576 | 28.8 | 6.4393 | 159.513 | 0 | 0 | 0 | 27.9755 | 0
1867 | 78 | 19 | 3 | Wednesday | 18 | 15.87 | 2.294 | 33.8829 | 63.2374 | 51.7393 | 44.181 | 0 | 0.6692 | 30.96 | 1.1952 | 182.9701 | 0 | 0 | 0 | 28.5062 | 0
1868 | 78 | 19 | 3 | Wednesday | 19 | 14.097 | 1.406 | 33.9677 | 70.7204 | 57.1787 | 44.181 | 0 | 0.6412 | 25.2 | 0 | 189.2281 | 0 | 0 | 0 | 29.5922 | 0
1869 | 78 | 19 | 3 | Wednesday | 20 | 19.429 | 1.176 | 33.9643 | 75.2516 | 60.483 | 31.558 | 0 | 0.6697 | 25.2 | 0 | 196.8403 | 0 | 0 | 0 | 32.1209 | 0
1870 | 78 | 19 | 3 | Wednesday | 21 | 25.329 | 0.531 | 33.8304 | 69.495 | 55.4564 | 18.935 | 0 | 0.6651 | 25.2 | 0 | 185.2207 | 0 | 0 | 0 | 33.5566 | 0
1871 | 78 | 19 | 3 | Wednesday | 22 | 36.064 | 0.034 | 33.803 | 49.7368 | 40.0199 | 12.623 | 0 | 0.6788 | 16.2 | 0 | 140.4748 | 0 | 0 | 0 | 41.8095 | 0
1872 | 78 | 19 | 3 | Wednesday | 23 | 57.472 | 0 | 34.0301 | 26.9226 | 24.6242 | 12.623 | 0 | 0.7018 | 16.2 | 0 | 102.4787 | 0 | 0 | 0 | 63.4376 | 0
1873 | 79 | 20 | 3 | Thursday | 0 | 74.054 | 0 | 34.7774 | 17.5343 | 18.3373 | 6.312 | 0 | 0.7171 | 14.4 | 0 | 85.7661 | 0 | 0 | 0 | 77.1138 | 0
1874 | 79 | 20 | 3 | Thursday | 1 | 78.271 | 0 | 35.1323 | 14.6472 | 16.4006 | 6.312 | 0 | 0.7216 | 11.88 | 0 | 78.7818 | 0 | 0 | 0 | 81.3801 | 0
1875 | 79 | 20 | 3 | Thursday | 2 | 86.667 | 0 | 35.2394 | 11.7686 | 14.464 | 6.312 | 0 | 0.7319 | 11.88 | 0 | 74.0839 | 0 | 0 | 0 | 89.8259 | 0
1876 | 79 | 20 | 3 | Thursday | 3 | 100.414 | 0 | 34.9993 | 11.7686 | 14.464 | 6.312 | 0 | 0.7497 | 11.88 | 0 | 73.8617 | 0 | 0 | 0 | 103.6217 | 0
1877 | 79 | 20 | 3 | Thursday | 4 | 100.499 | 0 | 34.8167 | 13.0128 | 14.464 | 6.312 | 0 | 0.7513 | 11.88 | 0 | 74.9248 | 0 | 0 | 0 | 103.7532 | 0
1878 | 79 | 20 | 3 | Thursday | 5 | 88.797 | 0 | 34.6806 | 22.6634 | 20.5805 | 6.312 | 0 | 0.7393 | 11.88 | 0 | 90.5439 | 0 | 0 | 0 | 92.0942 | 0
1879 | 79 | 20 | 3 | Thursday | 6 | 74.505 | 0 | 34.3892 | 44.2783 | 35.484 | 31.558 | 0 | 0.7318 | 15.12 | 0.2421 | 130.0032 | 0 | 0 | 0 | 91.6358 | 0
1880 | 79 | 20 | 3 | Thursday | 7 | 67.456 | 0 | 34.2738 | 57.7059 | 46.6998 | 44.181 | 0 | 0.7325 | 15.12 | 2.6754 | 154.5321 | 0 | 0 | 0 | 93.1371 | 0
1881 | 79 | 20 | 3 | Thursday | 8 | 57.801 | 0 | 34.2645 | 57.3106 | 52.1343 | 50.492 | 0 | 0.7303 | 18.72 | 9.478 | 163.1597 | 0 | 0 | 0 | 89.3735 | 0
1882 | 79 | 20 | 3 | Thursday | 9 | 50.132 | 0 | 34.2668 | 56.6161 | 52.8606 | 31.558 | 8.8818 | 0.7254 | 18.72 | 17.2688 | 163.1888 | 0 | 0 | 0 | 70.7898 | 0
1883 | 79 | 20 | 3 | Thursday | 10 | 43.506 | 0 | 34.3211 | 54.5822 | 51.878 | 12.623 | 31.7609 | 0.7496 | 14.4 | 24.2637 | 155.9309 | 19.1379 | 0 | 0 | 51.4383 | 0
1884 | 79 | 20 | 3 | Thursday | 11 | 32.381 | 0 | 34.3419 | 53.9254 | 51.878 | 12.623 | 44.4884 | 0.76 | 18.36 | 28.7936 | 159.2653 | 31.8654 | 0 | 0 | 39.4011 | 0
1885 | 79 | 20 | 3 | Thursday | 12 | 28.014 | 1.56 | 34.351 | 52.1625 | 51.1854 | 18.935 | 31.8987 | 0.8164 | 18.36 | 26.4956 | 158.5619 | 12.9637 | 0 | 0 | 37.3194 | 0
1886 | 79 | 20 | 3 | Thursday | 13 | 25.364 | 2.526 | 34.2837 | 54.6125 | 51.878 | 18.935 | 12.6279 | 0.8081 | 18.36 | 21.6707 | 162.6739 | 0 | 0 | 0 | 34.1978 | 0
1887 | 79 | 20 | 3 | Thursday | 14 | 23.77 | 2.628 | 34.2168 | 55.7776 | 51.878 | 6.312 | 0 | 0.6459 | 18.36 | 14.2241 | 163.7204 | 0 | 0 | 0 | 26.753 | 0
1888 | 79 | 20 | 3 | Thursday | 15 | 22.133 | 3.31 | 34.1369 | 59.2121 | 51.878 | 6.312 | 0 | 0.649 | 18.36 | 7.5402 | 167.8159 | 0 | 0 | 0 | 25.1647 | 0
1889 | 79 | 20 | 3 | Thursday | 16 | 19.925 | 3.095 | 34.05 | 64.1656 | 50.7246 | 25.246 | 0 | 0.7806 | 22.68 | 4.1039 | 175.7474 | 0 | 0 | 0 | 32.5082 | 0
1890 | 79 | 20 | 3 | Thursday | 17 | 21.481 | 2.11 | 34.0386 | 59.1826 | 43.0931 | 31.558 | 0 | 0.7893 | 28.8 | 1.7214 | 168.1855 | 0 | 0 | 0 | 38.2052 | 0
1891 | 79 | 20 | 3 | Thursday | 18 | 15.449 | 2.9 | 33.9327 | 65.4391 | 51.7393 | 44.181 | 0 | 0.8288 | 30.96 | 0.3392 | 186.0363 | 0 | 0 | 0 | 40.5946 | 0
1892 | 79 | 20 | 3 | Thursday | 19 | 10.547 | 4.231 | 33.976 | 70.7204 | 57.1787 | 44.181 | 0 | 0.8931 | 25.2 | 0 | 192.5442 | 0 | 0 | 0 | 37.5102 | 0
1893 | 79 | 20 | 3 | Thursday | 20 | 9.754 | 6.138 | 33.7332 | 75.2516 | 60.483 | 31.558 | 0 | 0.8807 | 25.2 | 0 | 202.1864 | 0 | 0 | 0 | 30.0427 | 0
1894 | 79 | 20 | 3 | Thursday | 21 | 9.72 | 3.504 | 33.7197 | 69.495 | 55.4564 | 18.935 | 0 | 0.5959 | 25.2 | 0 | 188.2565 | 0 | 0 | 0 | 22.2878 | 0
1895 | 79 | 20 | 3 | Thursday | 22 | 11.781 | 0.258 | 33.7596 | 49.7368 | 40.0199 | 12.623 | 0 | 0.4451 | 16.2 | 0 | 140.4407 | 0 | 0 | 0 | 20.3176 | 0
1896 | 79 | 20 | 3 | Thursday | 23 | 16.091 | 0 | 33.7955 | 26.9226 | 24.6242 | 12.623 | 0 | 0.4672 | 16.2 | 0 | 102.0095 | 0 | 0 | 0 | 24.7511 | 0
1897 | 80 | 21 | 3 | Friday | 0 | 19.88 | 0 | 33.9034 | 17.5343 | 18.3373 | 6.312 | 0 | 0.4595 | 14.4 | 0 | 84.6345 | 0 | 0 | 0 | 24.2548 | 0
1898 | 80 | 21 | 3 | Friday | 1 | 21.739 | 0 | 34.084 | 14.6472 | 16.4006 | 6.312 | 0 | 0.497 | 11.88 | 0 | 77.5089 | 0 | 0 | 0 | 26.1438 | 0
1899 | 80 | 21 | 3 | Friday | 2 | 26.076 | 0 | 34.8586 | 11.7686 | 14.464 | 6.312 | 0 | 0.5823 | 11.88 | 0 | 73.5535 | 0 | 0 | 0 | 30.5099 | 0
1900 | 80 | 21 | 3 | Friday | 3 | 25.635 | 0 | 35.2343 | 11.7686 | 14.464 | 6.312 | 0 | 0.5762 | 11.88 | 0 | 73.9232 | 0 | 0 | 0 | 30.0984 | 0
1901 | 80 | 21 | 3 | Friday | 4 | 24.64 | 0 | 35.2684 | 13.0128 | 14.464 | 6.312 | 0 | 0.5568 | 11.88 | 0 | 75.182 | 0 | 0 | 0 | 29.1327 | 0
1902 | 80 | 21 | 3 | Friday | 5 | 23.67 | 0 | 35.1465 | 22.6634 | 20.5805 | 6.312 | 0 | 0.538 | 11.88 | 0 | 90.8084 | 0 | 0 | 0 | 28.1919 | 0
1903 | 80 | 21 | 3 | Friday | 6 | 19.759 | 0 | 34.3546 | 44.275 | 35.484 | 31.558 | 0 | 0.6787 | 15.12 | 0.2364 | 129.9122 | 0 | 0 | 0 | 42.8454 | 0
1904 | 80 | 21 | 3 | Friday | 7 | 16.012 | 0 | 33.8945 | 58.3831 | 46.6998 | 44.181 | 0 | 0.6828 | 15.12 | 3.2134 | 154.7802 | 0 | 0 | 0 | 49.4795 | 0
1905 | 80 | 21 | 3 | Friday | 8 | 14.324 | 0 | 34.1332 | 58.6254 | 52.1343 | 50.492 | 17.8669 | 0.7152 | 18.72 | 13.4298 | 164.3281 | 0 | 0 | 0 | 53.5123 | 0
1906 | 80 | 21 | 3 | Friday | 9 | 12.691 | 0 | 34.4263 | 56.2165 | 52.8606 | 31.558 | 63.6704 | 0.7559 | 18.72 | 26.6059 | 162.9792 | 32.1124 | 0 | 0 | 35.1912 | 0
1907 | 80 | 21 | 3 | Friday | 10 | 9.878 | 0 | 34.4002 | 54.2131 | 51.878 | 12.623 | 92.2007 | 0.4658 | 14.4 | 36.4087 | 155.3571 | 79.5777 | 0 | 0 | 17.0215 | 0
1908 | 80 | 21 | 3 | Friday | 11 | 7.864 | 2.119 | 34.1741 | 53.3532 | 51.878 | 12.623 | 97.4101 | 0.5004 | 18.36 | 41.2547 | 160.5574 | 84.7871 | 0 | 0 | 12.6771 | 0
1909 | 80 | 21 | 3 | Friday | 12 | 7.174 | 3.417 | 34.1051 | 51.4036 | 51.1854 | 18.935 | 79.9117 | 0.5158 | 18.36 | 40.2085 | 159.2654 | 60.9767 | 0 | 0 | 11.3742 | 0
1910 | 80 | 21 | 3 | Friday | 13 | 6.727 | 3.819 | 34.1612 | 53.2339 | 51.878 | 18.935 | 69.5053 | 0.4699 | 18.36 | 39.4113 | 162.2337 | 50.5703 | 0 | 0 | 8.6822 | 0
1911 | 80 | 21 | 3 | Friday | 14 | 6.294 | 3.888 | 34.0757 | 53.78 | 51.878 | 6.312 | 54.1173 | 0.3848 | 18.36 | 37.0665 | 162.6834 | 47.8053 | 0 | 0 | 6.3646 | 0
1912 | 80 | 21 | 3 | Friday | 15 | 6.099 | 4.101 | 33.8656 | 54.7896 | 51.878 | 6.312 | 12.9914 | 0.3128 | 18.36 | 27.3857 | 163.641 | 6.6794 | 0 | 0 | 6.0994 | 0
1913 | 80 | 21 | 3 | Friday | 16 | 5.809 | 3.798 | 33.7648 | 55.3619 | 50.7246 | 25.246 | 0 | 0.2781 | 22.68 | 15.6372 | 166.9167 | 0 | 0 | 0 | 5.8091 | 0
1914 | 80 | 21 | 3 | Friday | 17 | 6.589 | 3.049 | 33.841 | 50.1363 | 43.0931 | 31.558 | 0 | 0.3002 | 28.8 | 6.2671 | 159.4681 | 0 | 0 | 0 | 7.4842 | 0
1915 | 80 | 21 | 3 | Friday | 18 | 5.855 | 7.15 | 33.881 | 63.0975 | 51.7393 | 44.181 | 0 | 0.5795 | 30.96 | 1.2685 | 187.9897 | 0 | 0 | 0 | 10.364 | 0
1916 | 80 | 21 | 3 | Friday | 19 | 6.581 | 6.712 | 33.7474 | 70.7204 | 57.1787 | 44.181 | 0 | 0.6315 | 25.2 | 0 | 194.7365 | 0 | 0 | 0 | 14.6118 | 0
1917 | 80 | 21 | 3 | Friday | 20 | 6.596 | 6.315 | 33.7557 | 75.2516 | 60.483 | 31.558 | 0 | 0.5975 | 25.2 | 0 | 202.1173 | 0 | 0 | 0 | 14.3335 | 0
1918 | 80 | 21 | 3 | Friday | 21 | 7.071 | 3.804 | 33.7557 | 69.495 | 55.4564 | 18.935 | 0 | 0.4284 | 25.2 | 0 | 188.4491 | 0 | 0 | 0 | 12.4696 | 0
1919 | 80 | 21 | 3 | Friday | 22 | 9.755 | 0.321 | 33.7817 | 49.7368 | 40.0199 | 12.623 | 0 | 0.3236 | 16.2 | 0 | 140.4094 | 0 | 0 | 0 | 13.6589 | 0
1920 | 80 | 21 | 3 | Friday | 23 | 14.936 | 0 | 33.8024 | 26.9226 | 24.6242 | 12.623 | 0 | 0.3601 | 16.2 | 0 | 101.9093 | 0 | 0 | 0 | 19.078 | 0
1921 | 81 | 22 | 3 | Saturday | 0 | 18.074 | 0 | 34.0639 | 18.3332 | 19.1419 | 6.312 | 0 | 0.3824 | 15.84 | 0 | 87.7614 | 0 | 0 | 0 | 20.2331 | 0
1922 | 81 | 22 | 3 | Saturday | 1 | 22.068 | 0 | 34.4599 | 17.5283 | 18.3373 | 6.312 | 0 | 0.4611 | 12.6 | 0 | 83.3865 | 0 | 0 | 0 | 24.2856 | 0
1923 | 81 | 22 | 3 | Saturday | 2 | 30.823 | 0 | 35.0764 | 11.771 | 14.464 | 6.312 | 0 | 0.6313 | 12.6 | 0 | 74.5427 | 0 | 0 | 0 | 33.0988 | 0
1924 | 81 | 22 | 3 | Saturday | 3 | 36.031 | 0 | 35.4082 | 11.771 | 14.464 | 6.312 | 0 | 0.6836 | 12.6 | 0 | 74.9268 | 0 | 0 | 0 | 38.3665 | 0
1925 | 81 | 22 | 3 | Saturday | 4 | 43.307 | 0 | 35.3834 | 11.771 | 14.464 | 6.312 | 0 | 0.6919 | 12.6 | 0 | 74.9104 | 0 | 0 | 0 | 45.7052 | 0
1926 | 81 | 22 | 3 | Saturday | 5 | 47.052 | 0 | 35.3572 | 13.0152 | 14.464 | 6.312 | 0 | 0.6955 | 12.6 | 0 | 76.1319 | 0 | 0 | 0 | 49.5082 | 0
1927 | 81 | 22 | 3 | Saturday | 6 | 45.368 | 0 | 35.1809 | 30.2648 | 24.9086 | 31.558 | 0 | 0.7011 | 14.4 | 0.2758 | 105.4554 | 0 | 0 | 0 | 58.4629 | 0
1928 | 81 | 22 | 3 | Saturday | 7 | 41.826 | 0 | 35.0726 | 31.0081 | 26.405 | 44.181 | 0 | 0.7057 | 11.52 | 3.8699 | 104.7113 | 0 | 0 | 0 | 62.2509 | 0
1929 | 81 | 22 | 3 | Saturday | 8 | 28.622 | 0 | 34.9055 | 36.2139 | 37.4339 | 50.492 | 6.2366 | 0.7098 | 16.2 | 14.7893 | 125.4631 | 0 | 0 | 0 | 54.5628 | 0
1930 | 81 | 22 | 3 | Saturday | 9 | 19.708 | 0 | 34.8267 | 33.4142 | 37.9057 | 31.558 | 46.6425 | 0.743 | 16.2 | 27.2875 | 123.0895 | 15.0845 | 0 | 0 | 35.5926 | 0
1931 | 81 | 22 | 3 | Saturday | 10 | 16.223 | 0 | 34.7717 | 30.8165 | 37.2508 | 12.623 | 73.9583 | 0.5203 | 15.12 | 35.9432 | 118.4793 | 61.3353 | 0 | 0 | 21.2973 | 0
1932 | 81 | 22 | 3 | Saturday | 11 | 12.029 | 1.241 | 34.6093 | 28.2116 | 35.3135 | 12.623 | 88.0186 | 0.4895 | 21.6 | 41.8693 | 121.5659 | 75.3956 | 0 | 0 | 15.207 | 0
1933 | 81 | 22 | 3 | Saturday | 12 | 10.474 | 2.876 | 34.2528 | 25.2259 | 34.2247 | 18.935 | 87.7875 | 0.5182 | 23.4 | 44.5077 | 120.7316 | 68.8525 | 0 | 0 | 12.2828 | 0
1934 | 81 | 22 | 3 | Saturday | 13 | 9.807 | 2.886 | 33.9348 | 25.4475 | 33.0722 | 18.935 | 59.8293 | 0.3901 | 23.4 | 39.8422 | 119.3657 | 40.8943 | 0 | 0 | 9.8609 | 0
1935 | 81 | 22 | 3 | Saturday | 14 | 9.634 | 2.929 | 33.8947 | 24.9613 | 33.0722 | 6.312 | 9.0242 | 0.2944 | 23.4 | 27.2247 | 118.79 | 2.7122 | 0 | 0 | 9.6337 | 0
1936 | 81 | 22 | 3 | Saturday | 15 | 10.293 | 2.956 | 33.9123 | 26.9123 | 33.0722 | 6.312 | 0 | 0.2907 | 23.4 | 14.0672 | 120.7841 | 0 | 0 | 0 | 10.2933 | 0
1937 | 81 | 22 | 3 | Saturday | 16 | 11.252 | 2.973 | 34.0035 | 31.0815 | 33.0722 | 25.246 | 0 | 0.3174 | 23.4 | 6.5613 | 125.0902 | 0 | 0 | 0 | 11.2655 | 0
1938 | 81 | 22 | 3 | Saturday | 17 | 12.861 | 2.603 | 34.0005 | 33.1323 | 32.9581 | 31.558 | 0 | 0.4048 | 27 | 3.0315 | 130.3107 | 0 | 0 | 0 | 14.1046 | 0
1939 | 81 | 22 | 3 | Saturday | 18 | 10.758 | 1.735 | 33.963 | 55.5182 | 46.5147 | 44.181 | 0 | 0.3977 | 28.8 | 0.6632 | 167.0697 | 0 | 0 | 0 | 15.7248 | 0
1940 | 81 | 22 | 3 | Saturday | 19 | 10.076 | 7.839 | 33.8443 | 61.3403 | 50.3878 | 44.181 | 0 | 0.7668 | 28.8 | 0 | 183.6167 | 0 | 0 | 0 | 18.5265 | 0
1941 | 81 | 22 | 3 | Saturday | 20 | 10.075 | 5.647 | 33.7368 | 61.3343 | 50.3878 | 31.558 | 0 | 0.6341 | 27 | 0 | 179.2001 | 0 | 0 | 0 | 18.0909 | 0
1942 | 81 | 22 | 3 | Saturday | 21 | 9.908 | 4.75 | 33.7309 | 61.3343 | 50.3878 | 18.935 | 0 | 0.5339 | 27 | 0 | 178.1236 | 0 | 0 | 0 | 15.4657 | 0
1943 | 81 | 22 | 3 | Saturday | 22 | 10.976 | 0.76 | 33.7611 | 49.2003 | 40.077 | 12.623 | 0 | 0.3198 | 19.8 | 0 | 143.9799 | 0 | 0 | 0 | 14.9832 | 0
1944 | 81 | 22 | 3 | Saturday | 23 | 15.89 | 0.005 | 33.7964 | 28.1779 | 24.6242 | 12.623 | 0 | 0.3809 | 19.8 | 0 | 106.7848 | 0 | 0 | 0 | 20.1324 | 0
1945 | 82 | 23 | 3 | Sunday | 0 | 18.303 | 0 | 33.897 | 24.1043 | 23.0149 | 6.312 | 0 | 0.3877 | 19.8 | 0 | 101.204 | 0 | 0 | 0 | 20.511 | 0
1946 | 82 | 23 | 3 | Sunday | 1 | 19.455 | 0 | 34.0983 | 23.3102 | 22.2101 | 6.312 | 0 | 0.4114 | 19.8 | 0 | 99.8301 | 0 | 0 | 0 | 21.721 | 0
1947 | 82 | 23 | 3 | Sunday | 2 | 21.745 | 0 | 34.5868 | 17.5379 | 18.3373 | 6.312 | 0 | 0.4576 | 15.48 | 0 | 86.3996 | 0 | 0 | 0 | 24.0688 | 0
1948 | 82 | 23 | 3 | Sunday | 3 | 27.034 | 0 | 35.0576 | 17.5379 | 18.3373 | 6.312 | 0 | 0.5646 | 15.48 | 0 | 86.9774 | 0 | 0 | 0 | 29.4145 | 0
1949 | 82 | 23 | 3 | Sunday | 4 | 27.209 | 0 | 35.2514 | 17.5379 | 18.3373 | 6.312 | 0 | 0.5691 | 15.48 | 0 | 87.1757 | 0 | 0 | 0 | 29.6453 | 0
1950 | 82 | 23 | 3 | Sunday | 5 | 26.749 | 0 | 35.2866 | 18.7817 | 18.3373 | 6.312 | 0 | 0.5609 | 15.48 | 0 | 88.4465 | 0 | 0 | 0 | 29.2401 | 0
1951 | 82 | 23 | 3 | Sunday | 6 | 24.232 | 0 | 34.9987 | 26.931 | 24.6242 | 31.558 | 0 | 0.6837 | 18.72 | 0.1611 | 105.9575 | 0 | 0 | 0 | 37.4785 | 0
1952 | 82 | 23 | 3 | Sunday | 7 | 21.49 | 0 | 34.499 | 33.8113 | 29.9942 | 44.181 | 0 | 0.6883 | 18.72 | 1.5512 | 117.7128 | 0 | 0 | 0 | 42.1178 | 0
1953 | 82 | 23 | 3 | Sunday | 8 | 20.542 | 0 | 34.3632 | 31.8682 | 33.2132 | 50.492 | 0 | 0.6927 | 23.4 | 4.7034 | 123.5373 | 0 | 0 | 0 | 46.8514 | 0
1954 | 82 | 23 | 3 | Sunday | 9 | 20.454 | 0 | 34.4194 | 22.8085 | 29.3396 | 31.558 | 0 | 0.679 | 23.4 | 8.113 | 110.6463 | 0 | 0 | 0 | 38.2034 | 0
1955 | 82 | 23 | 3 | Sunday | 10 | 17.845 | 0 | 34.412 | 23.4665 | 32.5586 | 12.623 | 0 | 0.4775 | 19.08 | 11.0942 | 109.9946 | 0 | 0 | 0 | 25.2113 | 0
1956 | 82 | 23 | 3 | Sunday | 11 | 16.044 | 0 | 34.4417 | 22.8351 | 32.5586 | 12.623 | 0 | 0.445 | 21.6 | 13.1745 | 111.8804 | 0 | 0 | 0 | 23.5635 | 0
1957 | 82 | 23 | 3 | Sunday | 12 | 15.24 | 0 | 34.4627 | 22.9488 | 33.0367 | 18.935 | 0 | 0.5066 | 19.08 | 13.0975 | 110.0348 | 0 | 0 | 0 | 26.7957 | 0
1958 | 82 | 23 | 3 | Sunday | 13 | 14.726 | 0 | 34.7419 | 19.8997 | 29.1634 | 18.935 | 0 | 0.5026 | 18.36 | 12.7087 | 102.6675 | 0 | 0 | 0 | 26.6026 | 0
1959 | 82 | 23 | 3 | Sunday | 14 | 13.988 | 0 | 34.7951 | 19.9275 | 29.1634 | 6.312 | 0 | 0.3382 | 18 | 12.6207 | 102.2241 | 0 | 0 | 0 | 18.0163 | 0
1960 | 82 | 23 | 3 | Sunday | 15 | 14.153 | 0 | 34.8255 | 20.3023 | 29.1634 | 6.312 | 0 | 0.342 | 15.84 | 11.1684 | 100.4731 | 0 | 0 | 0 | 18.2159 | 0
1961 | 82 | 23 | 3 | Sunday | 16 | 14.595 | 0 | 34.8148 | 21.204 | 27.5539 | 25.246 | 0 | 0.5902 | 23.04 | 7.4138 | 107.2028 | 0 | 0 | 0 | 31.1784 | 0
1962 | 82 | 23 | 3 | Sunday | 17 | 15.345 | 0 | 34.797 | 23.8078 | 26.399 | 31.558 | 0 | 0.6725 | 22.32 | 3.855 | 107.9963 | 0 | 0 | 0 | 36.7958 | 0
1963 | 82 | 23 | 3 | Sunday | 18 | 13.513 | 0 | 34.023 | 43.5842 | 38.0184 | 44.181 | 0 | 0.6781 | 23.4 | 1.0059 | 139.7038 | 0 | 0 | 0 | 44.8725 | 0
1964 | 82 | 23 | 3 | Sunday | 19 | 11.083 | 0 | 33.7306 | 55.5005 | 45.7644 | 44.181 | 0 | 0.6749 | 22.68 | 0 | 158.3505 | 0 | 0 | 0 | 43.7775 | 0
1965 | 82 | 23 | 3 | Sunday | 20 | 10.369 | 0 | 33.7182 | 60.0165 | 49.6381 | 31.558 | 0 | 0.6476 | 22.68 | 0 | 166.7005 | 0 | 0 | 0 | 34.4111 | 0
1966 | 82 | 23 | 3 | Sunday | 21 | 10.946 | 0 | 33.7182 | 48.5011 | 41.8913 | 18.935 | 0 | 0.4811 | 22.68 | 0 | 147.2716 | 0 | 0 | 0 | 25.6573 | 0
1967 | 82 | 23 | 3 | Sunday | 22 | 12.127 | 0 | 33.7573 | 40.3665 | 35.5897 | 12.623 | 0 | 0.4133 | 14.4 | 0 | 124.5268 | 0 | 0 | 0 | 22.0495 | 0
1968 | 82 | 23 | 3 | Sunday | 23 | 16.761 | 0 | 33.788 | 25.6748 | 24.6242 | 12.623 | 0 | 0.5056 | 14.4 | 0 | 98.9927 | 0 | 0 | 0 | 26.7715 | 0
1969 | 83 | 24 | 3 | Monday | 0 | 18.137 | 0 | 33.9583 | 17.5343 | 18.3373 | 6.312 | 0 | 0.4376 | 14.4 | 0 | 84.6675 | 0 | 0 | 0 | 23.175 | 0
1970 | 83 | 24 | 3 | Monday | 1 | 19.758 | 0 | 34.3831 | 14.6472 | 16.4006 | 6.312 | 0 | 0.4699 | 11.88 | 0 | 77.7809 | 0 | 0 | 0 | 24.817 | 0
1971 | 83 | 24 | 3 | Monday | 2 | 21.798 | 0 | 34.7249 | 11.7686 | 14.464 | 6.312 | 0 | 0.5103 | 11.88 | 0 | 73.3479 | 0 | 0 | 0 | 26.8789 | 0
1972 | 83 | 24 | 3 | Monday | 3 | 24.111 | 0 | 35.0029 | 11.7686 | 14.464 | 6.312 | 0 | 0.5575 | 11.88 | 0 | 73.6731 | 0 | 0 | 0 | 29.2124 | 0
1973 | 83 | 24 | 3 | Monday | 4 | 24.029 | 0 | 35.1789 | 13.0128 | 14.464 | 6.312 | 0 | 0.5563 | 11.88 | 0 | 75.0921 | 0 | 0 | 0 | 29.1506 | 0
1974 | 83 | 24 | 3 | Monday | 5 | 22.349 | 0 | 34.9745 | 22.6634 | 20.5805 | 6.312 | 0 | 0.5232 | 11.88 | 0 | 90.6217 | 0 | 0 | 0 | 27.4915 | 0
1975 | 83 | 24 | 3 | Monday | 6 | 17.625 | 0 | 34.4488 | 44.2797 | 35.484 | 31.558 | 0 | 0.676 | 15.12 | 0.2238 | 130.0084 | 0 | 0 | 0 | 43.7208 | 0
1976 | 83 | 24 | 3 | Monday | 7 | 13.84 | 0 | 34.0105 | 59.2014 | 46.6998 | 44.181 | 0 | 0.68 | 15.12 | 2.5829 | 155.7117 | 0 | 0 | 0 | 51.2377 | 0
1977 | 83 | 24 | 3 | Monday | 8 | 10.711 | 0 | 33.9519 | 60.3431 | 52.1343 | 50.492 | 7.1091 | 0.6936 | 18.72 | 8.8066 | 165.8428 | 0 | 0 | 0 | 54.3599 | 0
1978 | 83 | 24 | 3 | Monday | 9 | 8.7 | 0 | 34.0415 | 57.9519 | 52.8606 | 31.558 | 38.75 | 0.7154 | 18.72 | 18.0964 | 164.2894 | 7.192 | 0 | 0 | 34.974 | 0
1979 | 83 | 24 | 3 | Monday | 10 | 7.285 | 0 | 34.2085 | 55.3451 | 51.878 | 12.623 | 73.4933 | 0.4239 | 14.4 | 28.7222 | 156.2555 | 60.8703 | 0 | 0 | 16.4503 | 0
1980 | 83 | 24 | 3 | Monday | 11 | 5.767 | 2.055 | 33.9807 | 54.2529 | 51.878 | 12.623 | 75.0706 | 0.4678 | 18.36 | 32.2657 | 161.1613 | 62.4476 | 0 | 0 | 13.0616 | 0
1981 | 83 | 24 | 3 | Monday | 12 | 4.717 | 3.279 | 34.0323 | 51.6394 | 51.1854 | 18.935 | 60.7578 | 0.5145 | 18.36 | 31.1827 | 159.2776 | 41.8228 | 0 | 0 | 13.3929 | 0
1982 | 83 | 24 | 3 | Monday | 13 | 4.072 | 7.668 | 33.9389 | 53.1333 | 51.878 | 18.935 | 76.4568 | 0.718 | 18.36 | 35.9086 | 166.3217 | 57.5218 | 0 | 0 | 10.578 | 0
1983 | 83 | 24 | 3 | Monday | 14 | 3.778 | 6.539 | 33.797 | 53.7383 | 51.878 | 6.312 | 73.6167 | 0.5466 | 18.36 | 36.4208 | 165.3921 | 67.3047 | 0 | 0 | 5.0544 | 0
1984 | 83 | 24 | 3 | Monday | 15 | 3.307 | 5.636 | 33.7775 | 54.7621 | 51.878 | 6.312 | 36.2555 | 0.4194 | 18.36 | 28.3448 | 165.2921 | 29.9435 | 0 | 0 | 3.923 | 0
1985 | 83 | 24 | 3 | Monday | 16 | 2.776 | 5.06 | 33.7638 | 55.0407 | 50.7246 | 25.246 | 2.428 | 0.3638 | 22.68 | 17.3476 | 168.0448 | 0 | 0 | 0 | 5.1493 | 0
1986 | 83 | 24 | 3 | Monday | 17 | 3.35 | 5.418 | 33.7587 | 49.4661 | 43.0931 | 31.558 | 0 | 0.4329 | 28.8 | 7.2485 | 161.41 | 0 | 0 | 0 | 7.9593 | 0
1987 | 83 | 24 | 3 | Monday | 18 | 2.716 | 7.451 | 33.7855 | 62.5058 | 51.7393 | 44.181 | 0 | 0.6221 | 30.96 | 2.2056 | 187.6714 | 0 | 0 | 0 | 12.0642 | 0
1988 | 83 | 24 | 3 | Monday | 19 | 3.682 | 7.054 | 33.7942 | 70.7204 | 57.1787 | 44.181 | 0 | 0.6764 | 25.2 | 0.3553 | 195.1988 | 0 | 0 | 0 | 16.157 | 0
1989 | 83 | 24 | 3 | Monday | 20 | 4.134 | 6.757 | 33.8124 | 75.2516 | 60.483 | 31.558 | 0 | 0.6284 | 25.2 | 0 | 202.6831 | 0 | 0 | 0 | 14.8218 | 0
1990 | 83 | 24 | 3 | Monday | 21 | 4.722 | 4.194 | 33.7598 | 69.495 | 55.4564 | 18.935 | 0 | 0.4354 | 25.2 | 0 | 188.8819 | 0 | 0 | 0 | 11.8063 | 0
1991 | 83 | 24 | 3 | Monday | 22 | 5.735 | 0.378 | 33.7925 | 49.7368 | 40.0199 | 12.623 | 0 | 0.2706 | 16.2 | 0 | 140.429 | 0 | 0 | 0 | 10.7282 | 0
1992 | 83 | 24 | 3 | Monday | 23 | 8.196 | 0 | 33.7981 | 26.9226 | 24.6242 | 12.623 | 0 | 0.2508 | 16.2 | 0 | 101.7957 | 0 | 0 | 0 | 13.4002 | 0
1993 | 84 | 25 | 3 | Tuesday | 0 | 10.366 | 0 | 33.882 | 17.5343 | 18.3373 | 6.312 | 0 | 0.2436 | 14.4 | 0 | 84.3972 | 0 | 0 | 0 | 13.0461 | 0
1994 | 84 | 25 | 3 | Tuesday | 1 | 13.758 | 0 | 34.0991 | 14.6472 | 16.4006 | 6.312 | 0 | 0.3094 | 11.88 | 0 | 77.3364 | 0 | 0 | 0 | 16.4902 | 0
1995 | 84 | 25 | 3 | Tuesday | 2 | 16.9 | 0 | 34.6878 | 11.7686 | 14.464 | 6.312 | 0 | 0.3711 | 11.88 | 0 | 73.1716 | 0 | 0 | 0 | 19.684 | 0
1996 | 84 | 25 | 3 | Tuesday | 3 | 23.343 | 0 | 35.0363 | 11.7686 | 14.464 | 6.312 | 0 | 0.4985 | 11.88 | 0 | 73.6474 | 0 | 0 | 0 | 26.1767 | 0
1997 | 84 | 25 | 3 | Tuesday | 4 | 20.587 | 0 | 35.1756 | 13.0128 | 14.464 | 6.312 | 0 | 0.4454 | 11.88 | 0 | 74.9778 | 0 | 0 | 0 | 23.4712 | 0
1998 | 84 | 25 | 3 | Tuesday | 5 | 17.809 | 0 | 34.9351 | 22.6634 | 20.5805 | 6.312 | 0 | 0.392 | 11.88 | 0 | 90.451 | 0 | 0 | 0 | 20.7428 | 0
1999 | 84 | 25 | 3 | Tuesday | 6 | 14.136 | 0 | 34.5021 | 44.2799 | 35.484 | 31.558 | 0 | 0.5617 | 15.12 | 0.3253 | 129.9477 | 0 | 0 | 0 | 29.5027 | 0
2000 | 84 | 25 | 3 | Tuesday | 7 | 11.204 | 0 | 34.07 | 58.4982 | 46.6998 | 44.181 | 0 | 0.6608 | 15.12 | 2.9469 | 155.0489 | 0 | 0 | 0 | 34.5532 | 0
2001 | 84 | 25 | 3 | Tuesday | 8 | 8.199 | 0 | 34.0791 | 59.2022 | 52.1343 | 50.492 | 0 | 0.6792 | 18.72 | 8.0573 | 164.8149 | 0 | 0 | 0 | 37.3262 | 0
2002 | 84 | 25 | 3 | Tuesday | 9 | 5.66 | 0 | 34.0373 | 57.5153 | 52.8606 | 31.558 | 7.8662 | 0.4824 | 18.72 | 15.2472 | 163.6155 | 0 | 0 | 0 | 24.9526 | 0
2003 | 84 | 25 | 3 | Tuesday | 10 | 4.187 | 0 | 33.9975 | 54.4317 | 51.878 | 12.623 | 43.2086 | 0.2835 | 14.4 | 25.0212 | 154.9906 | 30.5856 | 0 | 0 | 11.5207 | 0
2004 | 84 | 25 | 3 | Tuesday | 11 | 2.942 | 2.368 | 33.9653 | 53.2179 | 51.878 | 12.623 | 79.1478 | 0.4113 | 18.36 | 35.3184 | 160.3931 | 66.5248 | 0 | 0 | 8.8233 | 0
2005 | 84 | 25 | 3 | Tuesday | 12 | 2.098 | 5.938 | 34.0587 | 51.3545 | 51.1854 | 18.935 | 80.8314 | 0.5889 | 18.36 | 38.0278 | 161.9691 | 61.8964 | 0 | 0 | 8.0829 | 0
2006 | 84 | 25 | 3 | Tuesday | 13 | 1.662 | 8.375 | 33.8453 | 53.2019 | 51.878 | 18.935 | 54.9284 | 0.6248 | 18.36 | 33.5466 | 166.9675 | 35.9934 | 0 | 0 | 5.5146 | 0
2007 | 84 | 25 | 3 | Tuesday | 14 | 1.239 | 6.929 | 33.8067 | 53.755 | 51.878 | 6.312 | 15.2395 | 0.4219 | 18.36 | 23.7885 | 165.7156 | 8.9275 | 0 | 0 | 2.2043 | 0
2008 | 84 | 25 | 3 | Tuesday | 15 | 1.384 | 5.837 | 33.8015 | 54.7535 | 51.878 | 6.312 | 0 | 0.3436 | 18.36 | 14.8216 | 165.4489 | 0 | 0 | 0 | 2.3661 | 0
2009 | 84 | 25 | 3 | Tuesday | 16 | 1.643 | 5.294 | 33.7837 | 55.6679 | 50.7246 | 25.246 | 0 | 0.3926 | 22.68 | 10.364 | 168.9742 | 0 | 0 | 0 | 6.2783 | 0
2010 | 84 | 25 | 3 | Tuesday | 17 | 2.442 | 5.831 | 33.774 | 50.6752 | 43.0931 | 31.558 | 0 | 0.4869 | 28.8 | 5.3522 | 163.1358 | 0 | 0 | 0 | 9.7454 | 0
2011 | 84 | 25 | 3 | Tuesday | 18 | 2.326 | 7.821 | 33.788 | 63.5871 | 51.7393 | 44.181 | 0 | 0.6985 | 30.96 | 1.7418 | 189.2311 | 0 | 0 | 0 | 15.1813 | 0
2012 | 84 | 25 | 3 | Tuesday | 19 | 2.835 | 7.481 | 33.7903 | 70.7204 | 57.1787 | 44.181 | 0 | 0.742 | 25.2 | 0.2742 | 195.722 | 0 | 0 | 0 | 18.531 | 0
2013 | 84 | 25 | 3 | Tuesday | 20 | 3.125 | 7.395 | 33.7903 | 75.2516 | 60.483 | 31.558 | 0 | 0.6822 | 25.2 | 0 | 203.4052 | 0 | 0 | 0 | 15.9499 | 0
2014 | 84 | 25 | 3 | Tuesday | 21 | 3.551 | 4.643 | 33.7587 | 69.495 | 55.4564 | 18.935 | 0 | 0.4592 | 25.2 | 0 | 189.3908 | 0 | 0 | 0 | 11.8563 | 0
2015 | 84 | 25 | 3 | Tuesday | 22 | 4.334 | 0.516 | 33.7812 | 49.7368 | 40.0199 | 12.623 | 0 | 0.215 | 16.2 | 0 | 140.5104 | 0 | 0 | 0 | 10.1161 | 0
2016 | 84 | 25 | 3 | Tuesday | 23 | 5.278 | 0.001 | 33.8092 | 26.9226 | 24.6242 | 12.623 | 0 | 0.2101 | 16.2 | 0 | 101.7673 | 0 | 0 | 0 | 11.2526 | 0
2017 | 85 | 26 | 3 | Wednesday | 0 | 7.243 | 0 | 33.814 | 17.5343 | 18.3373 | 6.312 | 0 | 0.1917 | 14.4 | 0 | 84.2773 | 0 | 0 | 0 | 10.3012 | 0
2018 | 85 | 26 | 3 | Wednesday | 1 | 7.697 | 0 | 33.8689 | 14.6472 | 16.4006 | 6.312 | 0 | 0.201 | 11.88 | 0 | 76.9978 | 0 | 0 | 0 | 10.8021 | 0
2019 | 85 | 26 | 3 | Wednesday | 2 | 9.715 | 0 | 34.0216 | 11.7686 | 14.464 | 6.312 | 0 | 0.24 | 11.88 | 0 | 72.3743 | 0 | 0 | 0 | 12.8665 | 0
2020 | 85 | 26 | 3 | Wednesday | 3 | 12.174 | 0 | 34.1731 | 11.7686 | 14.464 | 6.312 | 0 | 0.2878 | 11.88 | 0 | 72.5735 | 0 | 0 | 0 | 15.3717 | 0
2021 | 85 | 26 | 3 | Wednesday | 4 | 13.912 | 0 | 34.4916 | 13.0128 | 14.464 | 6.312 | 0 | 0.322 | 11.88 | 0 | 74.1705 | 0 | 0 | 0 | 17.1553 | 0
2022 | 85 | 26 | 3 | Wednesday | 5 | 13.945 | 0 | 34.6557 | 22.6634 | 20.5805 | 6.312 | 0 | 0.3235 | 11.88 | 0 | 90.1031 | 0 | 0 | 0 | 17.2323 | 0
2023 | 85 | 26 | 3 | Wednesday | 6 | 10.962 | 0 | 34.2146 | 44.2114 | 35.484 | 31.558 | 0 | 0.5311 | 15.12 | 0.3005 | 129.5612 | 0 | 0 | 0 | 28.0352 | 0
2024 | 85 | 26 | 3 | Wednesday | 7 | 8.376 | 0 | 34.0478 | 55.2089 | 46.6998 | 44.181 | 0 | 0.6465 | 15.12 | 4.1973 | 151.7229 | 0 | 0 | 0 | 33.9451 | 0
2025 | 85 | 26 | 3 | Wednesday | 8 | 5.238 | 0 | 33.8946 | 56.2038 | 52.1343 | 50.492 | 14.9037 | 0.6992 | 18.72 | 14.58 | 161.6519 | 0 | 0 | 0 | 36.2796 | 0
2026 | 85 | 26 | 3 | Wednesday | 9 | 3.454 | 0 | 33.8686 | 56.2521 | 52.8606 | 31.558 | 60.1795 | 0.5015 | 18.72 | 26.5799 | 162.2028 | 28.6215 | 0 | 0 | 21.5833 | 0
2027 | 85 | 26 | 3 | Wednesday | 10 | 2.426 | 0 | 33.8906 | 54.7184 | 51.878 | 12.623 | 94.4142 | 0.2978 | 14.4 | 37.0542 | 155.1849 | 81.7912 | 0 | 0 | 7.9114 | 0
2028 | 85 | 26 | 3 | Wednesday | 11 | 1.6 | 2.757 | 33.8981 | 53.6749 | 51.878 | 12.623 | 94.2087 | 0.3807 | 18.36 | 40.0572 | 161.173 | 81.5857 | 0 | 0 | 4.7996 | 0
2029 | 85 | 26 | 3 | Wednesday | 12 | 1.333 | 7.343 | 34.0233 | 51.5245 | 51.1854 | 18.935 | 75.7742 | 0.567 | 18.36 | 38.7767 | 163.6017 | 56.8392 | 0 | 0 | 3.3176 | 0
2030 | 85 | 26 | 3 | Wednesday | 13 | 1.206 | 8.675 | 33.8211 | 53.3464 | 51.878 | 18.935 | 50.7082 | 0.5577 | 18.36 | 34.6255 | 167.3452 | 31.7732 | 0 | 0 | 1.4694 | 0
2031 | 85 | 26 | 3 | Wednesday | 14 | 0.93 | 7.238 | 33.7959 | 53.752 | 51.878 | 6.312 | 9.987 | 0.4017 | 18.36 | 24.8368 | 166.0158 | 3.675 | 0 | 0 | 0.9305 | 0
2032 | 85 | 26 | 3 | Wednesday | 15 | 0.65 | 6.304 | 33.7797 | 54.2956 | 51.878 | 6.312 | 0 | 0.3333 | 18.36 | 17.5511 | 165.4647 | 0 | 0 | 0 | 0.6499 | 0
2033 | 85 | 26 | 3 | Wednesday | 16 | 0.553 | 5.938 | 33.7503 | 55.2674 | 50.7246 | 25.246 | 0 | 0.3292 | 22.68 | 11.8749 | 169.1733 | 0 | 0 | 0 | 1.0193 | 0
2034 | 85 | 26 | 3 | Wednesday | 17 | 1.038 | 6.45 | 33.7432 | 49.8549 | 43.0931 | 31.558 | 0 | 0.4026 | 28.8 | 5.7737 | 162.8692 | 0 | 0 | 0 | 3.3905 | 0
2035 | 85 | 26 | 3 | Wednesday | 18 | 0.909 | 8.957 | 33.8498 | 63.1198 | 51.7393 | 44.181 | 0 | 0.6143 | 30.96 | 1.9147 | 189.9704 | 0 | 0 | 0 | 7.3195 | 0
2036 | 85 | 26 | 3 | Wednesday | 19 | 0.916 | 8.564 | 33.8695 | 70.7204 | 57.1787 | 44.181 | 0 | 0.655 | 25.2 | 0.3127 | 196.8853 | 0 | 0 | 0 | 10.6932 | 0
2037 | 85 | 26 | 3 | Wednesday | 20 | 1.609 | 8.431 | 33.8699 | 75.2516 | 60.483 | 31.558 | 0 | 0.6366 | 25.2 | 0 | 204.5596 | 0 | 0 | 0 | 10.5056 | 0
2038 | 85 | 26 | 3 | Wednesday | 21 | 1.725 | 5.381 | 33.7566 | 69.495 | 55.4564 | 18.935 | 0 | 0.4224 | 25.2 | 0 | 190.1497 | 0 | 0 | 0 | 7.7862 | 0
2039 | 85 | 26 | 3 | Wednesday | 22 | 2.14 | 0.815 | 33.7182 | 49.7368 | 40.0199 | 12.623 | 0 | 0.1629 | 16.2 | 0 | 140.7193 | 0 | 0 | 0 | 6.4721 | 0
2040 | 85 | 26 | 3 | Wednesday | 23 | 3.017 | 0.003 | 33.797 | 26.9226 | 24.6242 | 12.623 | 0 | 0.1421 | 16.2 | 0 | 101.689 | 0 | 0 | 0 | 7.577 | 0
2041 | 86 | 27 | 3 | Thursday | 0 | 3.342 | 0 | 33.8601 | 17.5343 | 18.3373 | 6.312 | 0 | 0.1061 | 14.4 | 0 | 84.2379 | 0 | 0 | 0 | 5.7064 | 0
2042 | 86 | 27 | 3 | Thursday | 1 | 3.746 | 0 | 33.9247 | 14.6472 | 16.4006 | 6.312 | 0 | 0.1147 | 11.88 | 0 | 76.9672 | 0 | 0 | 0 | 6.1667 | 0
2043 | 86 | 27 | 3 | Thursday | 2 | 4.139 | 0 | 33.9711 | 11.7686 | 14.464 | 6.312 | 0 | 0.1229 | 11.88 | 0 | 72.2066 | 0 | 0 | 0 | 6.6149 | 0
2044 | 86 | 27 | 3 | Thursday | 3 | 5.315 | 0 | 33.9651 | 11.7686 | 14.464 | 6.312 | 0 | 0.1459 | 11.88 | 0 | 72.2237 | 0 | 0 | 0 | 7.8459 | 0
2045 | 86 | 27 | 3 | Thursday | 4 | 5.323 | 0 | 33.9476 | 13.0128 | 14.464 | 6.312 | 0 | 0.147 | 11.88 | 0 | 73.4515 | 0 | 0 | 0 | 7.9079 | 0
2046 | 86 | 27 | 3 | Thursday | 5 | 4.78 | 0 | 33.9255 | 22.6634 | 20.5805 | 6.312 | 0 | 0.1379 | 11.88 | 0 | 89.1874 | 0 | 0 | 0 | 7.4186 | 0
2047 | 86 | 27 | 3 | Thursday | 6 | 3.724 | 0 | 33.8575 | 44.2813 | 35.484 | 31.558 | 0 | 0.334 | 15.12 | 0.1178 | 129.0769 | 0 | 0 | 0 | 17.6685 | 0
2048 | 86 | 27 | 3 | Thursday | 7 | 4.461 | 0 | 33.8646 | 61.0062 | 46.6998 | 44.181 | 0 | 0.495 | 15.12 | 1.1393 | 157.1856 | 0 | 0 | 0 | 25.9563 | 0
2049 | 86 | 27 | 3 | Thursday | 8 | 3.865 | 0 | 33.8523 | 64.8399 | 52.1343 | 50.492 | 0 | 0.5937 | 18.72 | 4.074 | 170.1402 | 0 | 0 | 0 | 31.0316 | 0
2050 | 86 | 27 | 3 | Thursday | 9 | 2.929 | 0 | 33.8818 | 58.0858 | 52.8606 | 31.558 | 1.849 | 0.4016 | 18.72 | 11.9023 | 163.9497 | 0 | 0 | 0 | 21.2024 | 0
2051 | 86 | 27 | 3 | Thursday | 10 | 2.497 | 0 | 33.9716 | 54.2229 | 51.878 | 12.623 | 41.316 | 0.2446 | 14.4 | 25.5342 | 154.7171 | 28.693 | 0 | 0 | 9.6035 | 0
2052 | 86 | 27 | 3 | Thursday | 11 | 2.005 | 2.88 | 33.947 | 53.326 | 51.878 | 12.623 | 76.0568 | 0.4111 | 18.36 | 36.187 | 161.0367 | 63.4338 | 0 | 0 | 7.6805 | 0
2053 | 86 | 27 | 3 | Thursday | 12 | 1.689 | 7.031 | 34.0554 | 51.3596 | 51.1854 | 18.935 | 66.9332 | 0.6169 | 18.36 | 36.7785 | 163.1817 | 47.9982 | 0 | 0 | 7.7114 | 0
2054 | 86 | 27 | 3 | Thursday | 13 | 1.47 | 8.84 | 33.8428 | 53.0933 | 51.878 | 18.935 | 35.9869 | 0.6286 | 18.36 | 31.2283 | 167.3628 | 17.0519 | 0 | 0 | 6.0238 | 0
2055 | 86 | 27 | 3 | Thursday | 14 | 1.493 | 7.179 | 33.8422 | 53.4337 | 51.878 | 6.312 | 10.9691 | 0.4401 | 18.36 | 25.8619 | 165.7184 | 4.6571 | 0 | 0 | 2.8508 | 0
2056 | 86 | 27 | 3 | Thursday | 15 | 1.375 | 6.113 | 33.8279 | 54.0176 | 51.878 | 6.312 | 0.1002 | 0.3652 | 18.36 | 20.667 | 165.0597 | 0 | 0 | 0 | 2.7517 | 0
2057 | 86 | 27 | 3 | Thursday | 16 | 1.593 | 5.573 | 33.8071 | 55.0626 | 50.7246 | 25.246 | 0 | 0.4341 | 22.68 | 14.4204 | 168.7357 | 0 | 0 | 0 | 7.7581 | 0
2058 | 86 | 27 | 3 | Thursday | 17 | 2.644 | 5.865 | 33.8382 | 49.7692 | 43.0931 | 31.558 | 0 | 0.5255 | 28.8 | 7.0863 | 162.3692 | 0 | 0 | 0 | 11.7572 | 0
2059 | 86 | 27 | 3 | Thursday | 18 | 2.816 | 7.887 | 33.7939 | 62.9973 | 51.7393 | 44.181 | 0 | 0.7543 | 30.96 | 2.1031 | 188.7745 | 0 | 0 | 0 | 18.0254 | 0
2060 | 86 | 27 | 3 | Thursday | 19 | 2.47 | 7.706 | 33.7941 | 70.7204 | 57.1787 | 44.181 | 0 | 0.7867 | 25.2 | 0.3542 | 196.0136 | 0 | 0 | 0 | 20.3283 | 0
2061 | 86 | 27 | 3 | Thursday | 20 | 2.859 | 7.586 | 33.7932 | 75.2516 | 60.483 | 31.558 | 0 | 0.7137 | 25.2 | 0 | 203.6463 | 0 | 0 | 0 | 17.1204 | 0
2062 | 86 | 27 | 3 | Thursday | 21 | 3.659 | 4.785 | 33.7623 | 69.495 | 55.4564 | 18.935 | 0 | 0.4836 | 25.2 | 0 | 189.5719 | 0 | 0 | 0 | 12.7839 | 0
2063 | 86 | 27 | 3 | Thursday | 22 | 4.398 | 0.607 | 33.801 | 49.7368 | 40.0199 | 12.623 | 0 | 0.2306 | 16.2 | 0 | 140.6449 | 0 | 0 | 0 | 10.7108 | 0
2064 | 86 | 27 | 3 | Thursday | 23 | 6.814 | 0.004 | 33.8635 | 26.9226 | 24.6242 | 12.623 | 0 | 0.2488 | 16.2 | 0 | 101.8633 | 0 | 0 | 0 | 13.3045 | 0
2065 | 87 | 28 | 3 | Friday | 0 | 9.669 | 0 | 33.9251 | 17.5343 | 18.3373 | 6.312 | 0 | 0.2422 | 14.4 | 0 | 84.4389 | 0 | 0 | 0 | 12.9804 | 0
2066 | 87 | 28 | 3 | Friday | 1 | 13.176 | 0 | 34.1133 | 14.6472 | 16.4006 | 6.312 | 0 | 0.31 | 11.88 | 0 | 77.3511 | 0 | 0 | 0 | 16.5305 | 0
2067 | 87 | 28 | 3 | Friday | 2 | 15.079 | 0 | 34.2103 | 11.7686 | 14.464 | 6.312 | 0 | 0.3475 | 11.88 | 0 | 72.6705 | 0 | 0 | 0 | 18.4775 | 0
2068 | 87 | 28 | 3 | Friday | 3 | 18.551 | 0 | 34.6189 | 11.7686 | 14.464 | 6.312 | 0 | 0.4154 | 11.88 | 0 | 73.1469 | 0 | 0 | 0 | 21.9924 | 0
2069 | 87 | 28 | 3 | Friday | 4 | 19.662 | 0 | 34.92 | 13.0128 | 14.464 | 6.312 | 0 | 0.4377 | 11.88 | 0 | 74.7145 | 0 | 0 | 0 | 23.1452 | 0
2070 | 87 | 28 | 3 | Friday | 5 | 15.794 | 0 | 34.7903 | 22.6634 | 20.5805 | 6.312 | 0 | 0.3639 | 11.88 | 0 | 90.2781 | 0 | 0 | 0 | 19.3194 | 0
2071 | 87 | 28 | 3 | Friday | 6 | 12.116 | 0 | 34.2478 | 44.2632 | 35.484 | 31.558 | 0 | 0.5752 | 15.12 | 0.405 | 129.6903 | 0 | 0 | 0 | 30.3326 | 0
2072 | 87 | 28 | 3 | Friday | 7 | 9.828 | 0 | 34.054 | 56.1548 | 46.6998 | 44.181 | 0 | 0.6752 | 15.12 | 3.6728 | 152.7038 | 0 | 0 | 0 | 36.9044 | 0
2073 | 87 | 28 | 3 | Friday | 8 | 7.908 | 0 | 33.9824 | 56.7173 | 52.1343 | 50.492 | 0.4267 | 0.6796 | 18.72 | 10.2008 | 162.2337 | 0 | 0 | 0 | 40.9507 | 0
2074 | 87 | 28 | 3 | Friday | 9 | 6.121 | 0 | 33.939 | 56.4738 | 52.8606 | 31.558 | 27.5536 | 0.5534 | 18.72 | 19.9261 | 162.5467 | 0 | 0 | 0 | 27.0847 | 0
2075 | 87 | 28 | 3 | Friday | 10 | 4.725 | 0 | 33.9376 | 54.1847 | 51.878 | 12.623 | 68.7344 | 0.3343 | 14.4 | 31.116 | 154.7345 | 56.1114 | 0 | 0 | 12.0673 | 0
2076 | 87 | 28 | 3 | Friday | 11 | 3.479 | 2.601 | 33.9192 | 53.261 | 51.878 | 12.623 | 80.2288 | 0.4275 | 18.36 | 36.4081 | 160.6586 | 67.6058 | 0 | 0 | 8.9558 | 0
2077 | 87 | 28 | 3 | Friday | 12 | 2.874 | 6.068 | 34.0312 | 51.4716 | 51.1854 | 18.935 | 38.1888 | 0.5469 | 18.36 | 28.2418 | 162.1579 | 19.2538 | 0 | 0 | 9.1009 | 0
2078 | 87 | 28 | 3 | Friday | 13 | 2.236 | 8.719 | 33.8108 | 53.7278 | 51.878 | 18.935 | 2.7442 | 0.6116 | 18.36 | 18.6077 | 167.8183 | 0 | 0 | 0 | 8.31 | 0
2079 | 87 | 28 | 3 | Friday | 14 | 2.532 | 7.152 | 33.7783 | 55.5801 | 51.878 | 6.312 | 0 | 0.4547 | 18.36 | 12.8237 | 167.7864 | 0 | 0 | 0 | 4.6704 | 0
2080 | 87 | 28 | 3 | Friday | 15 | 3.478 | 5.996 | 33.8037 | 58.7377 | 51.878 | 6.312 | 0 | 0.4128 | 18.36 | 6.8731 | 169.6763 | 0 | 0 | 0 | 5.675 | 0
2081 | 87 | 28 | 3 | Friday | 16 | 3.847 | 5.698 | 33.7919 | 64.8963 | 50.7246 | 25.246 | 0 | 0.5411 | 22.68 | 3.2931 | 178.7958 | 0 | 0 | 0 | 13.195 | 0
2082 | 87 | 28 | 3 | Friday | 17 | 4.418 | 6.174 | 33.7934 | 59.5057 | 43.0931 | 31.558 | 0 | 0.6443 | 28.8 | 1.5495 | 172.5138 | 0 | 0 | 0 | 17.2964 | 0
2083 | 87 | 28 | 3 | Friday | 18 | 3.678 | 7.853 | 33.7667 | 65.4399 | 51.7393 | 44.181 | 0 | 0.8589 | 30.96 | 0.5928 | 191.258 | 0 | 0 | 0 | 23.788 | 0
2084 | 87 | 28 | 3 | Friday | 19 | 2.695 | 7.69 | 33.7882 | 70.7204 | 57.1787 | 44.181 | 0 | 0.8726 | 25.2 | 0.092 | 196.0768 | 0 | 0 | 0 | 25.0543 | 0
2085 | 87 | 28 | 3 | Friday | 20 | 2.845 | 7.739 | 33.7924 | 75.2516 | 60.483 | 31.558 | 0 | 0.7761 | 25.2 | 0 | 203.8732 | 0 | 0 | 0 | 20.0934 | 0
2086 | 87 | 28 | 3 | Friday | 21 | 3.14 | 4.953 | 33.7422 | 69.495 | 55.4564 | 18.935 | 0 | 0.5138 | 25.2 | 0 | 189.7634 | 0 | 0 | 0 | 13.9722 | 0
2087 | 87 | 28 | 3 | Friday | 22 | 3.761 | 0.649 | 33.7772 | 49.7368 | 40.0199 | 12.623 | 0 | 0.2411 | 16.2 | 0 | 140.6772 | 0 | 0 | 0 | 11.1765 | 0
2088 | 87 | 28 | 3 | Friday | 23 | 5.042 | 0.003 | 33.8089 | 26.9226 | 24.6242 | 12.623 | 0 | 0.2351 | 16.2 | 0 | 101.7937 | 0 | 0 | 0 | 12.6093 | 0
2089 | 88 | 29 | 3 | Saturday | 0 | 6.708 | 0 | 33.7983 | 18.3332 | 19.1419 | 6.312 | 0 | 0.1961 | 15.84 | 0 | 87.3096 | 0 | 0 | 0 | 10.5467 | 0
2090 | 88 | 29 | 3 | Saturday | 1 | 6.912 | 0 | 33.8252 | 17.5283 | 18.3373 | 6.312 | 0 | 0.2006 | 12.6 | 0 | 82.4914 | 0 | 0 | 0 | 10.7884 | 0
2091 | 88 | 29 | 3 | Saturday | 2 | 7.326 | 0 | 33.8684 | 11.771 | 14.464 | 6.312 | 0 | 0.209 | 12.6 | 0 | 72.9124 | 0 | 0 | 0 | 11.2386 | 0
2092 | 88 | 29 | 3 | Saturday | 3 | 7.499 | 0 | 33.8895 | 11.771 | 14.464 | 6.312 | 0 | 0.213 | 12.6 | 0 | 72.9375 | 0 | 0 | 0 | 11.4481 | 0
2093 | 88 | 29 | 3 | Saturday | 4 | 8.566 | 0 | 33.8899 | 11.771 | 14.464 | 6.312 | 0 | 0.2338 | 12.6 | 0 | 72.9587 | 0 | 0 | 0 | 12.5513 | 0
2094 | 88 | 29 | 3 | Saturday | 5 | 8.372 | 0 | 33.9338 | 13.0152 | 14.464 | 6.312 | 0 | 0.2308 | 12.6 | 0 | 74.2437 | 0 | 0 | 0 | 12.3927 | 0
2095 | 88 | 29 | 3 | Saturday | 6 | 7.698 | 0 | 33.8414 | 30.2702 | 24.9086 | 31.558 | 0 | 0.5327 | 14.4 | 0.2651 | 103.9528 | 0 | 0 | 0 | 28.3008 | 0
2096 | 88 | 29 | 3 | Saturday | 7 | 6.491 | 0 | 33.8158 | 31.802 | 26.405 | 44.181 | 0 | 0.6706 | 11.52 | 2.5793 | 104.2134 | 0 | 0 | 0 | 36.6698 | 0
2097 | 88 | 29 | 3 | Saturday | 8 | 5.005 | 0 | 33.7683 | 37.2135 | 37.4339 | 50.492 | 2.977 | 0.6793 | 16.2 | 8.2311 | 125.295 | 0 | 0 | 0 | 41.2543 | 0
2098 | 88 | 29 | 3 | Saturday | 9 | 4.242 | 0 | 33.7599 | 33.502 | 37.9057 | 31.558 | 30.7006 | 0.5503 | 16.2 | 16.8566 | 121.9179 | 0 | 0 | 0 | 26.7753 | 0
2099 | 88 | 29 | 3 | Saturday | 10 | 3.448 | 0 | 33.8018 | 30.9615 | 37.2508 | 12.623 | 68.4634 | 0.3203 | 15.12 | 28.0996 | 117.4543 | 55.8404 | 0 | 0 | 11.3731 | 0
2100 | 88 | 29 | 3 | Saturday | 11 | 2.592 | 3.026 | 33.7752 | 28.0515 | 35.3135 | 12.623 | 84.3668 | 0.4485 | 21.6 | 35.0824 | 122.4607 | 71.7438 | 0 | 0 | 8.6014 | 0
2101 | 88 | 29 | 3 | Saturday | 12 | 2.172 | 3.066 | 33.912 | 25.0415 | 34.2247 | 18.935 | 52.4124 | 0.4054 | 23.4 | 29.3727 | 120.2989 | 33.4774 | 0 | 0 | 8.8407 | 0
2102 | 88 | 29 | 3 | Saturday | 13 | 2.047 | 3.138 | 34.0205 | 25.4861 | 33.0722 | 18.935 | 25.5718 | 0.347 | 23.4 | 22.9243 | 119.7192 | 6.6368 | 0 | 0 | 7.7705 | 0
2103 | 88 | 29 | 3 | Saturday | 14 | 2.002 | 3.18 | 34.0149 | 24.9333 | 33.0722 | 6.312 | 10.6889 | 0.2496 | 23.4 | 19.152 | 119.109 | 4.3769 | 0 | 0 | 3.8019 | 0
2104 | 88 | 29 | 3 | Saturday | 15 | 1.944 | 3.209 | 34.0055 | 25.5032 | 33.0722 | 6.312 | 0.3906 | 0.2338 | 23.4 | 15.3018 | 119.6851 | 0 | 0 | 0 | 3.7499 | 0
2105 | 88 | 29 | 3 | Saturday | 16 | 1.948 | 3.224 | 33.9189 | 25.9193 | 33.0722 | 25.246 | 0 | 0.3497 | 23.4 | 11.5728 | 120.147 | 0 | 0 | 0 | 9.7772 | 0
2106 | 88 | 29 | 3 | Saturday | 17 | 2.683 | 2.847 | 33.9633 | 25.2833 | 32.9581 | 31.558 | 0 | 0.4063 | 27 | 6.6082 | 122.6903 | 0 | 0 | 0 | 13.7645 | 0
2107 | 88 | 29 | 3 | Saturday | 18 | 2.283 | 8.732 | 33.9072 | 52.6536 | 46.5147 | 44.181 | 0 | 0.8381 | 28.8 | 2.2506 | 172.157 | 0 | 0 | 0 | 20.0539 | 0
2108 | 88 | 29 | 3 | Saturday | 19 | 2.214 | 9.552 | 33.9029 | 61.3403 | 50.3878 | 44.181 | 0 | 0.9221 | 28.8 | 0.4018 | 185.6836 | 0 | 0 | 0 | 22.4245 | 0
2109 | 88 | 29 | 3 | Saturday | 20 | 2.648 | 7.676 | 33.8976 | 61.3343 | 50.3878 | 31.558 | 0 | 0.7428 | 27 | 0 | 181.6638 | 0 | 0 | 0 | 18.4704 | 0
2110 | 88 | 29 | 3 | Saturday | 21 | 2.81 | 6.503 | 33.8278 | 61.3343 | 50.3878 | 18.935 | 0 | 0.5732 | 27 | 0 | 180.1562 | 0 | 0 | 0 | 12.8267 | 0
2111 | 88 | 29 | 3 | Saturday | 22 | 2.979 | 1.877 | 33.759 | 49.2003 | 40.077 | 12.623 | 0 | 0.279 | 19.8 | 0 | 145.145 | 0 | 0 | 0 | 9.8679 | 0
2112 | 88 | 29 | 3 | Saturday | 23 | 3.383 | 0.03 | 33.8965 | 28.1779 | 24.6242 | 12.623 | 0 | 0.1959 | 19.8 | 0 | 106.7269 | 0 | 0 | 0 | 10.4371 | 0
2113 | 89 | 30 | 3 | Sunday | 0 | 3.489 | 0 | 33.9158 | 24.1043 | 23.0149 | 6.312 | 0 | 0.1312 | 19.8 | 0 | 100.9662 | 0 | 0 | 0 | 7.0765 | 0
2114 | 89 | 30 | 3 | Sunday | 1 | 3.968 | 0 | 33.9315 | 23.3102 | 22.2101 | 6.312 | 0 | 0.1409 | 19.8 | 0 | 99.3928 | 0 | 0 | 0 | 7.5959 | 0
2115 | 89 | 30 | 3 | Sunday | 2 | 5.191 | 0 | 33.9294 | 17.5379 | 18.3373 | 6.312 | 0 | 0.1644 | 15.48 | 0 | 85.4489 | 0 | 0 | 0 | 8.8588 | 0
2116 | 89 | 30 | 3 | Sunday | 3 | 5.332 | 0 | 33.9512 | 17.5379 | 18.3373 | 6.312 | 0 | 0.1677 | 15.48 | 0 | 85.4741 | 0 | 0 | 0 | 9.0394 | 0
2117 | 89 | 30 | 3 | Sunday | 4 | 7.578 | 0 | 33.9161 | 17.5379 | 18.3373 | 6.312 | 0 | 0.2107 | 15.48 | 0 | 85.482 | 0 | 0 | 0 | 11.3243 | 0
2118 | 89 | 30 | 3 | Sunday | 5 | 9.725 | 0 | 33.8601 | 18.7817 | 18.3373 | 6.312 | 0 | 0.2521 | 15.48 | 0 | 86.7111 | 0 | 0 | 0 | 13.509 | 0
2119 | 89 | 30 | 3 | Sunday | 6 | 9.604 | 0 | 33.8091 | 26.7725 | 24.6242 | 31.558 | 0 | 0.5486 | 18.72 | 0.444 | 104.4744 | 0 | 0 | 0 | 29.0684 | 0
2120 | 89 | 30 | 3 | Sunday | 7 | 7.512 | 0 | 33.7708 | 27.8069 | 29.9942 | 44.181 | 1.1008 | 0.6733 | 18.72 | 6.6796 | 110.9652 | 0 | 0 | 0 | 36.1964 | 0
2121 | 89 | 30 | 3 | Sunday | 8 | 5.848 | 0 | 33.7421 | 24.3769 | 33.2132 | 50.492 | 37.0349 | 0.734 | 23.4 | 18.8957 | 115.4661 | 0 | 0 | 0 | 39.0184 | 0
2122 | 89 | 30 | 3 | Sunday | 9 | 4.707 | 0 | 33.7224 | 19.6658 | 29.3396 | 31.558 | 84.6278 | 0.5579 | 23.4 | 31.9696 | 106.6857 | 53.0698 | 0 | 0 | 22.5283 | 0
2123 | 89 | 30 | 3 | Sunday | 10 | 3.715 | 0 | 33.7182 | 21.2357 | 32.5586 | 12.623 | 116.309 | 0.3434 | 19.08 | 42.6302 | 106.9359 | 103.686 | 0 | 0 | 8.4992 | 0
2124 | 89 | 30 | 3 | Sunday | 11 | 2.924 | 0 | 33.7191 | 20.4675 | 32.5586 | 12.623 | 129.1131 | 0.2899 | 21.6 | 49.4133 | 108.635 | 116.4901 | 0 | 0 | 4.737 | 0
2125 | 89 | 30 | 3 | Sunday | 12 | 2.392 | 0 | 33.7187 | 20.1411 | 33.0367 | 18.935 | 124.1774 | 0.2339 | 19.08 | 51.7839 | 106.2105 | 105.2424 | 0 | 0 | 2.4121 | 0
2126 | 89 | 30 | 3 | Sunday | 13 | 1.833 | 0 | 33.7495 | 18.086 | 29.1634 | 18.935 | 101.7855 | 0.1906 | 18.36 | 49.7949 | 99.5495 | 82.8505 | 0 | 0 | 1.833 | 0
2127 | 89 | 30 | 3 | Sunday | 14 | 0.843 | 1.008 | 33.9034 | 18.3685 | 29.1634 | 6.312 | 64.6818 | 0.167 | 18 | 43.3469 | 100.7081 | 58.3698 | 0 | 0 | 0.8433 | 0
2128 | 89 | 30 | 3 | Sunday | 15 | 0.564 | 2.472 | 33.9985 | 19.0023 | 29.1634 | 6.312 | 18.5685 | 0.1647 | 15.84 | 33.2402 | 100.8893 | 12.2565 | 0 | 0 | 0.5638 | 0
2129 | 89 | 30 | 3 | Sunday | 16 | 0.644 | 2.076 | 33.9901 | 18.2285 | 27.5539 | 25.246 | 0 | 0.1214 | 23.04 | 20.7029 | 105.2184 | 0 | 0 | 0 | 0.6438 | 0
2130 | 89 | 30 | 3 | Sunday | 17 | 0.792 | 1.253 | 33.9901 | 18.5158 | 26.399 | 31.558 | 0 | 0.084 | 22.32 | 8.7243 | 102.6878 | 0 | 0 | 0 | 0.7916 | 0
2131 | 89 | 30 | 3 | Sunday | 18 | 1.184 | 5.556 | 33.8537 | 40.5329 | 38.0184 | 44.181 | 0 | 0.3209 | 23.4 | 2.6268 | 142.1768 | 0 | 0 | 0 | 1.1845 | 0
2132 | 89 | 30 | 3 | Sunday | 19 | 1.981 | 2.633 | 33.7483 | 55.5005 | 45.7644 | 44.181 | 0 | 0.1776 | 22.68 | 0.5108 | 160.7186 | 0 | 0 | 0 | 1.9806 | 0
2133 | 89 | 30 | 3 | Sunday | 20 | 2.368 | 2.357 | 33.7832 | 60.0165 | 49.6381 | 31.558 | 0 | 0.1606 | 22.68 | 0 | 168.8273 | 0 | 0 | 0 | 2.3682 | 0
2134 | 89 | 30 | 3 | Sunday | 21 | 2.38 | 0.732 | 33.782 | 48.5011 | 41.8913 | 18.935 | 0 | 0.0735 | 22.68 | 0 | 147.7195 | 0 | 0 | 0 | 2.3802 | 0
2135 | 89 | 30 | 3 | Sunday | 22 | 2.598 | 0.006 | 33.7693 | 40.3665 | 35.5897 | 12.623 | 0 | 0.0379 | 14.4 | 0 | 124.1698 | 0 | 0 | 0 | 2.5979 | 0
2136 | 89 | 30 | 3 | Sunday | 23 | 2.704 | 0 | 33.9039 | 25.6748 | 24.6242 | 12.623 | 0 | 0.039 | 14.4 | 0 | 98.6419 | 0 | 0 | 0 | 2.7036 | 0
2137 | 90 | 31 | 3 | Monday | 0 | 2.582 | 0 | 33.9323 | 17.5343 | 18.3373 | 6.312 | 0 | 0.0358 | 14.4 | 0 | 84.2396 | 0 | 0 | 0 | 2.5822 | 0
2138 | 90 | 31 | 3 | Monday | 1 | 4.259 | 0 | 33.9346 | 14.6472 | 16.4006 | 6.312 | 0 | 0.0583 | 11.88 | 0 | 76.9208 | 0 | 0 | 0 | 4.2586 | 0
2139 | 90 | 31 | 3 | Monday | 2 | 9.405 | 0 | 33.9097 | 11.7686 | 14.464 | 6.312 | 0 | 0.171 | 11.88 | 0 | 72.1934 | 0 | 0 | 0 | 9.4407 | 0
2140 | 90 | 31 | 3 | Monday | 3 | 10.826 | 0 | 33.9681 | 11.7686 | 14.464 | 6.312 | 0 | 0.205 | 11.88 | 0 | 72.2857 | 0 | 0 | 0 | 10.9481 | 0
2141 | 90 | 31 | 3 | Monday | 4 | 11.7 | 0 | 34.1476 | 13.0128 | 14.464 | 6.312 | 0 | 0.2231 | 11.88 | 0 | 73.7276 | 0 | 0 | 0 | 11.9075 | 0
2142 | 90 | 31 | 3 | Monday | 5 | 11.691 | 0 | 34.2857 | 22.6634 | 20.5805 | 6.312 | 0 | 0.2246 | 11.88 | 0 | 89.6342 | 0 | 0 | 0 | 11.9826 | 0
2143 | 90 | 31 | 3 | Monday | 6 | 9.236 | 0 | 34.049 | 43.9518 | 35.484 | 31.558 | 0 | 0.2298 | 15.12 | 0.4917 | 128.8345 | 0 | 0 | 0 | 11.8669 | 0
2144 | 90 | 31 | 3 | Monday | 7 | 6.967 | 0 | 33.9654 | 52.6912 | 46.6998 | 44.181 | 0 | 0.2717 | 15.12 | 7.5764 | 148.748 | 0 | 0 | 0 | 13.7403 | 0
2145 | 90 | 31 | 3 | Monday | 8 | 3.638 | 0 | 33.808 | 55.4398 | 52.1343 | 50.492 | 9.6588 | 0.3192 | 18.72 | 20.8754 | 160.4214 | 0 | 0 | 0 | 15.2606 | 0
2146 | 90 | 31 | 3 | Monday | 9 | 1.401 | 0 | 33.745 | 55.6055 | 52.8606 | 31.558 | 64.5418 | 0.2668 | 18.72 | 34.0299 | 161.1979 | 32.9838 | 0 | 0 | 8.4554 | 0
2147 | 90 | 31 | 3 | Monday | 10 | 0.235 | 0 | 33.7637 | 54.1115 | 51.878 | 12.623 | 104.0286 | 0.2618 | 14.4 | 44.0253 | 154.415 | 91.4056 | 0 | 0 | 1.2694 | 0
2148 | 90 | 31 | 3 | Monday | 11 | 0 | 7.292 | 33.9292 | 53.4917 | 51.878 | 12.623 | 117.8761 | 0.5732 | 18.36 | 50.2324 | 166.1851 | 105.2531 | 0 | 0 | 0 | 0
2149 | 90 | 31 | 3 | Monday | 12 | 0 | 19.546 | 34.014 | 51.4187 | 51.1854 | 18.935 | 113.5299 | 1.2368 | 18.36 | 52.0718 | 178.0114 | 94.5949 | 0 | 0 | 0 | 0
2150 | 90 | 31 | 3 | Monday | 13 | 0 | 31.842 | 34.0263 | 53.1314 | 51.878 | 18.935 | 92.412 | 1.7414 | 18.36 | 49.7517 | 191.3371 | 73.477 | 0 | 0 | 0 | 0
2151 | 90 | 31 | 3 | Monday | 14 | 0 | 40.039 | 33.9811 | 53.6288 | 51.878 | 6.312 | 56.2577 | 1.8274 | 18.36 | 43.5537 | 193.8641 | 49.9457 | 0 | 0 | 0 | 0
2152 | 90 | 31 | 3 | Monday | 15 | 0 | 39.284 | 33.9417 | 54.5526 | 51.878 | 6.312 | 12.8354 | 1.7551 | 18.36 | 33.7939 | 194.6763 | 6.5234 | 0 | 0 | 0 | 0
2153 | 90 | 31 | 3 | Monday | 16 | 0 | 38.656 | 33.9296 | 54.8623 | 50.7246 | 25.246 | 0 | 1.7373 | 22.68 | 21.2227 | 198.1227 | 0 | 0 | 0 | 0 | 0
2154 | 90 | 31 | 3 | Monday | 17 | 0 | 29.65 | 33.9696 | 49.1914 | 43.0931 | 31.558 | 0 | 1.5414 | 28.8 | 8.6626 | 187.7969 | 0 | 0 | 0 | 0 | 0
2155 | 90 | 31 | 3 | Monday | 18 | 0 | 16.201 | 33.8765 | 61.62 | 51.7393 | 44.181 | 0 | 0.8795 | 30.96 | 2.2575 | 196.8599 | 0 | 0 | 0 | 0 | 0
2156 | 90 | 31 | 3 | Monday | 19 | 0 | 10.974 | 33.8091 | 70.7204 | 57.1787 | 44.181 | 0 | 0.5881 | 25.2 | 0.4416 | 199.3653 | 0 | 0 | 0 | 0 | 0
2157 | 90 | 31 | 3 | Monday | 20 | 0 | 10.35 | 33.8034 | 75.2516 | 60.483 | 31.558 | 0 | 0.6088 | 25.2 | 0 | 206.5404 | 0 | 0 | 0 | 0 | 0
2158 | 90 | 31 | 3 | Monday | 21 | 0 | 6.783 | 33.7354 | 69.495 | 55.4564 | 18.935 | 0 | 0.5722 | 25.2 | 0 | 191.7946 | 0 | 0 | 0 | 0 | 0
2159 | 90 | 31 | 3 | Monday | 22 | 0 | 1.051 | 33.7182 | 49.7368 | 40.0199 | 12.623 | 0 | 0.4146 | 16.2 | 0 | 141.2264 | 0 | 0 | 0 | 0 | 0
2160 | 90 | 31 | 3 | Monday | 23 | 0.777 | 0.01 | 33.784 | 26.9226 | 24.6242 | 12.623 | 0 | 0.0762 | 16.2 | 0 | 101.6176 | 0 | 0 | 0 | 0.7775 | 0
2161 | 91 | 1 | 4 | Tuesday | 0 | 1.147 | 0 | 33.8743 | 17.5343 | 18.3373 | 6.064 | 0 | 0.0167 | 14.4 | 0 | 84.1627 | 0 | 0 | 0 | 1.1475 | 0
2162 | 91 | 1 | 4 | Tuesday | 1 | 1.277 | 0 | 33.9244 | 14.6472 | 16.4006 | 6.064 | 0 | 0.0185 | 11.88 | 0 | 76.8707 | 0 | 0 | 0 | 1.2774 | 0
2163 | 91 | 1 | 4 | Tuesday | 2 | 1.583 | 0 | 33.9584 | 11.7686 | 14.464 | 6.064 | 0 | 0.0225 | 11.88 | 0 | 72.0936 | 0 | 0 | 0 | 1.5834 | 0
2164 | 91 | 1 | 4 | Tuesday | 3 | 2.623 | 0 | 33.9754 | 11.7686 | 14.464 | 6.064 | 0 | 0.0364 | 11.88 | 0 | 72.1245 | 0 | 0 | 0 | 2.6234 | 0
2165 | 91 | 1 | 4 | Tuesday | 4 | 3.183 | 0 | 33.9523 | 13.0128 | 14.464 | 6.064 | 0 | 0.0438 | 11.88 | 0 | 73.3529 | 0 | 0 | 0 | 3.1831 | 0
2166 | 91 | 1 | 4 | Tuesday | 5 | 2.903 | 0 | 33.9301 | 22.6634 | 20.5805 | 6.064 | 0 | 0.0401 | 11.88 | 0 | 89.0941 | 0 | 0 | 0 | 2.9028 | 0
2167 | 91 | 1 | 4 | Tuesday | 6 | 2.036 | 0 | 33.8644 | 44.2813 | 35.484 | 30.32 | 0 | 0.0368 | 15.12 | 0 | 128.7865 | 0 | 0 | 0 | 2.0357 | 0
2168 | 91 | 1 | 4 | Tuesday | 7 | 1.481 | 0 | 33.8541 | 61.0361 | 46.6998 | 42.448 | 0 | 0.0532 | 15.12 | 0.4698 | 156.7633 | 0 | 0 | 0 | 2.1255 | 0
2169 | 91 | 1 | 4 | Tuesday | 8 | 0.914 | 0 | 33.8495 | 63.6278 | 52.1343 | 48.512 | 0 | 0.1292 | 18.72 | 5.172 | 168.4608 | 0 | 0 | 0 | 5.7779 | 0
2170 | 91 | 1 | 4 | Tuesday | 9 | 0.581 | 0 | 33.8839 | 59.374 | 52.8606 | 30.32 | 0 | 0.1174 | 18.72 | 13.4231 | 164.9559 | 0 | 0 | 0 | 5.8896 | 0
2171 | 91 | 1 | 4 | Tuesday | 10 | 0.499 | 0 | 33.9147 | 55.2741 | 51.878 | 12.128 | 5.4516 | 0.0676 | 14.4 | 23.6187 | 155.5345 | 0 | 0 | 0 | 3.0573 | 0
2172 | 91 | 1 | 4 | Tuesday | 11 | 0.416 | 3.195 | 33.9086 | 54.0252 | 51.878 | 12.128 | 29.8717 | 0.2642 | 18.36 | 31.7935 | 161.8914 | 17.7437 | 0 | 0 | 2.7803 | 0
2173 | 91 | 1 | 4 | Tuesday | 12 | 0.38 | 8.43 | 34.0128 | 51.6057 | 51.1854 | 18.192 | 40.2262 | 0.5618 | 18.36 | 36.2877 | 164.8427 | 22.0342 | 0 | 0 | 3.0075 | 0
2174 | 91 | 1 | 4 | Tuesday | 13 | 0.323 | 9.374 | 33.8253 | 52.2766 | 51.878 | 18.192 | 35.602 | 0.5841 | 18.36 | 36.4725 | 167.0625 | 17.41 | 0 | 0 | 2.0787 | 0
2175 | 91 | 1 | 4 | Tuesday | 14 | 0.24 | 7.918 | 33.794 | 52.6628 | 51.878 | 6.064 | 16.5065 | 0.4469 | 18.36 | 31.7983 | 165.7053 | 10.4425 | 0 | 0 | 0.6229 | 0
2176 | 91 | 1 | 4 | Tuesday | 15 | 0.233 | 6.93 | 33.739 | 53.95 | 51.878 | 6.064 | 0.4061 | 0.3692 | 18.36 | 25.5812 | 165.7905 | 0 | 0 | 0 | 0.6091 | 0
2177 | 91 | 1 | 4 | Tuesday | 16 | 0.206 | 6.499 | 33.7241 | 54.7058 | 50.7246 | 24.256 | 0 | 0.3853 | 22.68 | 20.4844 | 169.2488 | 0 | 0 | 0 | 2.4582 | 0
2178 | 91 | 1 | 4 | Tuesday | 17 | 0.577 | 6.784 | 33.7446 | 47.3909 | 43.0931 | 30.32 | 0 | 0.4491 | 28.8 | 15.6171 | 160.8147 | 0 | 0 | 0 | 4.9903 | 0
2179 | 91 | 1 | 4 | Tuesday | 18 | 0.826 | 8.57 | 33.8178 | 48.1697 | 51.7393 | 42.448 | 0 | 0.6388 | 30.96 | 8.6726 | 174.5945 | 0 | 0 | 0 | 9.7894 | 0
2180 | 91 | 1 | 4 | Tuesday | 19 | 0.964 | 8.489 | 33.8654 | 64.4568 | 57.1787 | 42.448 | 0 | 0.692 | 25.2 | 3.3351 | 190.5741 | 0 | 0 | 0 | 12.9342 | 0
2181 | 91 | 1 | 4 | Tuesday | 20 | 1.005 | 8.193 | 33.8327 | 75.1846 | 60.483 | 30.32 | 0 | 0.6377 | 25.2 | 0.6187 | 204.1984 | 0 | 0 | 0 | 11.2645 | 0
2182 | 91 | 1 | 4 | Tuesday | 21 | 1.452 | 5.168 | 33.8352 | 69.495 | 55.4564 | 18.192 | 0 | 0.4199 | 25.2 | 0 | 189.996 | 0 | 0 | 0 | 8.2539 | 0
2183 | 91 | 1 | 4 | Tuesday | 22 | 1.79 | 0.75 | 33.8681 | 49.7368 | 40.0199 | 12.128 | 0 | 0.1615 | 16.2 | 0 | 140.7971 | 0 | 0 | 0 | 6.5853 | 0
2184 | 91 | 1 | 4 | Tuesday | 23 | 3.802 | 0.008 | 33.8896 | 26.9226 | 24.6242 | 12.128 | 0 | 0.1651 | 16.2 | 0 | 101.8098 | 0 | 0 | 0 | 8.8005 | 0
2185 | 92 | 2 | 4 | Wednesday | 0 | 7.144 | 0 | 33.849 | 17.5343 | 18.3373 | 6.064 | 0 | 0.181 | 14.4 | 0 | 84.3016 | 0 | 0 | 0 | 9.7181 | 0
2186 | 92 | 2 | 4 | Wednesday | 1 | 9.836 | 0 | 33.8502 | 14.6472 | 16.4006 | 6.064 | 0 | 0.2328 | 11.88 | 0 | 77.0108 | 0 | 0 | 0 | 12.461 | 0
2187 | 92 | 2 | 4 | Wednesday | 2 | 11.375 | 0 | 33.9673 | 11.7686 | 14.464 | 6.064 | 0 | 0.2629 | 11.88 | 0 | 72.3429 | 0 | 0 | 0 | 14.0494 | 0
2188 | 92 | 2 | 4 | Wednesday | 3 | 12.826 | 0 | 34.1152 | 11.7686 | 14.464 | 6.064 | 0 | 0.2916 | 11.88 | 0 | 72.5195 | 0 | 0 | 0 | 15.5493 | 0
2189 | 92 | 2 | 4 | Wednesday | 4 | 15.116 | 0 | 34.3674 | 13.0128 | 14.464 | 6.064 | 0 | 0.3363 | 11.88 | 0 | 74.0605 | 0 | 0 | 0 | 17.887 | 0
2190 | 92 | 2 | 4 | Wednesday | 5 | 14.351 | 0 | 34.3788 | 22.6634 | 20.5805 | 6.064 | 0 | 0.3225 | 11.88 | 0 | 89.8252 | 0 | 0 | 0 | 17.1703 | 0
2191 | 92 | 2 | 4 | Wednesday | 6 | 10.18 | 0 | 34.0325 | 44.2813 | 35.484 | 30.32 | 0 | 0.4733 | 15.12 | 0 | 129.3911 | 0 | 0 | 0 | 24.9482 | 0
2192 | 92 | 2 | 4 | Wednesday | 7 | 8.234 | 0 | 33.8099 | 60.8316 | 46.6998 | 42.448 | 0 | 0.5859 | 15.12 | 0.5879 | 157.0473 | 0 | 0 | 0 | 30.673 | 0
2193 | 92 | 2 | 4 | Wednesday | 8 | 6.678 | 0 | 33.8126 | 60.7998 | 52.1343 | 48.512 | 0 | 0.6635 | 18.72 | 6.33 | 166.1303 | 0 | 0 | 0 | 34.6457 | 0
2194 | 92 | 2 | 4 | Wednesday | 9 | 5.514 | 0 | 33.8459 | 57.3072 | 52.8606 | 30.32 | 7.0719 | 0.4647 | 18.72 | 16.2661 | 163.1983 | 0 | 0 | 0 | 24.0691 | 0
2195 | 92 | 2 | 4 | Wednesday | 10 | 4.139 | 0 | 33.8691 | 54.1735 | 51.878 | 12.128 | 45.7788 | 0.281 | 14.4 | 27.8147 | 154.6016 | 33.6508 | 0 | 0 | 11.1636 | 0
2196 | 92 | 2 | 4 | Wednesday | 11 | 2.828 | 2.638 | 33.8839 | 53.2869 | 51.878 | 12.128 | 94.3285 | 0.4375 | 18.36 | 41.1238 | 160.6992 | 82.2005 | 0 | 0 | 8.1908 | 0
2197 | 92 | 2 | 4 | Wednesday | 12 | 1.828 | 7.085 | 33.9649 | 51.5471 | 51.1854 | 18.192 | 118.1516 | 0.6704 | 18.36 | 49.3713 | 163.3903 | 99.9596 | 0 | 0 | 6.0291 | 0
2198 | 92 | 2 | 4 | Wednesday | 13 | 1.386 | 9.124 | 33.8287 | 52.4854 | 51.878 | 18.192 | 107.1996 | 0.6808 | 18.36 | 50.4103 | 167.1009 | 89.0076 | 0 | 0 | 2.0287 | 0
2199 | 92 | 2 | 4 | Wednesday | 14 | 1.113 | 7.662 | 33.756 | 52.4414 | 51.878 | 6.064 | 90.5528 | 0.5541 | 18.36 | 49.6955 | 165.2762 | 84.4888 | 0 | 0 | 1.1128 | 0
2200 | 92 | 2 | 4 | Wednesday | 15 | 0.854 | 6.827 | 33.7395 | 54.1457 | 51.878 | 6.064 | 64.3606 | 0.4654 | 18.36 | 45.8833 | 165.9722 | 58.2966 | 0 | 0 | 0.8538 | 0
2201 | 92 | 2 | 4 | Wednesday | 16 | 0.554 | 6.964 | 33.7288 | 58.2589 | 50.7246 | 24.256 | 22.0202 | 0.407 | 22.68 | 35.9929 | 173.3312 | 0 | 0 | 0 | 0.5536 | 0
2202 | 92 | 2 | 4 | Wednesday | 17 | 0.927 | 7.053 | 33.727 | 47.6455 | 43.0931 | 30.32 | 0 | 0.3844 | 28.8 | 22.6282 | 161.278 | 0 | 0 | 0 | 0.9273 | 0
2203 | 92 | 2 | 4 | Wednesday | 18 | 1.219 | 8.367 | 33.765 | 45.5948 | 51.7393 | 42.448 | 0 | 0.4655 | 30.96 | 9.548 | 171.5733 | 0 | 0 | 0 | 1.219 | 0
2204 | 92 | 2 | 4 | Wednesday | 19 | 1.004 | 8.656 | 33.8405 | 57.4203 | 57.1787 | 42.448 | 0 | 0.4778 | 25.2 | 2.8787 | 183.4785 | 0 | 0 | 0 | 1.0041 | 0
2205 | 92 | 2 | 4 | Wednesday | 20 | 1.143 | 8.704 | 33.8724 | 74.6457 | 60.483 | 30.32 | 0 | 0.4742 | 25.2 | 0.5715 | 204.0888 | 0 | 0 | 0 | 1.1425 | 0
2206 | 92 | 2 | 4 | Wednesday | 21 | 1.811 | 5.437 | 33.7419 | 69.495 | 55.4564 | 18.192 | 0 | 0.3081 | 25.2 | 0 | 190.0811 | 0 | 0 | 0 | 1.8168 | 0
2207 | 92 | 2 | 4 | Wednesday | 22 | 2.406 | 0.811 | 33.731 | 49.7368 | 40.0199 | 12.128 | 0 | 0.0924 | 16.2 | 0 | 140.6567 | 0 | 0 | 0 | 2.6268 | 0
2208 | 92 | 2 | 4 | Wednesday | 23 | 3.605 | 0.004 | 33.8105 | 26.9226 | 24.6242 | 12.128 | 0 | 0.0794 | 16.2 | 0 | 101.6414 | 0 | 0 | 0 | 4.1422 | 0
2209 | 93 | 3 | 4 | Thursday | 0 | 4.836 | 0 | 33.8424 | 17.5343 | 18.3373 | 6.064 | 0 | 0.0976 | 14.4 | 0 | 84.2116 | 0 | 0 | 0 | 5.222 | 0
2210 | 93 | 3 | 4 | Thursday | 1 | 5.909 | 0 | 33.8368 | 14.6472 | 16.4006 | 6.064 | 0 | 0.119 | 11.88 | 0 | 76.8837 | 0 | 0 | 0 | 6.3738 | 0
2211 | 93 | 3 | 4 | Thursday | 2 | 6.324 | 0 | 33.8778 | 11.7686 | 14.464 | 6.064 | 0 | 0.1281 | 11.88 | 0 | 72.1186 | 0 | 0 | 0 | 6.8666 | 0
2212 | 93 | 3 | 4 | Thursday | 3 | 7.911 | 0 | 33.892 | 11.7686 | 14.464 | 6.064 | 0 | 0.1593 | 11.88 | 0 | 72.1639 | 0 | 0 | 0 | 8.5304 | 0
2213 | 93 | 3 | 4 | Thursday | 4 | 7.769 | 0 | 33.9639 | 13.0128 | 14.464 | 6.064 | 0 | 0.158 | 11.88 | 0 | 73.4787 | 0 | 0 | 0 | 8.4636 | 0
2214 | 93 | 3 | 4 | Thursday | 5 | 7.473 | 0 | 33.9567 | 22.6634 | 20.5805 | 6.064 | 0 | 0.1539 | 11.88 | 0 | 89.2345 | 0 | 0 | 0 | 8.2424 | 0
2215 | 93 | 3 | 4 | Thursday | 6 | 6.471 | 0 | 33.8332 | 44.2813 | 35.484 | 30.32 | 0 | 0.2194 | 15.12 | 0 | 128.9379 | 0 | 0 | 0 | 11.3606 | 0
2216 | 93 | 3 | 4 | Thursday | 7 | 6.015 | 0 | 33.8152 | 60.5479 | 46.6998 | 42.448 | 0 | 0.3055 | 15.12 | 0.5652 | 156.4884 | 0 | 0 | 0 | 15.597 | 0
2217 | 93 | 3 | 4 | Thursday | 8 | 4.759 | 0 | 33.8266 | 59.2518 | 52.1343 | 48.512 | 0 | 0.379 | 18.72 | 5.1885 | 164.3117 | 0 | 0 | 0 | 19.3107 | 0
2218 | 93 | 3 | 4 | Thursday | 9 | 3.458 | 0 | 33.8389 | 57.6536 | 52.8606 | 30.32 | 0 | 0.2735 | 18.72 | 12.1333 | 163.3465 | 0 | 0 | 0 | 14.359 | 0
2219 | 93 | 3 | 4 | Thursday | 10 | 2.675 | 0 | 33.9007 | 55.328 | 51.878 | 12.128 | 1.1729 | 0.1407 | 14.4 | 17.8371 | 155.6474 | 0 | 0 | 0 | 7.4007 | 0
2220 | 93 | 3 | 4 | Thursday | 11 | 1.927 | 3.006 | 33.8891 | 54.3948 | 51.878 | 12.128 | 15.9044 | 0.3038 | 18.36 | 23.0962 | 162.0764 | 3.7764 | 0 | 0 | 6.6693 | 0
2221 | 93 | 3 | 4 | Thursday | 12 | 1.502 | 8.329 | 33.9805 | 52.1439 | 51.1854 | 18.192 | 38.3059 | 0.6441 | 18.36 | 29.5374 | 165.3218 | 20.1139 | 0 | 0 | 7.9585 | 0
2222 | 93 | 3 | 4 | Thursday | 13 | 1.145 | 9.261 | 33.8057 | 52.7837 | 51.878 | 18.192 | 48.9223 | 0.6765 | 18.36 | 33.3095 | 167.5194 | 30.7303 | 0 | 0 | 6.3068 | 0
2223 | 93 | 3 | 4 | Thursday | 14 | 0.951 | 7.654 | 33.7647 | 52.9134 | 51.878 | 6.064 | 22.1101 | 0.4727 | 18.36 | 27.0382 | 165.6666 | 16.0461 | 0 | 0 | 2.3091 | 0
2224 | 93 | 3 | 4 | Thursday | 15 | 0.586 | 6.761 | 33.7628 | 54.14 | 51.878 | 6.064 | 0.3764 | 0.3839 | 18.36 | 18.4906 | 165.837 | 0 | 0 | 0 | 1.898 | 0
2225 | 93 | 3 | 4 | Thursday | 16 | 0.408 | 6.637 | 33.7521 | 55.4338 | 50.7246 | 24.256 | 0 | 0.4624 | 22.68 | 14.7891 | 170.2303 | 0 | 0 | 0 | 6.2916 | 0
2226 | 93 | 3 | 4 | Thursday | 17 | 0.785 | 6.997 | 33.7375 | 47.6018 | 43.0931 | 30.32 | 0 | 0.5426 | 28.8 | 11.5288 | 161.3419 | 0 | 0 | 0 | 9.4952 | 0
2227 | 93 | 3 | 4 | Thursday | 18 | 0.778 | 9.009 | 33.8007 | 47.293 | 51.7393 | 42.448 | 0 | 0.7633 | 30.96 | 7.5391 | 174.3001 | 0 | 0 | 0 | 15.3338 | 0
2228 | 93 | 3 | 4 | Thursday | 19 | 0.69 | 9.318 | 33.88 | 61.7691 | 57.1787 | 42.448 | 0 | 0.8245 | 25.2 | 3.3127 | 188.9299 | 0 | 0 | 0 | 17.7957 | 0
2229 | 93 | 3 | 4 | Thursday | 20 | 0.63 | 9.23 | 33.8816 | 74.7922 | 60.483 | 30.32 | 0 | 0.7479 | 25.2 | 0.5691 | 205.0874 | 0 | 0 | 0 | 14.2986 | 0
2230 | 93 | 3 | 4 | Thursday | 21 | 1.121 | 5.818 | 33.7757 | 69.495 | 55.4564 | 18.192 | 0 | 0.483 | 25.2 | 0 | 190.7019 | 0 | 0 | 0 | 9.8696 | 0
2231 | 93 | 3 | 4 | Thursday | 22 | 1.307 | 0.995 | 33.7188 | 49.7368 | 40.0199 | 12.128 | 0 | 0.1881 | 16.2 | 0 | 140.9395 | 0 | 0 | 0 | 7.3606 | 0
2232 | 93 | 3 | 4 | Thursday | 23 | 1.785 | 0.006 | 33.8222 | 26.9226 | 24.6242 | 12.128 | 0 | 0.1499 | 16.2 | 0 | 101.7253 | 0 | 0 | 0 | 8.0113 | 0
2233 | 94 | 4 | 4 | Friday | 0 | 1.999 | 0 | 33.9304 | 17.5343 | 18.3373 | 6.064 | 0 | 0.0962 | 14.4 | 0 | 84.2982 | 0 | 0 | 0 | 5.1756 | 0
2234 | 94 | 4 | 4 | Friday | 1 | 2.025 | 0 | 33.959 | 14.6472 | 16.4006 | 6.064 | 0 | 0.0975 | 11.88 | 0 | 76.9843 | 0 | 0 | 0 | 5.2444 | 0
2235 | 94 | 4 | 4 | Friday | 2 | 2.214 | 0 | 33.9794 | 11.7686 | 14.464 | 6.064 | 0 | 0.1017 | 11.88 | 0 | 72.1937 | 0 | 0 | 0 | 5.4757 | 0
2236 | 94 | 4 | 4 | Friday | 3 | 3.698 | 0 | 33.9782 | 11.7686 | 14.464 | 6.064 | 0 | 0.13 | 11.88 | 0 | 72.2209 | 0 | 0 | 0 | 7.0005 | 0
2237 | 94 | 4 | 4 | Friday | 4 | 5.661 | 0 | 33.9314 | 13.0128 | 14.464 | 6.064 | 0 | 0.1675 | 11.88 | 0 | 73.4556 | 0 | 0 | 0 | 9.0045 | 0
2238 | 94 | 4 | 4 | Friday | 5 | 5.997 | 0 | 33.8581 | 22.6634 | 20.5805 | 6.064 | 0 | 0.1745 | 11.88 | 0 | 89.1565 | 0 | 0 | 0 | 9.3813 | 0
2239 | 94 | 4 | 4 | Friday | 6 | 4.832 | 0 | 33.7946 | 44.2813 | 35.484 | 30.32 | 0 | 0.4204 | 15.12 | 0 | 129.1003 | 0 | 0 | 0 | 22.3213 | 0
2240 | 94 | 4 | 4 | Friday | 7 | 4.019 | 0 | 33.7768 | 61.02 | 46.6998 | 42.448 | 0 | 0.5691 | 15.12 | 0.4795 | 157.1857 | 0 | 0 | 0 | 29.9999 | 0
2241 | 94 | 4 | 4 | Friday | 8 | 2.936 | 0 | 33.778 | 63.3421 | 52.1343 | 48.512 | 0 | 0.6579 | 18.72 | 5.4653 | 168.6324 | 0 | 0 | 0 | 34.5991 | 0
2242 | 94 | 4 | 4 | Friday | 9 | 2.35 | 0 | 33.8072 | 58.0779 | 52.8606 | 30.32 | 16.3718 | 0.454 | 18.72 | 15.8534 | 163.9196 | 0 | 0 | 0 | 22.829 | 0
2243 | 94 | 4 | 4 | Friday | 10 | 1.75 | 0 | 33.865 | 54.6907 | 51.878 | 12.128 | 60.4517 | 0.2665 | 14.4 | 28.4964 | 155.1002 | 48.3237 | 0 | 0 | 9.1546 | 0
2244 | 94 | 4 | 4 | Friday | 11 | 1.277 | 3.418 | 33.8782 | 53.9279 | 51.878 | 12.128 | 90.1043 | 0.4454 | 18.36 | 38.4225 | 162.1857 | 77.9763 | 0 | 0 | 6.8411 | 0
2245 | 94 | 4 | 4 | Friday | 12 | 0.834 | 9.938 | 33.9602 | 51.769 | 51.1854 | 18.192 | 97.8931 | 0.7851 | 18.36 | 43.4048 | 166.8076 | 79.7011 | 0 | 0 | 5.8674 | 0
2246 | 94 | 4 | 4 | Friday | 13 | 0.306 | 10.179 | 33.8971 | 52.3823 | 51.878 | 18.192 | 93.6246 | 0.7199 | 18.36 | 45.3371 | 168.2465 | 75.4326 | 0 | 0 | 2.1346 | 0
2247 | 94 | 4 | 4 | Friday | 14 | 0 | 8.594 | 33.7693 | 52.4226 | 51.878 | 6.064 | 59.0976 | 0.6093 | 18.36 | 39.667 | 166.3338 | 53.0336 | 0 | 0 | 0 | 0
2248 | 94 | 4 | 4 | Friday | 15 | 0 | 7.775 | 33.7522 | 53.0974 | 51.878 | 6.064 | 17.6824 | 0.4456 | 18.36 | 30.98 | 165.9413 | 11.6184 | 0 | 0 | 0 | 0
2249 | 94 | 4 | 4 | Friday | 16 | 0 | 7.097 | 33.7428 | 54.5411 | 50.7246 | 24.256 | 0 | 0.4029 | 22.68 | 19.8936 | 169.7671 | 0 | 0 | 0 | 0 | 0
2250 | 94 | 4 | 4 | Friday | 17 | 0.06 | 7.279 | 33.7352 | 48.9733 | 43.0931 | 30.32 | 0 | 0.7589 | 28.8 | 10.2701 | 163.2332 | 0 | 0 | 0 | 0.0787 | 0
2251 | 94 | 4 | 4 | Friday | 18 | 0.679 | 9.413 | 33.8279 | 54.4562 | 51.7393 | 42.448 | 0 | 0.5588 | 30.96 | 5.2879 | 181.722 | 0 | 0 | 0 | 2.9605 | 0
2252 | 94 | 4 | 4 | Friday | 19 | 0.732 | 9.309 | 33.8796 | 67.4965 | 57.1787 | 42.448 | 0 | 0.6192 | 25.2 | 2.485 | 194.4422 | 0 | 0 | 0 | 6.5722 | 0
2253 | 94 | 4 | 4 | Friday | 20 | 0.714 | 9.115 | 33.879 | 75.2379 | 60.483 | 30.32 | 0 | 0.6069 | 25.2 | 0.5255 | 205.2651 | 0 | 0 | 0 | 6.9037 | 0
2254 | 94 | 4 | 4 | Friday | 21 | 0.812 | 5.725 | 33.7417 | 69.495 | 55.4564 | 18.192 | 0 | 0.3946 | 25.2 | 0 | 190.4795 | 0 | 0 | 0 | 5.2893 | 0
2255 | 94 | 4 | 4 | Friday | 22 | 1.074 | 0.965 | 33.7182 | 49.7368 | 40.0199 | 12.128 | 0 | 0.1319 | 16.2 | 0 | 140.8506 | 0 | 0 | 0 | 4.3671 | 0
2256 | 94 | 4 | 4 | Friday | 23 | 1.65 | 0.008 | 33.8779 | 26.9226 | 24.6242 | 12.128 | 0 | 0.0983 | 16.2 | 0 | 101.7315 | 0 | 0 | 0 | 5.1836 | 0
2257 | 95 | 5 | 4 | Saturday | 0 | 1.911 | 0 | 33.9257 | 18.3332 | 19.1419 | 6.064 | 0 | 0.0704 | 15.84 | 0 | 87.3113 | 0 | 0 | 0 | 3.7666 | 0
2258 | 95 | 5 | 4 | Saturday | 1 | 3.49 | 0 | 33.9204 | 17.5283 | 18.3373 | 6.064 | 0 | 0.1007 | 12.6 | 0 | 82.4867 | 0 | 0 | 0 | 5.4055 | 0
2259 | 95 | 5 | 4 | Saturday | 2 | 4.241 | 0 | 33.9331 | 11.771 | 14.464 | 6.064 | 0 | 0.1158 | 12.6 | 0 | 72.884 | 0 | 0 | 0 | 6.2153 | 0
2260 | 95 | 5 | 4 | Saturday | 3 | 6.375 | 0 | 33.8849 | 11.771 | 14.464 | 6.064 | 0 | 0.1566 | 12.6 | 0 | 72.8765 | 0 | 0 | 0 | 8.4078 | 0
2261 | 95 | 5 | 4 | Saturday | 4 | 7.156 | 0 | 33.8639 | 11.771 | 14.464 | 6.064 | 0 | 0.1723 | 12.6 | 0 | 72.8712 | 0 | 0 | 0 | 9.2455 | 0
2262 | 95 | 5 | 4 | Saturday | 5 | 8.05 | 0 | 33.9054 | 13.0152 | 14.464 | 6.064 | 0 | 0.1902 | 12.6 | 0 | 74.1748 | 0 | 0 | 0 | 10.1968 | 0
2263 | 95 | 5 | 4 | Saturday | 6 | 8.071 | 0 | 33.8708 | 30.2702 | 24.9086 | 30.32 | 0 | 0.3723 | 14.4 | 0 | 103.822 | 0 | 0 | 0 | 19.5963 | 0
2264 | 95 | 5 | 4 | Saturday | 7 | 7.134 | 0 | 33.8748 | 33.0371 | 26.405 | 42.448 | 0 | 0.4862 | 11.52 | 0.4096 | 105.3231 | 0 | 0 | 0 | 25.3522 | 0
2265 | 95 | 5 | 4 | Saturday | 8 | 5.86 | 0 | 33.8248 | 41.7074 | 37.4339 | 48.512 | 0 | 0.5658 | 16.2 | 4.0835 | 129.7319 | 0 | 0 | 0 | 29.4224 | 0
2266 | 95 | 5 | 4 | Saturday | 9 | 5.024 | 0 | 33.8178 | 35.1264 | 37.9057 | 30.32 | 0 | 0.3986 | 16.2 | 10.9762 | 123.4484 | 0 | 0 | 0 | 21.1264 | 0
2267 | 95 | 5 | 4 | Saturday | 10 | 4.786 | 0 | 33.8798 | 31.3374 | 37.2508 | 12.128 | 10.6459 | 0.23 | 15.12 | 19.4519 | 117.818 | 0 | 0 | 0 | 11.4177 | 0
2268 | 95 | 5 | 4 | Saturday | 11 | 3.901 | 2.915 | 33.868 | 28.9569 | 35.3135 | 12.128 | 22.2641 | 0.3746 | 21.6 | 23.639 | 123.2656 | 10.1361 | 0 | 0 | 10.2163 | 0
2269 | 95 | 5 | 4 | Saturday | 12 | 3.489 | 3.016 | 33.8471 | 26.1261 | 34.2247 | 18.192 | 11.6745 | 0.4077 | 23.4 | 21.5345 | 121.2678 | 0 | 0 | 0 | 12.6014 | 0
2270 | 95 | 5 | 4 | Saturday | 13 | 3.166 | 3.065 | 33.9384 | 25.9396 | 33.0722 | 18.192 | 10.8229 | 0.4027 | 23.4 | 21.2434 | 120.0671 | 0 | 0 | 0 | 12.2766 | 0
2271 | 95 | 5 | 4 | Saturday | 14 | 2.966 | 3.131 | 33.9332 | 24.6772 | 33.0722 | 6.064 | 21.0782 | 0.3019 | 23.4 | 23.4709 | 118.7709 | 15.0142 | 0 | 0 | 5.8854 | 0
2272 | 95 | 5 | 4 | Saturday | 15 | 2.951 | 3.164 | 33.9087 | 25.1478 | 33.0722 | 6.064 | 26.383 | 0.3068 | 23.4 | 24.9254 | 119.2575 | 20.319 | 0 | 0 | 5.604 | 0
2273 | 95 | 5 | 4 | Saturday | 16 | 3.079 | 3.193 | 33.8812 | 25.8929 | 33.0722 | 24.256 | 25.3661 | 0.4437 | 23.4 | 24.4757 | 120.143 | 1.1101 | 0 | 0 | 12.7773 | 0
2274 | 95 | 5 | 4 | Saturday | 17 | 3.672 | 2.834 | 33.9338 | 24.3318 | 32.9581 | 30.32 | 5.1872 | 0.4536 | 27 | 17.4601 | 121.7422 | 0 | 0 | 0 | 15.9082 | 0
2275 | 95 | 5 | 4 | Saturday | 18 | 3.058 | 7.436 | 33.9196 | 39.5066 | 46.5147 | 42.448 | 0 | 0.8081 | 28.8 | 8.7732 | 157.5909 | 0 | 0 | 0 | 22.1087 | 0
2276 | 95 | 5 | 4 | Saturday | 19 | 3.065 | 9.223 | 33.9051 | 54.9281 | 50.3878 | 42.448 | 0 | 0.9397 | 28.8 | 3.4871 | 178.935 | 0 | 0 | 0 | 24.2992 | 0
2277 | 95 | 5 | 4 | Saturday | 20 | 3.684 | 7.43 | 33.8601 | 61.1893 | 50.3878 | 30.32 | 0 | 0.7603 | 27 | 0.7253 | 181.2328 | 0 | 0 | 0 | 20.0924 | 0
2278 | 95 | 5 | 4 | Saturday | 21 | 3.878 | 6.318 | 33.8172 | 61.3343 | 50.3878 | 18.192 | 0 | 0.5891 | 27 | 0 | 179.9615 | 0 | 0 | 0 | 14.1918 | 0
2279 | 95 | 5 | 4 | Saturday | 22 | 4.084 | 1.809 | 33.7657 | 49.2003 | 40.077 | 12.128 | 0 | 0.2995 | 19.8 | 0 | 145.0989 | 0 | 0 | 0 | 11.1486 | 0
2280 | 95 | 5 | 4 | Saturday | 23 | 5.456 | 0.029 | 33.8348 | 28.1779 | 24.6242 | 12.128 | 0 | 0.2887 | 19.8 | 0 | 106.7572 | 0 | 0 | 0 | 12.6683 | 0
2281 | 96 | 6 | 4 | Sunday | 0 | 7.942 | 0 | 33.8237 | 24.1043 | 23.0149 | 6.064 | 0 | 0.216 | 19.8 | 0 | 100.9589 | 0 | 0 | 0 | 11.6018 | 0
2282 | 96 | 6 | 4 | Sunday | 1 | 8.293 | 0 | 33.8391 | 23.3102 | 22.2101 | 6.064 | 0 | 0.2233 | 19.8 | 0 | 99.3828 | 0 | 0 | 0 | 11.9898 | 0
2283 | 96 | 6 | 4 | Sunday | 2 | 9.684 | 0 | 33.8457 | 17.5379 | 18.3373 | 6.064 | 0 | 0.2504 | 15.48 | 0 | 85.4512 | 0 | 0 | 0 | 13.4168 | 0
2284 | 96 | 6 | 4 | Sunday | 3 | 11.086 | 0 | 33.9463 | 17.5379 | 18.3373 | 6.064 | 0 | 0.2777 | 15.48 | 0 | 85.5792 | 0 | 0 | 0 | 14.8541 | 0
2285 | 96 | 6 | 4 | Sunday | 4 | 10.986 | 0 | 33.9909 | 17.5379 | 18.3373 | 6.064 | 0 | 0.2764 | 15.48 | 0 | 85.6225 | 0 | 0 | 0 | 14.7883 | 0
2286 | 96 | 6 | 4 | Sunday | 5 | 10.228 | 0 | 33.9682 | 18.7817 | 18.3373 | 6.064 | 0 | 0.2626 | 15.48 | 0 | 86.8298 | 0 | 0 | 0 | 14.0652 | 0
2287 | 96 | 6 | 4 | Sunday | 6 | 9.519 | 0 | 33.8269 | 26.931 | 24.6242 | 30.32 | 0 | 0.5509 | 18.72 | 0 | 104.653 | 0 | 0 | 0 | 29.1919 | 0
2288 | 96 | 6 | 4 | Sunday | 7 | 8.395 | 0 | 33.7969 | 34.0452 | 29.9942 | 42.448 | 0 | 0.6726 | 18.72 | 0.5384 | 117.2289 | 0 | 0 | 0 | 37.2396 | 0
2289 | 96 | 6 | 4 | Sunday | 8 | 7.712 | 0 | 33.8007 | 31.0227 | 33.2132 | 48.512 | 0.219 | 0.6778 | 23.4 | 6.7745 | 122.1144 | 0 | 0 | 0 | 42.4319 | 0
2290 | 96 | 6 | 4 | Sunday | 9 | 7.143 | 0 | 33.8128 | 22.235 | 29.3396 | 30.32 | 28.0473 | 0.5885 | 23.4 | 18.8816 | 109.3759 | 0 | 0 | 0 | 28.9487 | 0
2291 | 96 | 6 | 4 | Sunday | 10 | 6.105 | 0 | 33.7984 | 22.0592 | 32.5586 | 12.128 | 60.1514 | 0.3536 | 19.08 | 28.5161 | 107.8498 | 48.0234 | 0 | 0 | 13.8466 | 0
2292 | 96 | 6 | 4 | Sunday | 11 | 5.319 | 0 | 33.7884 | 20.9531 | 32.5586 | 12.128 | 85.2991 | 0.3465 | 21.6 | 37.0889 | 109.2466 | 73.1711 | 0 | 0 | 11.315 | 0
2293 | 96 | 6 | 4 | Sunday | 12 | 3.603 | 0 | 33.7633 | 20.2562 | 33.0367 | 18.192 | 101.3985 | 0.3353 | 19.08 | 43.867 | 106.4716 | 83.2065 | 0 | 0 | 9.2516 | 0
2294 | 96 | 6 | 4 | Sunday | 13 | 2.955 | 0 | 33.7616 | 17.129 | 29.1634 | 18.192 | 70.1802 | 0.2202 | 18.36 | 39.2395 | 98.6342 | 51.9882 | 0 | 0 | 5.6775 | 0
2295 | 96 | 6 | 4 | Sunday | 14 | 2.704 | 0 | 33.8036 | 17.6572 | 29.1634 | 6.064 | 15.0361 | 0.0843 | 18 | 27.3535 | 98.7084 | 8.9721 | 0 | 0 | 3.2174 | 0
2296 | 96 | 6 | 4 | Sunday | 15 | 2.416 | 0 | 33.8531 | 18.5362 | 29.1634 | 6.064 | 0.1002 | 0.0557 | 15.84 | 22.216 | 97.4484 | 0 | 0 | 0 | 2.95 | 0
2297 | 96 | 6 | 4 | Sunday | 16 | 2.286 | 0 | 33.7998 | 17.7203 | 27.5539 | 24.256 | 0 | 0.1013 | 23.04 | 19.1264 | 102.2153 | 0 | 0 | 0 | 5.15 | 0
2298 | 96 | 6 | 4 | Sunday | 17 | 2.762 | 0 | 33.7565 | 17.0095 | 26.399 | 30.32 | 0 | 0.1545 | 22.32 | 13.8336 | 99.6394 | 0 | 0 | 0 | 7.8995 | 0
2299 | 96 | 6 | 4 | Sunday | 18 | 2.891 | 0 | 33.7463 | 28.4736 | 38.0184 | 42.448 | 0 | 0.2522 | 23.4 | 7.5829 | 123.8905 | 0 | 0 | 0 | 12.7962 | 0
2300 | 96 | 6 | 4 | Sunday | 19 | 2.974 | 0 | 33.7342 | 46.0089 | 45.7644 | 42.448 | 0 | 0.3074 | 22.68 | 2.8823 | 148.4949 | 0 | 0 | 0 | 15.8098 | 0
2301 | 96 | 6 | 4 | Sunday | 20 | 3.414 | 0 | 33.8222 | 59.5723 | 49.6381 | 30.32 | 0 | 0.2709 | 22.68 | 0.6087 | 165.9835 | 0 | 0 | 0 | 14.2476 | 0
2302 | 96 | 6 | 4 | Sunday | 21 | 3.901 | 0 | 33.7359 | 48.5011 | 41.8913 | 18.192 | 0 | 0.2072 | 22.68 | 0 | 147.0155 | 0 | 0 | 0 | 11.0306 | 0
2303 | 96 | 6 | 4 | Sunday | 22 | 4.338 | 0 | 33.7356 | 40.3665 | 35.5897 | 12.128 | 0 | 0.1747 | 14.4 | 0 | 124.2664 | 0 | 0 | 0 | 9.3447 | 0
2304 | 96 | 6 | 4 | Sunday | 23 | 4.847 | 0 | 33.802 | 25.6748 | 24.6242 | 12.128 | 0 | 0.1879 | 14.4 | 0 | 98.6889 | 0 | 0 | 0 | 10.0521 | 0
2305 | 97 | 7 | 4 | Monday | 0 | 5.224 | 0 | 33.8505 | 17.5343 | 18.3373 | 6.064 | 0 | 0.1468 | 14.4 | 0 | 84.2689 | 0 | 0 | 0 | 7.8996 | 0
2306 | 97 | 7 | 4 | Monday | 1 | 5.43 | 0 | 33.8843 | 14.6472 | 16.4006 | 6.064 | 0 | 0.1516 | 11.88 | 0 | 76.9638 | 0 | 0 | 0 | 8.1554 | 0
2307 | 97 | 7 | 4 | Monday | 2 | 6.52 | 0 | 33.8944 | 11.7686 | 14.464 | 6.064 | 0 | 0.1729 | 11.88 | 0 | 72.18 | 0 | 0 | 0 | 9.2934 | 0
2308 | 97 | 7 | 4 | Monday | 3 | 7.823 | 0 | 33.8643 | 11.7686 | 14.464 | 6.064 | 0 | 0.1982 | 11.88 | 0 | 72.1752 | 0 | 0 | 0 | 10.6437 | 0
2309 | 97 | 7 | 4 | Monday | 4 | 7.801 | 0 | 33.9067 | 13.0128 | 14.464 | 6.064 | 0 | 0.1987 | 11.88 | 0 | 73.4622 | 0 | 0 | 0 | 10.6695 | 0
2310 | 97 | 7 | 4 | Monday | 5 | 7.548 | 0 | 33.897 | 22.6634 | 20.5805 | 6.064 | 0 | 0.1949 | 11.88 | 0 | 89.2158 | 0 | 0 | 0 | 10.4632 | 0
2311 | 97 | 7 | 4 | Monday | 6 | 6.046 | 0 | 33.8199 | 44.2677 | 35.484 | 30.32 | 0 | 0.4019 | 15.12 | 0.1347 | 129.0934 | 0 | 0 | 0 | 21.2749 | 0
2312 | 97 | 7 | 4 | Monday | 7 | 4.994 | 0 | 33.8145 | 58.581 | 46.6998 | 42.448 | 0 | 0.5337 | 15.12 | 1.7591 | 154.749 | 0 | 0 | 0 | 28.0327 | 0
2313 | 97 | 7 | 4 | Monday | 8 | 3.601 | 0 | 33.8147 | 60.1502 | 52.1343 | 48.512 | 1.0212 | 0.6162 | 18.72 | 9.7543 | 165.4355 | 0 | 0 | 0 | 32.1866 | 0
2314 | 97 | 7 | 4 | Monday | 9 | 2.378 | 0 | 33.8286 | 57.3263 | 52.8606 | 30.32 | 37.9574 | 0.4436 | 18.72 | 23.2104 | 163.179 | 7.6374 | 0 | 0 | 20.3897 | 0
2315 | 97 | 7 | 4 | Monday | 10 | 1.586 | 0 | 33.868 | 54.5947 | 51.878 | 12.128 | 84.5059 | 0.2732 | 14.4 | 36.5035 | 155.0139 | 72.3779 | 0 | 0 | 7.4363 | 0
2316 | 97 | 7 | 4 | Monday | 11 | 0.976 | 3.04 | 33.8886 | 53.6866 | 51.878 | 12.128 | 113.6355 | 0.4191 | 18.36 | 46.776 | 161.5194 | 101.5075 | 0 | 0 | 4.4168 | 0
2317 | 97 | 7 | 4 | Monday | 12 | 0.406 | 9.792 | 33.9655 | 51.6683 | 51.1854 | 18.192 | 124.0366 | 0.8643 | 18.36 | 53.0508 | 166.6341 | 105.8446 | 0 | 0 | 1.5373 | 0
2318 | 97 | 7 | 4 | Monday | 13 | 0 | 10.364 | 33.9063 | 52.8238 | 51.878 | 18.192 | 117.8842 | 0.8851 | 18.36 | 54.9369 | 169.0617 | 99.6922 | 0 | 0 | 0 | 0
2319 | 97 | 7 | 4 | Monday | 14 | 0 | 8.686 | 33.8344 | 53.271 | 51.878 | 6.064 | 93.5456 | 0.645 | 18.36 | 52.5147 | 167.3821 | 87.4816 | 0 | 0 | 0 | 0
2320 | 97 | 7 | 4 | Monday | 15 | 0 | 7.806 | 33.7438 | 53.7549 | 51.878 | 6.064 | 54.8935 | 0.5218 | 18.36 | 46.1952 | 166.7012 | 48.8295 | 0 | 0 | 0 | 0
2321 | 97 | 7 | 4 | Monday | 16 | 0 | 7.257 | 33.733 | 54.025 | 50.7246 | 24.256 | 13.5883 | 0.4017 | 22.68 | 36.0332 | 169.4124 | 0 | 0 | 0 | 0 | 0
2322 | 97 | 7 | 4 | Monday | 17 | 0 | 7.413 | 33.7267 | 46.7004 | 43.0931 | 30.32 | 0 | 0.3912 | 28.8 | 23.2 | 160.7289 | 0 | 0 | 0 | 0 | 0
2323 | 97 | 7 | 4 | Monday | 18 | 0 | 9.711 | 33.8609 | 45.6713 | 51.7393 | 42.448 | 0 | 0.6762 | 30.96 | 10.1031 | 173.4106 | 0 | 0 | 0 | 0 | 0
2324 | 97 | 7 | 4 | Monday | 19 | 0 | 10.002 | 33.8937 | 58.2284 | 57.1787 | 42.448 | 0 | 0.7227 | 25.2 | 2.7737 | 186.041 | 0 | 0 | 0 | 0 | 0
2325 | 97 | 7 | 4 | Monday | 20 | 0 | 10.011 | 33.8972 | 74.6927 | 60.483 | 30.32 | 0 | 0.8241 | 25.2 | 0.5947 | 205.9236 | 0 | 0 | 0 | 0 | 0
2326 | 97 | 7 | 4 | Monday | 21 | 0.541 | 6.182 | 33.8313 | 69.495 | 55.4564 | 18.192 | 0 | 0.4379 | 25.2 | 0 | 191.1064 | 0 | 0 | 0 | 0.5411 | 0
2327 | 97 | 7 | 4 | Monday | 22 | 0.872 | 1.255 | 33.7216 | 49.7368 | 40.0199 | 12.128 | 0 | 0.0784 | 16.2 | 0 | 141.114 | 0 | 0 | 0 | 0.8723 | 0
2328 | 97 | 7 | 4 | Monday | 23 | 1.295 | 0.007 | 33.7823 | 26.9226 | 24.6242 | 12.128 | 0 | 0.0206 | 16.2 | 0 | 101.557 | 0 | 0 | 0 | 1.2955 | 0
2329 | 98 | 8 | 4 | Tuesday | 0 | 1.513 | 0 | 33.8448 | 17.5343 | 18.3373 | 6.064 | 0 | 0.0216 | 14.4 | 0 | 84.1379 | 0 | 0 | 0 | 1.5128 | 0
2330 | 98 | 8 | 4 | Tuesday | 1 | 1.636 | 0 | 33.9406 | 14.6472 | 16.4006 | 6.064 | 0 | 0.0232 | 11.88 | 0 | 76.8916 | 0 | 0 | 0 | 1.6357 | 0
2331 | 98 | 8 | 4 | Tuesday | 2 | 1.862 | 0 | 33.9821 | 11.7686 | 14.464 | 6.064 | 0 | 0.0262 | 11.88 | 0 | 72.1209 | 0 | 0 | 0 | 1.8616 | 0
2332 | 98 | 8 | 4 | Tuesday | 3 | 2.05 | 0 | 34.0116 | 11.7686 | 14.464 | 6.064 | 0 | 0.0287 | 11.88 | 0 | 72.1529 | 0 | 0 | 0 | 2.0496 | 0
2333 | 98 | 8 | 4 | Tuesday | 4 | 3.01 | 0 | 33.9914 | 13.0128 | 14.464 | 6.064 | 0 | 0.0416 | 11.88 | 0 | 73.3897 | 0 | 0 | 0 | 3.0101 | 0
2334 | 98 | 8 | 4 | Tuesday | 5 | 2.856 | 0 | 33.962 | 22.6634 | 20.5805 | 6.064 | 0 | 0.0395 | 11.88 | 0 | 89.1254 | 0 | 0 | 0 | 2.8558 | 0
2335 | 98 | 8 | 4 | Tuesday | 6 | 2.11 | 0 | 33.9102 | 44.2757 | 35.484 | 30.32 | 0 | 0.0628 | 15.12 | 0.1854 | 128.8527 | 0 | 0 | 0 | 2.9612 | 0
2336 | 98 | 8 | 4 | Tuesday | 7 | 1.918 | 0 | 33.9043 | 58.0148 | 46.6998 | 42.448 | 0 | 0.1321 | 15.12 | 2.0217 | 153.871 | 0 | 0 | 0 | 6.2391 | 0
2337 | 98 | 8 | 4 | Tuesday | 8 | 1.715 | 0 | 33.8866 | 57.9832 | 52.1343 | 48.512 | 0 | 0.2208 | 18.72 | 8.4437 | 162.945 | 0 | 0 | 0 | 10.7776 | 0
2338 | 98 | 8 | 4 | Tuesday | 9 | 0.817 | 0 | 33.8903 | 56.7718 | 52.8606 | 30.32 | 1.7333 | 0.1686 | 18.72 | 18.6351 | 162.4111 | 0 | 0 | 0 | 8.539 | 0
2339 | 98 | 8 | 4 | Tuesday | 10 | 0.508 | 0 | 33.8906 | 53.7622 | 51.878 | 12.128 | 31.5354 | 0.1196 | 14.4 | 29.2635 | 154.0504 | 19.4074 | 0 | 0 | 3.6411 | 0
2340 | 98 | 8 | 4 | Tuesday | 11 | 0.237 | 3.353 | 33.8516 | 53.0317 | 51.878 | 12.128 | 52.2691 | 0.3023 | 18.36 | 35.3891 | 161.05 | 40.1411 | 0 | 0 | 2.4871 | 0
2341 | 98 | 8 | 4 | Tuesday | 12 | 0.037 | 11.043 | 33.9371 | 51.3856 | 51.1854 | 18.192 | 45.8836 | 0.6893 | 18.36 | 35.2513 | 167.5007 | 27.6916 | 0 | 0 | 1.9349 | 0
2342 | 98 | 8 | 4 | Tuesday | 13 | 0.023 | 10.784 | 33.8979 | 53.0714 | 51.878 | 18.192 | 19.1288 | 0.6186 | 18.36 | 29.0826 | 169.4894 | 0.9368 | 0 | 0 | 1.2854 | 0
2343 | 98 | 8 | 4 | Tuesday | 14 | 0.007 | 8.931 | 33.8377 | 54.5638 | 51.878 | 6.064 | 0.0625 | 0.4719 | 18.36 | 19.5826 | 168.7706 | 0 | 0 | 0 | 0.4889 | 0
2344 | 98 | 8 | 4 | Tuesday | 15 | 0.02 | 7.961 | 33.7515 | 55.4544 | 51.878 | 6.064 | 0 | 0.4222 | 18.36 | 13.9503 | 168.4759 | 0 | 0 | 0 | 0.5798 | 0
2345 | 98 | 8 | 4 | Tuesday | 16 | 0.03 | 7.336 | 33.7438 | 55.8745 | 50.7246 | 24.256 | 0 | 0.4389 | 22.68 | 11.292 | 171.3959 | 0 | 0 | 0 | 2.9953 | 0
2346 | 98 | 8 | 4 | Tuesday | 17 | 0.273 | 7.453 | 33.7333 | 48.7422 | 43.0931 | 30.32 | 0 | 0.494 | 28.8 | 8.6436 | 162.9226 | 0 | 0 | 0 | 5.5304 | 0
2347 | 98 | 8 | 4 | Tuesday | 18 | 0.556 | 9.744 | 33.8469 | 53.9458 | 51.7393 | 42.448 | 0 | 0.7161 | 30.96 | 5.3313 | 181.7464 | 0 | 0 | 0 | 10.6184 | 0
2348 | 98 | 8 | 4 | Tuesday | 19 | 0.583 | 9.63 | 33.8863 | 66.4773 | 57.1787 | 42.448 | 0 | 0.7638 | 25.2 | 2.4339 | 193.9216 | 0 | 0 | 0 | 13.5625 | 0
2349 | 98 | 8 | 4 | Tuesday | 20 | 0.598 | 9.423 | 33.8855 | 75.0828 | 60.483 | 30.32 | 0 | 0.7075 | 25.2 | 0.5823 | 205.5496 | 0 | 0 | 0 | 11.5269 | 0
2350 | 98 | 8 | 4 | Tuesday | 21 | 0.835 | 5.764 | 33.7449 | 69.495 | 55.4564 | 18.192 | 0 | 0.4464 | 25.2 | 0 | 190.5763 | 0 | 0 | 0 | 8.0188 | 0
2351 | 98 | 8 | 4 | Tuesday | 22 | 1.082 | 0.932 | 33.7767 | 49.7368 | 40.0199 | 12.128 | 0 | 0.1623 | 16.2 | 0 | 140.9032 | 0 | 0 | 0 | 6.1238 | 0
2352 | 98 | 8 | 4 | Tuesday | 23 | 2.15 | 0.009 | 33.9098 | 26.9226 | 24.6242 | 12.128 | 0 | 0.1898 | 16.2 | 0 | 101.856 | 0 | 0 | 0 | 7.3903 | 0
2353 | 99 | 9 | 4 | Wednesday | 0 | 5.663 | 0 | 33.8819 | 17.5343 | 18.3373 | 6.064 | 0 | 0.1555 | 14.4 | 0 | 84.309 | 0 | 0 | 0 | 8.3558 | 0
2354 | 99 | 9 | 4 | Wednesday | 1 | 7.063 | 0 | 33.8855 | 14.6472 | 16.4006 | 6.064 | 0 | 0.1826 | 11.88 | 0 | 76.996 | 0 | 0 | 0 | 9.8047 | 0
2355 | 99 | 9 | 4 | Wednesday | 2 | 8.057 | 0 | 33.8792 | 11.7686 | 14.464 | 6.064 | 0 | 0.2022 | 11.88 | 0 | 72.194 | 0 | 0 | 0 | 10.8461 | 0
2356 | 99 | 9 | 4 | Wednesday | 3 | 7.99 | 0 | 33.9326 | 11.7686 | 14.464 | 6.064 | 0 | 0.2018 | 11.88 | 0 | 72.247 | 0 | 0 | 0 | 10.8272 | 0
2357 | 99 | 9 | 4 | Wednesday | 4 | 7.709 | 0 | 33.9789 | 13.0128 | 14.464 | 6.064 | 0 | 0.1974 | 11.88 | 0 | 73.5331 | 0 | 0 | 0 | 10.5935 | 0
2358 | 99 | 9 | 4 | Wednesday | 5 | 6.421 | 0 | 33.8637 | 22.6634 | 20.5805 | 6.064 | 0 | 0.1741 | 11.88 | 0 | 89.1617 | 0 | 0 | 0 | 9.3518 | 0
2359 | 99 | 9 | 4 | Wednesday | 6 | 4.974 | 0 | 33.7922 | 44.2813 | 35.484 | 30.32 | 0 | 0.383 | 15.12 | 0.1511 | 129.0605 | 0 | 0 | 0 | 20.2784 | 0
2360 | 99 | 9 | 4 | Wednesday | 7 | 4.217 | 0 | 33.7724 | 60.5372 | 46.6998 | 42.448 | 0 | 0.5207 | 15.12 | 1.4686 | 156.6501 | 0 | 0 | 0 | 27.3548 | 0
2361 | 99 | 9 | 4 | Wednesday | 8 | 3.494 | 0 | 33.7804 | 62.8619 | 52.1343 | 48.512 | 0 | 0.6146 | 18.72 | 4.9778 | 168.1112 | 0 | 0 | 0 | 32.1898 | 0
2362 | 99 | 9 | 4 | Wednesday | 9 | 2.622 | 0 | 33.7977 | 58.4796 | 52.8606 | 30.32 | 0.0746 | 0.4075 | 18.72 | 11.0578 | 164.2654 | 0 | 0 | 0 | 21.6876 | 0
2363 | 99 | 9 | 4 | Wednesday | 10 | 1.895 | 0 | 33.8484 | 54.514 | 51.878 | 12.128 | 12.3223 | 0.1992 | 14.4 | 17.2116 | 154.8396 | 0.1943 | 0 | 0 | 9.6412 | 0
2364 | 99 | 9 | 4 | Wednesday | 11 | 1.363 | 3.413 | 33.861 | 53.4974 | 51.878 | 12.128 | 42.4215 | 0.401 | 18.36 | 25.8106 | 161.6886 | 30.2935 | 0 | 0 | 8.5651 | 0
2365 | 99 | 9 | 4 | Wednesday | 12 | 0.773 | 10.132 | 33.9539 | 51.6478 | 51.1854 | 18.192 | 77.4442 | 0.8287 | 18.36 | 36.1101 | 166.9337 | 59.2522 | 0 | 0 | 9.4734 | 0
2366 | 99 | 9 | 4 | Wednesday | 13 | 0.457 | 10.06 | 33.8996 | 52.9342 | 51.878 | 18.192 | 67.8333 | 0.7552 | 18.36 | 35.4937 | 168.7067 | 49.6413 | 0 | 0 | 6.6556 | 0
2367 | 99 | 9 | 4 | Wednesday | 14 | 0.398 | 8.435 | 33.7772 | 53.3268 | 51.878 | 6.064 | 46.1026 | 0.5434 | 18.36 | 31.565 | 167.0082 | 40.0386 | 0 | 0 | 1.8445 | 0
2368 | 99 | 9 | 4 | Wednesday | 15 | 0.271 | 7.405 | 33.751 | 53.4386 | 51.878 | 6.064 | 30.0142 | 0.4535 | 18.36 | 28.8374 | 165.8899 | 23.9502 | 0 | 0 | 1.2902 | 0
2369 | 99 | 9 | 4 | Wednesday | 16 | 0.247 | 6.971 | 33.7369 | 54.5115 | 50.7246 | 24.256 | 13.3612 | 0.4578 | 22.68 | 25.0077 | 169.6493 | 0 | 0 | 0 | 3.92 | 0
2370 | 99 | 9 | 4 | Wednesday | 17 | 0.745 | 7.303 | 33.735 | 47.0831 | 43.0931 | 30.32 | 2.0169 | 0.5049 | 28.8 | 20.2511 | 161.1138 | 0 | 0 | 0 | 6.3792 | 0
2371 | 99 | 9 | 4 | Wednesday | 18 | 1.06 | 9.309 | 33.8151 | 46.6193 | 51.7393 | 42.448 | 0 | 0.7108 | 30.96 | 10.6308 | 173.9127 | 0 | 0 | 0 | 11.5829 | 0
2372 | 99 | 9 | 4 | Wednesday | 19 | 0.952 | 9.536 | 33.8852 | 57.4408 | 57.1787 | 42.448 | 0 | 0.7734 | 25.2 | 3.2822 | 184.7919 | 0 | 0 | 0 | 14.3548 | 0
2373 | 99 | 9 | 4 | Wednesday | 20 | 0.871 | 9.24 | 33.8817 | 74.5063 | 60.483 | 30.32 | 0 | 0.7081 | 25.2 | 0.6571 | 204.7726 | 0 | 0 | 0 | 12.0818 | 0
2374 | 99 | 9 | 4 | Wednesday | 21 | 1.129 | 5.81 | 33.751 | 69.495 | 55.4564 | 18.192 | 0 | 0.4572 | 25.2 | 0 | 190.6428 | 0 | 0 | 0 | 8.4741 | 0
2375 | 99 | 9 | 4 | Wednesday | 22 | 1.738 | 0.994 | 33.7182 | 49.7368 | 40.0199 | 12.128 | 0 | 0.1795 | 16.2 | 0 | 140.929 | 0 | 0 | 0 | 6.8841 | 0
2376 | 99 | 9 | 4 | Wednesday | 23 | 2.898 | 0.008 | 33.8025 | 26.9226 | 24.6242 | 12.128 | 0 | 0.1546 | 16.2 | 0 | 101.7129 | 0 | 0 | 0 | 8.2393 | 0
2377 | 100 | 10 | 4 | Thursday | 0 | 3.537 | 0 | 33.858 | 17.5343 | 18.3373 | 6.064 | 0 | 0.1168 | 14.4 | 0 | 84.2464 | 0 | 0 | 0 | 6.2792 | 0
2378 | 100 | 10 | 4 | Thursday | 1 | 5.321 | 0 | 33.8765 | 14.6472 | 16.4006 | 6.064 | 0 | 0.1509 | 11.88 | 0 | 76.9552 | 0 | 0 | 0 | 8.1112 | 0
2379 | 100 | 10 | 4 | Thursday | 2 | 5.562 | 0 | 33.8872 | 11.7686 | 14.464 | 6.064 | 0 | 0.1562 | 11.88 | 0 | 72.1561 | 0 | 0 | 0 | 8.4 | 0
2380 | 100 | 10 | 4 | Thursday | 3 | 6.487 | 0 | 33.8816 | 11.7686 | 14.464 | 6.064 | 0 | 0.1745 | 11.88 | 0 | 72.1687 | 0 | 0 | 0 | 9.3722 | 0
2381 | 100 | 10 | 4 | Thursday | 4 | 6.62 | 0 | 33.8696 | 13.0128 | 14.464 | 6.064 | 0 | 0.1778 | 11.88 | 0 | 73.4042 | 0 | 0 | 0 | 9.5512 | 0
2382 | 100 | 10 | 4 | Thursday | 5 | 5.983 | 0 | 33.8551 | 22.6634 | 20.5805 | 6.064 | 0 | 0.1667 | 11.88 | 0 | 89.1458 | 0 | 0 | 0 | 8.96 | 0
2383 | 100 | 10 | 4 | Thursday | 6 | 5.09 | 0 | 33.7981 | 44.2813 | 35.484 | 30.32 | 0 | 0.3893 | 15.12 | 0.1516 | 129.0727 | 0 | 0 | 0 | 20.6192 | 0
2384 | 100 | 10 | 4 | Thursday | 7 | 4.253 | 0 | 33.784 | 60.007 | 46.6998 | 42.448 | 0 | 0.5267 | 15.12 | 1.6345 | 156.1375 | 0 | 0 | 0 | 27.6824 | 0
2385 | 100 | 10 | 4 | Thursday | 8 | 3.532 | 0 | 33.7954 | 61.6426 | 52.1343 | 48.512 | 0 | 0.6209 | 18.72 | 7.447 | 166.9132 | 0 | 0 | 0 | 32.5321 | 0
2386 | 100 | 10 | 4 | Thursday | 9 | 2.972 | 0 | 33.8151 | 58.8101 | 52.8606 | 30.32 | 13.4265 | 0.434 | 18.72 | 17.7914 | 164.6397 | 0 | 0 | 0 | 21.9634 | 0
2387 | 100 | 10 | 4 | Thursday | 10 | 2.37 | 0 | 33.8823 | 54.4772 | 51.878 | 12.128 | 43.1958 | 0.2449 | 14.4 | 27.4128 | 154.8824 | 31.0678 | 0 | 0 | 9.4566 | 0
2388 | 100 | 10 | 4 | Thursday | 11 | 1.569 | 3.386 | 33.8587 | 52.914 | 51.878 | 12.128 | 73.1866 | 0.4258 | 18.36 | 37.0488 | 161.0983 | 61.0586 | 0 | 0 | 7.3197 | 0
2389 | 100 | 10 | 4 | Thursday | 12 | 0.82 | 9.231 | 33.9568 | 50.9057 | 51.1854 | 18.192 | 102.8738 | 0.7644 | 18.36 | 46.4999 | 165.1565 | 84.6818 | 0 | 0 | 6.3411 | 0
2390 | 100 | 10 | 4 | Thursday | 13 | 0.321 | 10.061 | 33.8993 | 52.0729 | 51.878 | 18.192 | 96.2372 | 0.7231 | 18.36 | 47.4913 | 167.8142 | 78.0452 | 0 | 0 | 2.4293 | 0
2391 | 100 | 10 | 4 | Thursday | 14 | 0 | 8.478 | 33.7655 | 52.4465 | 51.878 | 6.064 | 65.9309 | 0.7356 | 18.36 | 42.3184 | 166.3543 | 59.8669 | 0 | 0 | 0 | 0
2392 | 100 | 10 | 4 | Thursday | 15 | 0 | 7.704 | 33.7473 | 53.2744 | 51.878 | 6.064 | 30.22 | 0.4772 | 18.36 | 34.4588 | 166.069 | 24.156 | 0 | 0 | 0 | 0
2393 | 100 | 10 | 4 | Thursday | 16 | 0 | 7.255 | 33.7455 | 54.0397 | 50.7246 | 24.256 | 2.7257 | 0.4 | 22.68 | 26.2922 | 169.4361 | 0 | 0 | 0 | 0 | 0
2394 | 100 | 10 | 4 | Thursday | 17 | 0 | 7.369 | 33.7312 | 46.7523 | 43.0931 | 30.32 | 0 | 0.6376 | 28.8 | 19.7348 | 160.9834 | 0 | 0 | 0 | 0 | 0
2395 | 100 | 10 | 4 | Thursday | 18 | 8.757 | 9.533 | 33.8259 | 46.2472 | 51.7393 | 42.448 | 0 | 0.7592 | 30.96 | 10.4642 | 173.8418 | 0 | 0 | 0 | 15.1977 | 0
2396 | 100 | 10 | 4 | Thursday | 19 | 0.538 | 9.732 | 33.8876 | 56.2065 | 57.1787 | 42.448 | 0 | 0.6163 | 25.2 | 3.2817 | 183.6144 | 0 | 0 | 0 | 5.1888 | 0
2397 | 100 | 10 | 4 | Thursday | 20 | 0.635 | 9.432 | 33.8847 | 74.2101 | 60.483 | 30.32 | 0 | 0.6071 | 25.2 | 0.6801 | 204.5853 | 0 | 0 | 0 | 5.9987 | 0
2398 | 100 | 10 | 4 | Thursday | 21 | 0.775 | 5.855 | 33.7528 | 69.495 | 55.4564 | 18.192 | 0 | 0.3921 | 25.2 | 0 | 190.6287 | 0 | 0 | 0 | 4.7806 | 0
2399 | 100 | 10 | 4 | Thursday | 22 | 0.964 | 0.975 | 33.7182 | 49.7368 | 40.0199 | 12.128 | 0 | 0.1248 | 16.2 | 0 | 140.8542 | 0 | 0 | 0 | 3.9513 | 0
2400 | 100 | 10 | 4 | Thursday | 23 | 1.591 | 0.009 | 33.8965 | 26.9226 | 24.6242 | 12.128 | 0 | 0.1428 | 16.2 | 0 | 101.7956 | 0 | 0 | 0 | 4.8272 | 0
2401 | 101 | 11 | 4 | Friday | 0 | 1.809 | 0 | 33.9552 | 17.5343 | 18.3373 | 6.064 | 0 | 0.0659 | 14.4 | 0 | 84.2926 | 0 | 0 | 0 | 3.5189 | 0
2402 | 101 | 11 | 4 | Friday | 1 | 3.188 | 0 | 33.9619 | 14.6472 | 16.4006 | 6.064 | 0 | 0.0925 | 11.88 | 0 | 76.9822 | 0 | 0 | 0 | 4.9591 | 0
2403 | 101 | 11 | 4 | Friday | 2 | 5.744 | 0 | 33.8956 | 11.7686 | 14.464 | 6.064 | 0 | 0.1412 | 11.88 | 0 | 72.1495 | 0 | 0 | 0 | 7.5762 | 0
2404 | 101 | 11 | 4 | Friday | 3 | 5.91 | 0 | 33.885 | 11.7686 | 14.464 | 6.064 | 0 | 0.1454 | 11.88 | 0 | 72.1431 | 0 | 0 | 0 | 7.8027 | 0
2405 | 101 | 11 | 4 | Friday | 4 | 6.402 | 0 | 33.8652 | 13.0128 | 14.464 | 6.064 | 0 | 0.1557 | 11.88 | 0 | 73.3776 | 0 | 0 | 0 | 8.3536 | 0
2406 | 101 | 11 | 4 | Friday | 5 | 6.109 | 0 | 33.8551 | 22.6634 | 20.5805 | 6.064 | 0 | 0.1513 | 11.88 | 0 | 89.1304 | 0 | 0 | 0 | 8.1187 | 0
2407 | 101 | 11 | 4 | Friday | 6 | 5.012 | 0 | 33.7946 | 44.2813 | 35.484 | 30.32 | 0 | 0.302 | 15.12 | 0.1095 | 128.982 | 0 | 0 | 0 | 15.8785 | 0
2408 | 101 | 11 | 4 | Friday | 7 | 4.244 | 0 | 33.7815 | 60.9717 | 46.6998 | 42.448 | 0 | 0.415 | 15.12 | 1.0204 | 156.9881 | 0 | 0 | 0 | 21.6056 | 0
2409 | 101 | 11 | 4 | Friday | 8 | 3.591 | 0 | 33.7878 | 67.4077 | 52.1343 | 48.512 | 0 | 0.5058 | 18.72 | 2.6229 | 172.5557 | 0 | 0 | 0 | 26.26 | 0
2410 | 101 | 11 | 4 | Friday | 9 | 3.252 | 0 | 33.8112 | 67.0755 | 52.8606 | 30.32 | 0 | 0.3556 | 18.72 | 3.6161 | 172.8228 | 0 | 0 | 0 | 18.839 | 0
2411 | 101 | 11 | 4 | Friday | 10 | 3.535 | 0 | 33.8842 | 62.0376 | 51.878 | 12.128 | 0 | 0.1879 | 14.4 | 4.4549 | 162.3876 | 0 | 0 | 0 | 10.0583 | 0
2412 | 101 | 11 | 4 | Friday | 11 | 3.339 | 3.327 | 33.9205 | 60.0595 | 51.878 | 12.128 | 0 | 0.357 | 18.36 | 5.4311 | 168.1735 | 0 | 0 | 0 | 10.0241 | 0
2413 | 101 | 11 | 4 | Friday | 12 | 3.089 | 7.862 | 34.0332 | 55.14 | 51.1854 | 18.192 | 0 | 0.6592 | 18.36 | 8.6403 | 167.8813 | 0 | 0 | 0 | 13.4084 | 0
2414 | 101 | 11 | 4 | Friday | 13 | 2.582 | 8.966 | 33.8384 | 55.5108 | 51.878 | 18.192 | 0 | 0.7106 | 18.36 | 13.1036 | 169.9942 | 0 | 0 | 0 | 13.2387 | 0
2415 | 101 | 11 | 4 | Friday | 14 | 2.158 | 7.593 | 33.8145 | 55.1108 | 51.878 | 6.064 | 0 | 0.4981 | 18.36 | 14.9633 | 167.8729 | 0 | 0 | 0 | 5.7831 | 0
2416 | 101 | 11 | 4 | Friday | 15 | 1.717 | 6.785 | 33.7896 | 55.141 | 51.878 | 6.064 | 0 | 0.4483 | 18.36 | 15.1101 | 166.9546 | 0 | 0 | 0 | 5.3789 | 0
2417 | 101 | 11 | 4 | Friday | 16 | 1.508 | 6.506 | 33.7555 | 55.5874 | 50.7246 | 24.256 | 0 | 0.6427 | 22.68 | 13.481 | 170.4265 | 0 | 0 | 0 | 16.507 | 0
2418 | 101 | 11 | 4 | Friday | 17 | 2.165 | 6.765 | 33.7557 | 48.0398 | 43.0931 | 30.32 | 0 | 0.7536 | 28.8 | 9.2502 | 161.7587 | 0 | 0 | 0 | 21.6577 | 0
2419 | 101 | 11 | 4 | Friday | 18 | 2.55 | 8.37 | 33.7693 | 47.3834 | 51.7393 | 42.448 | 0 | 1.0198 | 30.96 | 5.3737 | 173.9238 | 0 | 0 | 0 | 31.1384 | 0
2420 | 101 | 11 | 4 | Friday | 19 | 2.283 | 8.664 | 33.809 | 62.5335 | 57.1787 | 42.448 | 0 | 1.0558 | 25.2 | 2.6313 | 189.1477 | 0 | 0 | 0 | 32.2766 | 0
2421 | 101 | 11 | 4 | Friday | 20 | 1.948 | 8.601 | 33.8079 | 75.1858 | 60.483 | 30.32 | 0 | 0.8958 | 25.2 | 0.5876 | 204.8746 | 0 | 0 | 0 | 24.1718 | 0
2422 | 101 | 11 | 4 | Friday | 21 | 2.407 | 5.379 | 33.7385 | 69.495 | 55.4564 | 18.192 | 0 | 0.5737 | 25.2 | 0 | 190.2806 | 0 | 0 | 0 | 16.0422 | 0
2423 | 101 | 11 | 4 | Friday | 22 | 3.139 | 0.793 | 33.7835 | 49.7368 | 40.0199 | 12.128 | 0 | 0.2698 | 16.2 | 0 | 140.8674 | 0 | 0 | 0 | 12.351 | 0
2424 | 101 | 11 | 4 | Friday | 23 | 5.638 | 0.008 | 33.8293 | 26.9226 | 24.6242 | 12.128 | 0 | 0.2788 | 16.2 | 0 | 101.8633 | 0 | 0 | 0 | 14.9437 | 0
2425 | 102 | 12 | 4 | Saturday | 0 | 7.111 | 0 | 33.8772 | 18.3332 | 19.1419 | 6.064 | 0 | 0.2194 | 15.84 | 0 | 87.4117 | 0 | 0 | 0 | 11.7976 | 0
2426 | 102 | 12 | 4 | Saturday | 1 | 8 | 0 | 33.8997 | 17.5283 | 18.3373 | 6.064 | 0 | 0.2366 | 12.6 | 0 | 82.6018 | 0 | 0 | 0 | 12.7099 | 0
2427 | 102 | 12 | 4 | Saturday | 2 | 9.333 | 0 | 33.9457 | 11.771 | 14.464 | 6.064 | 0 | 0.2623 | 12.6 | 0 | 73.043 | 0 | 0 | 0 | 14.0658 | 0
2428 | 102 | 12 | 4 | Saturday | 3 | 9.773 | 0 | 34.0356 | 11.771 | 14.464 | 6.064 | 0 | 0.2711 | 12.6 | 0 | 73.1418 | 0 | 0 | 0 | 14.5282 | 0
2429 | 102 | 12 | 4 | Saturday | 4 | 11.114 | 0 | 34.0402 | 11.771 | 14.464 | 6.064 | 0 | 0.2971 | 12.6 | 0 | 73.1724 | 0 | 0 | 0 | 15.8908 | 0
2430 | 102 | 12 | 4 | Saturday | 5 | 12.554 | 0 | 34.0947 | 13.0152 | 14.464 | 6.064 | 0 | 0.3252 | 12.6 | 0 | 74.499 | 0 | 0 | 0 | 17.3526 | 0
2431 | 102 | 12 | 4 | Saturday | 6 | 12.536 | 0 | 34.048 | 30.268 | 24.9086 | 30.32 | 0 | 0.6698 | 14.4 | 0.1867 | 104.2944 | 0 | 0 | 0 | 36.8579 | 0
2432 | 102 | 12 | 4 | Saturday | 7 | 11.33 | 0 | 34.071 | 31.3524 | 26.405 | 42.448 | 0 | 0.6766 | 11.52 | 2.188 | 104.0249 | 0 | 0 | 0 | 46.3172 | 0
2433 | 102 | 12 | 4 | Saturday | 8 | 9.737 | 0 | 33.9258 | 35.0114 | 37.4339 | 48.512 | 0.8918 | 0.6819 | 16.2 | 8.7481 | 123.2529 | 0 | 0 | 0 | 50.8532 | 0
2434 | 102 | 12 | 4 | Saturday | 9 | 7.627 | 0 | 33.8981 | 32.4593 | 37.9057 | 30.32 | 20.1544 | 0.6555 | 16.2 | 16.6031 | 121.1185 | 0 | 0 | 0 | 33.1886 | 0
2435 | 102 | 12 | 4 | Saturday | 10 | 6.026 | 0 | 33.8955 | 30.6177 | 37.2508 | 12.128 | 42.8129 | 0.3577 | 15.12 | 24.1481 | 117.2417 | 30.6849 | 0 | 0 | 15.5493 | 0
2436 | 102 | 12 | 4 | Saturday | 11 | 4.986 | 2.803 | 33.8722 | 27.8304 | 35.3135 | 12.128 | 62.2254 | 0.4883 | 21.6 | 31.5184 | 122.1355 | 50.0974 | 0 | 0 | 13.2462 | 0
2437 | 102 | 12 | 4 | Saturday | 12 | 4.002 | 3.032 | 33.8473 | 24.8637 | 34.2247 | 18.192 | 78.5318 | 0.5383 | 23.4 | 37.8486 | 120.1526 | 60.3398 | 0 | 0 | 13.8857 | 0
2438 | 102 | 12 | 4 | Saturday | 13 | 3.696 | 3.093 | 33.959 | 25.0224 | 33.0722 | 18.192 | 81.1439 | 0.4894 | 23.4 | 41.0553 | 119.2877 | 62.9519 | 0 | 0 | 10.8356 | 0
2439 | 102 | 12 | 4 | Saturday | 14 | 3.757 | 3.144 | 33.9595 | 23.5045 | 33.0722 | 6.064 | 77.0079 | 0.3791 | 23.4 | 42.7915 | 117.7152 | 70.9439 | 0 | 0 | 5.2181 | 0
2440 | 102 | 12 | 4 | Saturday | 15 | 3.889 | 3.192 | 33.8604 | 24.3688 | 33.0722 | 6.064 | 69.0939 | 0.355 | 23.4 | 43.4035 | 118.508 | 63.0299 | 0 | 0 | 4.4541 | 0
2441 | 102 | 12 | 4 | Saturday | 16 | 3.74 | 3.225 | 33.8559 | 25.2665 | 33.0722 | 24.256 | 40.3705 | 0.2983 | 23.4 | 36.8106 | 119.3809 | 16.1145 | 0 | 0 | 3.9157 | 0
2442 | 102 | 12 | 4 | Saturday | 17 | 4.146 | 2.869 | 33.9122 | 22.675 | 32.9581 | 30.32 | 4.5531 | 0.2462 | 27 | 24.4623 | 119.8944 | 0 | 0 | 0 | 4.7499 | 0
2443 | 102 | 12 | 4 | Saturday | 18 | 3.845 | 5.937 | 33.9303 | 36.3867 | 46.5147 | 42.448 | 0 | 0.4679 | 28.8 | 11.579 | 152.5202 | 0 | 0 | 0 | 7.7748 | 0
2444 | 102 | 12 | 4 | Saturday | 19 | 4.081 | 8.84 | 33.8727 | 47.6243 | 50.3878 | 42.448 | 0 | 0.6841 | 28.8 | 3.6003 | 170.9294 | 0 | 0 | 0 | 11.4289 | 0
2445 | 102 | 12 | 4 | Saturday | 20 | 4.758 | 7.161 | 33.8031 | 60.2984 | 50.3878 | 30.32 | 0 | 0.5974 | 27 | 0.7408 | 179.8313 | 0 | 0 | 0 | 11.9486 | 0
2446 | 102 | 12 | 4 | Saturday | 21 | 5.368 | 6.062 | 33.7539 | 61.3343 | 50.3878 | 18.192 | 0 | 0.507 | 27 | 0 | 179.5387 | 0 | 0 | 0 | 10.4165 | 0
2447 | 102 | 12 | 4 | Saturday | 22 | 6.353 | 1.387 | 33.7311 | 49.2003 | 40.077 | 12.128 | 0 | 0.2581 | 19.8 | 0 | 144.5667 | 0 | 0 | 0 | 10.015 | 0
2448 | 102 | 12 | 4 | Saturday | 23 | 9.161 | 0.018 | 33.794 | 28.1779 | 24.6242 | 12.128 | 0 | 0.246 | 19.8 | 0 | 106.6618 | 0 | 0 | 0 | 13.0542 | 0
2449 | 103 | 13 | 4 | Sunday | 0 | 11.082 | 0 | 33.8373 | 24.1043 | 23.0149 | 6.064 | 0 | 0.2453 | 19.8 | 0 | 101.0018 | 0 | 0 | 0 | 13.1143 | 0
2450 | 103 | 13 | 4 | Sunday | 1 | 13.614 | 0 | 33.933 | 23.3102 | 22.2101 | 6.064 | 0 | 0.2948 | 19.8 | 0 | 99.5482 | 0 | 0 | 0 | 15.7035 | 0
2451 | 103 | 13 | 4 | Sunday | 2 | 15.409 | 0 | 34.1289 | 17.5379 | 18.3373 | 6.064 | 0 | 0.3304 | 15.48 | 0 | 85.8145 | 0 | 0 | 0 | 17.5553 | 0
2452 | 103 | 13 | 4 | Sunday | 3 | 19.547 | 0 | 34.4098 | 17.5379 | 18.3373 | 6.064 | 0 | 0.411 | 15.48 | 0 | 86.176 | 0 | 0 | 0 | 21.7489 | 0
2453 | 103 | 13 | 4 | Sunday | 4 | 22.619 | 0 | 34.6824 | 17.5379 | 18.3373 | 6.064 | 0 | 0.4723 | 15.48 | 0 | 86.5099 | 0 | 0 | 0 | 24.8759 | 0
2454 | 103 | 13 | 4 | Sunday | 5 | 26.023 | 0 | 34.7196 | 18.7817 | 18.3373 | 6.064 | 0 | 0.5403 | 15.48 | 0 | 87.8589 | 0 | 0 | 0 | 28.334 | 0
2455 | 103 | 13 | 4 | Sunday | 6 | 27.043 | 0 | 34.5507 | 26.9289 | 24.6242 | 30.32 | 0 | 0.6829 | 18.72 | 0.2738 | 105.5067 | 0 | 0 | 0 | 39.3805 | 0
2456 | 103 | 13 | 4 | Sunday | 7 | 25.957 | 0 | 34.2144 | 32.0078 | 29.9942 | 42.448 | 0 | 0.689 | 18.72 | 2.6816 | 115.6254 | 0 | 0 | 0 | 45.2755 | 0
2457 | 103 | 13 | 4 | Sunday | 8 | 22.234 | 0 | 34.1222 | 28.3883 | 33.2132 | 48.512 | 0 | 0.6918 | 23.4 | 10.3559 | 119.8154 | 0 | 0 | 0 | 46.9718 | 0
2458 | 103 | 13 | 4 | Sunday | 9 | 16.097 | 0 | 34.1463 | 21.8105 | 29.3396 | 30.32 | 22.5338 | 0.6528 | 23.4 | 24.6331 | 109.3492 | 0 | 0 | 0 | 32.3887 | 0
2459 | 103 | 13 | 4 | Sunday | 10 | 11.285 | 0 | 33.9917 | 22.1915 | 32.5586 | 12.128 | 71.2951 | 0.4295 | 19.08 | 38.5441 | 108.2513 | 59.1671 | 0 | 0 | 16.84 | 0
2460 | 103 | 13 | 4 | Sunday | 11 | 7.774 | 0 | 33.8669 | 20.4012 | 32.5586 | 12.128 | 96.3957 | 0.365 | 21.6 | 46.6023 | 108.7917 | 84.2677 | 0 | 0 | 11.3083 | 0
2461 | 103 | 13 | 4 | Sunday | 12 | 4.875 | 0 | 33.7852 | 19.7265 | 33.0367 | 18.192 | 99.7219 | 0.2877 | 19.08 | 49.6579 | 105.9162 | 81.5299 | 0 | 0 | 6.7841 | 0
2462 | 103 | 13 | 4 | Sunday | 13 | 4.059 | 0 | 33.7676 | 17.5559 | 29.1634 | 18.192 | 84.9556 | 0.1961 | 18.36 | 48.6242 | 99.043 | 66.7636 | 0 | 0 | 4.077 | 0
2463 | 103 | 13 | 4 | Sunday | 14 | 3.543 | 0 | 33.7703 | 17.3369 | 29.1634 | 6.064 | 65.1121 | 0.1518 | 18 | 46.1495 | 98.4225 | 59.0481 | 0 | 0 | 3.5433 | 0
2464 | 103 | 13 | 4 | Sunday | 15 | 3.526 | 0 | 33.8169 | 17.7227 | 29.1634 | 6.064 | 43.4909 | 0.1173 | 15.84 | 42.547 | 96.6604 | 37.4269 | 0 | 0 | 3.5258 | 0
2465 | 103 | 13 | 4 | Sunday | 16 | 3.491 | 0 | 33.7875 | 17.6776 | 27.5539 | 24.256 | 12.1833 | 0.0728 | 23.04 | 34.2046 | 102.1318 | 0 | 0 | 0 | 3.4911 | 0
2466 | 103 | 13 | 4 | Sunday | 17 | 3.783 | 0 | 33.7528 | 17.4575 | 26.399 | 30.32 | 0 | 0.0601 | 22.32 | 22.2825 | 99.9893 | 0 | 0 | 0 | 3.783 | 0
2467 | 103 | 13 | 4 | Sunday | 18 | 3.864 | 0 | 33.732 | 29.8596 | 38.0184 | 42.448 | 0 | 0.0693 | 23.4 | 10.7808 | 125.0793 | 0 | 0 | 0 | 3.864 | 0
2468 | 103 | 13 | 4 | Sunday | 19 | 3.61 | 0 | 33.7192 | 44.6265 | 45.7644 | 42.448 | 0 | 0.0658 | 22.68 | 4.232 | 146.856 | 0 | 0 | 0 | 3.6095 | 0
2469 | 103 | 13 | 4 | Sunday | 20 | 4.006 | 0 | 33.7396 | 59.2806 | 49.6381 | 30.32 | 0 | 0.0757 | 22.68 | 0.8903 | 165.414 | 0 | 0 | 0 | 4.1981 | 0
2470 | 103 | 13 | 4 | Sunday | 21 | 5.004 | 0 | 33.7241 | 48.5011 | 41.8913 | 18.192 | 0 | 0.1129 | 22.68 | 0 | 146.9094 | 0 | 0 | 0 | 5.8749 | 0
2471 | 103 | 13 | 4 | Sunday | 22 | 5.744 | 0 | 33.7545 | 40.3665 | 35.5897 | 12.128 | 0 | 0.1266 | 14.4 | 0 | 124.2372 | 0 | 0 | 0 | 6.7064 | 0
2472 | 103 | 13 | 4 | Sunday | 23 | 6.86 | 0 | 33.8064 | 25.6748 | 24.6242 | 12.128 | 0 | 0.1529 | 14.4 | 0 | 98.6584 | 0 | 0 | 0 | 8.1202 | 0
2473 | 104 | 14 | 4 | Monday | 0 | 9.621 | 0 | 33.829 | 17.5343 | 18.3373 | 6.064 | 0 | 0.1937 | 14.4 | 0 | 84.2942 | 0 | 0 | 0 | 10.362 | 0
2474 | 104 | 14 | 4 | Monday | 1 | 11.911 | 0 | 33.9658 | 14.6472 | 16.4006 | 6.064 | 0 | 0.2385 | 11.88 | 0 | 77.1322 | 0 | 0 | 0 | 12.7255 | 0
2475 | 104 | 14 | 4 | Monday | 2 | 12.855 | 0 | 34.1034 | 11.7686 | 14.464 | 6.064 | 0 | 0.2578 | 11.88 | 0 | 72.4739 | 0 | 0 | 0 | 13.743 | 0
2476 | 104 | 14 | 4 | Monday | 3 | 15.374 | 0 | 34.3573 | 11.7686 | 14.464 | 6.064 | 0 | 0.3076 | 11.88 | 0 | 72.7775 | 0 | 0 | 0 | 16.3342 | 0
2477 | 104 | 14 | 4 | Monday | 4 | 18.506 | 0 | 34.7098 | 13.0128 | 14.464 | 6.064 | 0 | 0.37 | 11.88 | 0 | 74.4366 | 0 | 0 | 0 | 19.5373 | 0
2478 | 104 | 14 | 4 | Monday | 5 | 18.968 | 0 | 34.6563 | 22.6634 | 20.5805 | 6.064 | 0 | 0.3799 | 11.88 | 0 | 90.1601 | 0 | 0 | 0 | 20.0701 | 0
2479 | 104 | 14 | 4 | Monday | 6 | 14.376 | 0 | 34.245 | 44.2576 | 35.484 | 30.32 | 0 | 0.4004 | 15.12 | 0.221 | 129.507 | 0 | 0 | 0 | 20.8654 | 0
2480 | 104 | 14 | 4 | Monday | 7 | 11.454 | 0 | 33.9924 | 57.6899 | 46.6998 | 42.448 | 0 | 0.4486 | 15.12 | 2.6395 | 153.9506 | 0 | 0 | 0 | 23.1188 | 0
2481 | 104 | 14 | 4 | Monday | 8 | 8.566 | 0 | 33.9783 | 58.3901 | 52.1343 | 48.512 | 0 | 0.4925 | 18.72 | 11.4339 | 163.7153 | 0 | 0 | 0 | 25.2915 | 0
2482 | 104 | 14 | 4 | Monday | 9 | 5.631 | 0 | 33.9502 | 56.6939 | 52.8606 | 30.32 | 18.0262 | 0.3606 | 18.72 | 24.5037 | 162.5852 | 0 | 0 | 0 | 17.4703 | 0
2483 | 104 | 14 | 4 | Monday | 10 | 4.175 | 0 | 33.9472 | 54.2473 | 51.878 | 12.128 | 65.7104 | 0.2576 | 14.4 | 37.7685 | 154.7301 | 53.5824 | 0 | 0 | 8.1699 | 0
2484 | 104 | 14 | 4 | Monday | 11 | 3.265 | 2.452 | 33.9388 | 53.4477 | 51.878 | 12.128 | 96.2526 | 0.3793 | 18.36 | 47.8826 | 160.6557 | 84.1246 | 0 | 0 | 5.3595 | 0
2485 | 104 | 14 | 4 | Monday | 12 | 2.589 | 6.731 | 34.0444 | 51.5264 | 51.1854 | 18.192 | 109.5924 | 0.5732 | 18.36 | 54.383 | 162.9691 | 91.4004 | 0 | 0 | 2.8747 | 0
2486 | 104 | 14 | 4 | Monday | 13 | 1.949 | 8.847 | 33.876 | 52.6246 | 51.878 | 18.192 | 108.2641 | 0.6592 | 18.36 | 57.377 | 166.9661 | 90.0721 | 0 | 0 | 1.9485 | 0
2487 | 104 | 14 | 4 | Monday | 14 | 1.579 | 7.584 | 33.7775 | 52.7877 | 51.878 | 6.064 | 86.7575 | 0.5502 | 18.36 | 55.592 | 165.5557 | 80.6935 | 0 | 0 | 1.5794 | 0
2488 | 104 | 14 | 4 | Monday | 15 | 1.362 | 6.585 | 33.7605 | 53.538 | 51.878 | 6.064 | 50.0683 | 0.4368 | 18.36 | 49.4426 | 165.0948 | 44.0043 | 0 | 0 | 1.3621 | 0
2489 | 104 | 14 | 4 | Monday | 16 | 1.205 | 6.115 | 33.7438 | 54.0485 | 50.7246 | 24.256 | 9.5729 | 0.3515 | 22.68 | 39.2763 | 168.1612 | 0 | 0 | 0 | 1.2048 | 0
2490 | 104 | 14 | 4 | Monday | 17 | 1.912 | 6.108 | 33.7463 | 46.6247 | 43.0931 | 30.32 | 0 | 0.3481 | 28.8 | 26.1477 | 159.2175 | 0 | 0 | 0 | 1.9119 | 0
2491 | 104 | 14 | 4 | Monday | 18 | 1.908 | 7.71 | 33.7469 | 45.4162 | 51.7393 | 42.448 | 0 | 0.44 | 30.96 | 12.3931 | 170.6411 | 0 | 0 | 0 | 1.9082 | 0
2492 | 104 | 14 | 4 | Monday | 19 | 1.695 | 7.961 | 33.794 | 53.7664 | 57.1787 | 42.448 | 0 | 0.4504 | 25.2 | 3.6696 | 178.9998 | 0 | 0 | 0 | 1.6946 | 0
2493 | 104 | 14 | 4 | Monday | 20 | 1.809 | 7.918 | 33.8095 | 73.406 | 60.483 | 30.32 | 0 | 0.4415 | 25.2 | 0.7815 | 201.9035 | 0 | 0 | 0 | 1.8093 | 0
2494 | 104 | 14 | 4 | Monday | 21 | 2.475 | 4.901 | 33.7606 | 69.495 | 55.4564 | 18.192 | 0 | 0.288 | 25.2 | 0 | 189.5002 | 0 | 0 | 0 | 2.4752 | 0
2495 | 104 | 14 | 4 | Monday | 22 | 3.29 | 0.616 | 33.77 | 49.7368 | 40.0199 | 12.128 | 0 | 0.0781 | 16.2 | 0 | 140.4707 | 0 | 0 | 0 | 3.2897 | 0
2496 | 104 | 14 | 4 | Monday | 23 | 5.256 | 0.003 | 33.8144 | 26.9226 | 24.6242 | 12.128 | 0 | 0.0735 | 16.2 | 0 | 101.6373 | 0 | 0 | 0 | 5.2564 | 0
2497 | 105 | 15 | 4 | Tuesday | 0 | 7.643 | 0 | 33.8677 | 17.5343 | 18.3373 | 6.064 | 0 | 0.1042 | 14.4 | 0 | 84.2434 | 0 | 0 | 0 | 7.643 | 0
2498 | 105 | 15 | 4 | Tuesday | 1 | 10.922 | 0 | 34.0283 | 14.6472 | 16.4006 | 6.064 | 0 | 0.1494 | 11.88 | 0 | 77.1055 | 0 | 0 | 0 | 10.9222 | 0
2499 | 105 | 15 | 4 | Tuesday | 2 | 13.09 | 0 | 34.2208 | 11.7686 | 14.464 | 6.064 | 0 | 0.1796 | 11.88 | 0 | 72.5131 | 0 | 0 | 0 | 13.0905 | 0
2500 | 105 | 15 | 4 | Tuesday | 3 | 16.133 | 0 | 34.6082 | 11.7686 | 14.464 | 6.064 | 0 | 0.2223 | 11.88 | 0 | 72.9431 | 0 | 0 | 0 | 16.1328 | 0
2501 | 105 | 15 | 4 | Tuesday | 4 | 21.462 | 0 | 34.89 | 13.0128 | 14.464 | 6.064 | 0 | 0.2982 | 11.88 | 0 | 74.5451 | 0 | 0 | 0 | 21.4615 | 0
2502 | 105 | 15 | 4 | Tuesday | 5 | 21.82 | 0 | 34.7685 | 22.6634 | 20.5805 | 6.064 | 0 | 0.3034 | 11.88 | 0 | 90.1958 | 0 | 0 | 0 | 21.8195 | 0
2503 | 105 | 15 | 4 | Tuesday | 6 | 17.975 | 0 | 34.3471 | 44.2011 | 35.484 | 30.32 | 0 | 0.3438 | 15.12 | 0.2147 | 129.496 | 0 | 0 | 0 | 18.6746 | 0
2504 | 105 | 15 | 4 | Tuesday | 7 | 15.751 | 0 | 34.1693 | 54.7213 | 46.6998 | 42.448 | 0 | 0.3894 | 15.12 | 2.9037 | 151.0998 | 0 | 0 | 0 | 19.8481 | 0
2505 | 105 | 15 | 4 | Tuesday | 8 | 9.629 | 0 | 34.2336 | 56.4556 | 52.1343 | 48.512 | 0 | 0.3664 | 18.72 | 13.1468 | 161.9099 | 0 | 0 | 0 | 18.4576 | 0
2506 | 105 | 15 | 4 | Tuesday | 9 | 5.942 | 0 | 34.0892 | 56.4879 | 52.8606 | 30.32 | 16.2739 | 0.2807 | 18.72 | 27.6362 | 162.4383 | 0 | 0 | 0 | 13.2785 | 0
2507 | 105 | 15 | 4 | Tuesday | 10 | 3.802 | 0 | 33.9936 | 54.1713 | 51.878 | 12.128 | 66.7663 | 0.2209 | 14.4 | 40.9022 | 154.6637 | 54.6383 | 0 | 0 | 6.0879 | 0
2508 | 105 | 15 | 4 | Tuesday | 11 | 2.454 | 2.59 | 33.957 | 53.5325 | 51.878 | 12.128 | 99.9743 | 0.3442 | 18.36 | 50.7999 | 160.8729 | 87.8463 | 0 | 0 | 2.953 | 0
2509 | 105 | 15 | 4 | Tuesday | 12 | 1.56 | 8.479 | 34.036 | 51.7482 | 51.1854 | 18.192 | 108.5821 | 0.6388 | 18.36 | 56.1839 | 165.1386 | 90.3901 | 0 | 0 | 1.5599 | 0
2510 | 105 | 15 | 4 | Tuesday | 13 | 1.113 | 9.496 | 33.9229 | 52.6098 | 51.878 | 18.192 | 88.2203 | 0.6507 | 18.36 | 54.4641 | 167.6911 | 70.0283 | 0 | 0 | 1.1125 | 0
2511 | 105 | 15 | 4 | Tuesday | 14 | 0.563 | 7.924 | 33.784 | 52.4428 | 51.878 | 6.064 | 60.7212 | 0.5601 | 18.36 | 50.0921 | 165.5947 | 54.6572 | 0 | 0 | 0.5632 | 0
2512 | 105 | 15 | 4 | Tuesday | 15 | 0 | 7.135 | 33.7556 | 52.7924 | 51.878 | 6.064 | 21.0616 | 0.8219 | 18.36 | 41.9445 | 165.3247 | 14.9976 | 0 | 0 | 0 | 0
2513 | 105 | 15 | 4 | Tuesday | 16 | 0 | 6.817 | 33.7436 | 53.5133 | 50.7246 | 24.256 | 0 | 0.5908 | 22.68 | 29.5306 | 168.6252 | 0 | 0 | 0 | 0 | 0
2514 | 105 | 15 | 4 | Tuesday | 17 | 0 | 7.023 | 33.7305 | 46.4179 | 43.0931 | 30.32 | 0 | 0.7441 | 28.8 | 20.0923 | 160.3813 | 0 | 0 | 0 | 0 | 0
2515 | 105 | 15 | 4 | Tuesday | 18 | 0.189 | 8.735 | 33.8104 | 44.5643 | 51.7393 | 42.448 | 0 | 0.7515 | 30.96 | 11.1149 | 171.2725 | 0 | 0 | 0 | 0.1885 | 0
2516 | 105 | 15 | 4 | Tuesday | 19 | 0.471 | 8.91 | 33.8726 | 52.1364 | 57.1787 | 42.448 | 0 | 0.4842 | 25.2 | 4.5521 | 178.5078 | 0 | 0 | 0 | 0.4706 | 0
2517 | 105 | 15 | 4 | Tuesday | 20 | 0.617 | 8.905 | 33.8772 | 73.3873 | 60.483 | 30.32 | 0 | 0.4779 | 25.2 | 0.9468 | 203.0567 | 0 | 0 | 0 | 0.6173 | 0
2518 | 105 | 15 | 4 | Tuesday | 21 | 1.155 | 5.472 | 33.7504 | 69.495 | 55.4564 | 18.192 | 0 | 0.3001 | 25.2 | 0 | 190.1203 | 0 | 0 | 0 | 1.1548 | 0
2519 | 105 | 15 | 4 | Tuesday | 22 | 1.416 | 0.8 | 33.7187 | 49.7368 | 40.0199 | 12.128 | 0 | 0.0625 | 16.2 | 0 | 140.6033 | 0 | 0 | 0 | 1.4165 | 0
2520 | 105 | 15 | 4 | Tuesday | 23 | 1.963 | 0.003 | 33.8893 | 26.9226 | 24.6242 | 12.128 | 0 | 0.0293 | 16.2 | 0 | 101.6692 | 0 | 0 | 0 | 1.9626 | 0
2521 | 106 | 16 | 4 | Wednesday | 0 | 2.672 | 0 | 33.9619 | 17.5343 | 18.3373 | 6.064 | 0 | 0.037 | 14.4 | 0 | 84.2705 | 0 | 0 | 0 | 2.6716 | 0
2522 | 106 | 16 | 4 | Wednesday | 1 | 6.756 | 0 | 33.932 | 14.6472 | 16.4006 | 6.064 | 0 | 0.0921 | 11.88 | 0 | 76.9519 | 0 | 0 | 0 | 6.7558 | 0
2523 | 106 | 16 | 4 | Wednesday | 2 | 7.611 | 0 | 33.9715 | 11.7686 | 14.464 | 6.064 | 0 | 0.1038 | 11.88 | 0 | 72.1879 | 0 | 0 | 0 | 7.6114 | 0
2524 | 106 | 16 | 4 | Wednesday | 3 | 7.764 | 0 | 34.0553 | 11.7686 | 14.464 | 6.064 | 0 | 0.1058 | 11.88 | 0 | 72.2737 | 0 | 0 | 0 | 7.7645 | 0
2525 | 106 | 16 | 4 | Wednesday | 4 | 7.589 | 0 | 34.1041 | 13.0128 | 14.464 | 6.064 | 0 | 0.1139 | 11.88 | 0 | 73.5748 | 0 | 0 | 0 | 7.5949 | 0
2526 | 106 | 16 | 4 | Wednesday | 5 | 6.281 | 0 | 33.9265 | 22.6634 | 20.5805 | 6.064 | 0 | 0.1188 | 11.88 | 0 | 89.1692 | 0 | 0 | 0 | 6.3544 | 0
2527 | 106 | 16 | 4 | Wednesday | 6 | 4.917 | 0 | 33.8144 | 44.2774 | 35.484 | 30.32 | 0 | 0.1285 | 15.12 | 0.2523 | 128.8243 | 0 | 0 | 0 | 6.4496 | 0
2528 | 106 | 16 | 4 | Wednesday | 7 | 4.074 | 0 | 33.789 | 58.5967 | 46.6998 | 42.448 | 0 | 0.1885 | 15.12 | 2.5038 | 154.3941 | 0 | 0 | 0 | 9.2866 | 0
2529 | 106 | 16 | 4 | Wednesday | 8 | 3.217 | 0 | 33.8089 | 59.884 | 52.1343 | 48.512 | 0 | 0.266 | 18.72 | 8.0681 | 164.8133 | 0 | 0 | 0 | 13.2107 | 0
2530 | 106 | 16 | 4 | Wednesday | 9 | 2.652 | 0 | 33.8555 | 58.0261 | 52.8606 | 30.32 | 0.3805 | 0.2106 | 18.72 | 16.7535 | 163.6728 | 0 | 0 | 0 | 10.9204 | 0
2531 | 106 | 16 | 4 | Wednesday | 10 | 2.181 | 0 | 33.9516 | 55.103 | 51.878 | 12.128 | 29.4628 | 0.1526 | 14.4 | 29.353 | 155.4852 | 17.3348 | 0 | 0 | 5.6058 | 0
2532 | 106 | 16 | 4 | Wednesday | 11 | 1.671 | 3.133 | 33.9453 | 54.1618 | 51.878 | 12.128 | 67.4224 | 0.3442 | 18.36 | 40.766 | 162.0776 | 55.2944 | 0 | 0 | 4.0617 | 0
2533 | 106 | 16 | 4 | Wednesday | 12 | 1.068 | 9.255 | 34.0197 | 51.8347 | 51.1854 | 18.192 | 90.907 | 0.6684 | 18.36 | 49.0453 | 166.0784 | 72.715 | 0 | 0 | 2.0996 | 0
2534 | 106 | 16 | 4 | Wednesday | 13 | 0.655 | 9.993 | 33.9228 | 52.693 | 51.878 | 18.192 | 103.2216 | 0.7104 | 18.36 | 54.9243 | 168.3719 | 85.0296 | 0 | 0 | 0.6548 | 0
2535 | 106 | 16 | 4 | Wednesday | 14 | 0 | 8.312 | 33.7942 | 52.6435 | 51.878 | 6.064 | 81.3304 | 1.026 | 18.36 | 52.9972 | 166.691 | 75.2664 | 0 | 0 | 0 | 0
2536 | 106 | 16 | 4 | Wednesday | 15 | 0 | 7.331 | 33.7567 | 53.1287 | 51.878 | 6.064 | 47.216 | 0.7647 | 18.36 | 47.2351 | 165.817 | 41.152 | 0 | 0 | 0 | 0
2537 | 106 | 16 | 4 | Wednesday | 16 | 0 | 6.885 | 33.7475 | 53.8952 | 50.7246 | 24.256 | 14.5942 | 0.5862 | 22.68 | 38.9154 | 169.0796 | 0 | 0 | 0 | 0 | 0
2538 | 106 | 16 | 4 | Wednesday | 17 | 0.547 | 6.973 | 33.7434 | 46.6322 | 43.0931 | 30.32 | 0 | 0.5464 | 28.8 | 26.3765 | 160.3568 | 0 | 0 | 0 | 0.5468 | 0
2539 | 106 | 16 | 4 | Wednesday | 18 | 1.081 | 8.8 | 33.7827 | 45.8253 | 51.7393 | 42.448 | 0 | 0.4866 | 30.96 | 12.7667 | 172.3115 | 0 | 0 | 0 | 1.0813 | 0
2540 | 106 | 16 | 4 | Wednesday | 19 | 0.947 | 9.083 | 33.8673 | 54.4921 | 57.1787 | 42.448 | 0 | 0.4997 | 25.2 | 3.9195 | 181.0612 | 0 | 0 | 0 | 0.9468 | 0
2541 | 106 | 16 | 4 | Wednesday | 20 | 0.75 | 8.979 | 33.8761 | 73.4687 | 60.483 | 30.32 | 0 | 0.4835 | 25.2 | 0.8538 | 203.2225 | 0 | 0 | 0 | 0.7503 | 0
2542 | 106 | 16 | 4 | Wednesday | 21 | 1.414 | 5.499 | 33.7369 | 69.495 | 55.4564 | 18.192 | 0 | 0.305 | 25.2 | 0 | 190.1403 | 0 | 0 | 0 | 1.4139 | 0
2543 | 106 | 16 | 4 | Wednesday | 22 | 2.421 | 0.815 | 33.7247 | 49.7368 | 40.0199 | 12.128 | 0 | 0.0766 | 16.2 | 0 | 140.6391 | 0 | 0 | 0 | 2.4213 | 0
2544 | 106 | 16 | 4 | Wednesday | 23 | 3.708 | 0.006 | 33.8201 | 26.9226 | 24.6242 | 12.128 | 0 | 0.053 | 16.2 | 0 | 101.6267 | 0 | 0 | 0 | 3.7087 | 0
2545 | 107 | 17 | 4 | Thursday | 0 | 5.388 | 0 | 33.8874 | 17.5343 | 18.3373 | 6.064 | 0 | 0.1018 | 14.4 | 0 | 84.2608 | 0 | 0 | 0 | 5.4393 | 0
2546 | 107 | 17 | 4 | Thursday | 1 | 7.141 | 0 | 33.9283 | 14.6472 | 16.4006 | 6.064 | 0 | 0.1359 | 11.88 | 0 | 76.9921 | 0 | 0 | 0 | 7.2752 | 0
2547 | 107 | 17 | 4 | Thursday | 2 | 9.078 | 0 | 34.0613 | 11.7686 | 14.464 | 6.064 | 0 | 0.1738 | 11.88 | 0 | 72.3477 | 0 | 0 | 0 | 9.2941 | 0
2548 | 107 | 17 | 4 | Thursday | 3 | 12.376 | 0 | 34.2377 | 11.7686 | 14.464 | 6.064 | 0 | 0.2379 | 11.88 | 0 | 72.5882 | 0 | 0 | 0 | 12.6728 | 0
2549 | 107 | 17 | 4 | Thursday | 4 | 14.945 | 0 | 34.5244 | 13.0128 | 14.464 | 6.064 | 0 | 0.2882 | 11.88 | 0 | 74.1694 | 0 | 0 | 0 | 15.3219 | 0
2550 | 107 | 17 | 4 | Thursday | 5 | 15.328 | 0 | 34.5364 | 22.6634 | 20.5805 | 6.064 | 0 | 0.2968 | 11.88 | 0 | 89.9572 | 0 | 0 | 0 | 15.7842 | 0
2551 | 107 | 17 | 4 | Thursday | 6 | 12.203 | 0 | 34.1627 | 44.2471 | 35.484 | 30.32 | 0 | 0.2999 | 15.12 | 0.2328 | 129.3137 | 0 | 0 | 0 | 15.5796 | 0
2552 | 107 | 17 | 4 | Thursday | 7 | 9.021 | 0 | 34.0424 | 56.9792 | 46.6998 | 42.448 | 0 | 0.3264 | 15.12 | 3.1454 | 153.1678 | 0 | 0 | 0 | 16.6339 | 0
2553 | 107 | 17 | 4 | Thursday | 8 | 6.825 | 0 | 33.9886 | 58.0362 | 52.1343 | 48.512 | 0 | 0.3807 | 18.72 | 13.6087 | 163.2598 | 0 | 0 | 0 | 19.3223 | 0
2554 | 107 | 17 | 4 | Thursday | 9 | 4.9 | 0 | 33.9489 | 56.8775 | 52.8606 | 30.32 | 19.4624 | 0.3034 | 18.72 | 28.0593 | 162.7104 | 0 | 0 | 0 | 14.2689 | 0
2555 | 107 | 17 | 4 | Thursday | 10 | 3.723 | 0 | 33.9543 | 54.653 | 51.878 | 12.128 | 69.0233 | 0.2358 | 14.4 | 41.5879 | 155.121 | 56.8953 | 0 | 0 | 6.7065 | 0
2556 | 107 | 17 | 4 | Thursday | 11 | 2.786 | 2.849 | 33.954 | 53.9122 | 51.878 | 12.128 | 100.126 | 0.376 | 18.36 | 51.7356 | 161.5612 | 87.998 | 0 | 0 | 3.804 | 0
2557 | 107 | 17 | 4 | Thursday | 12 | 1.863 | 8.966 | 34.0299 | 51.7221 | 51.1854 | 18.192 | 112.7846 | 0.675 | 18.36 | 57.5587 | 165.6695 | 94.5926 | 0 | 0 | 1.8628 | 0
2558 | 107 | 17 | 4 | Thursday | 13 | 0.971 | 9.959 | 33.9212 | 52.4748 | 51.878 | 18.192 | 106.672 | 0.7027 | 18.36 | 58.7998 | 168.108 | 88.48 | 0 | 0 | 0.9714 | 0
2559 | 107 | 17 | 4 | Thursday | 14 | 0.532 | 8.292 | 33.7852 | 52.5158 | 51.878 | 6.064 | 82.4882 | 0.5979 | 18.36 | 55.9937 | 166.1043 | 76.4242 | 0 | 0 | 0.5316 | 0
2560 | 107 | 17 | 4 | Thursday | 15 | 0 | 7.522 | 33.7567 | 53.1933 | 51.878 | 6.064 | 47.2531 | 0.8059 | 18.36 | 49.4894 | 166.1288 | 41.1891 | 0 | 0 | 0 | 0
2561 | 107 | 17 | 4 | Thursday | 16 | 0 | 7.151 | 33.7618 | 53.8607 | 50.7246 | 24.256 | 9.3207 | 0.5918 | 22.68 | 39.4123 | 169.3523 | 0 | 0 | 0 | 0 | 0
2562 | 107 | 17 | 4 | Thursday | 17 | 0 | 7.281 | 33.7533 | 46.5966 | 43.0931 | 30.32 | 0 | 0.6955 | 28.8 | 26.411 | 160.8129 | 0 | 0 | 0 | 0 | 0
2563 | 107 | 17 | 4 | Thursday | 18 | 0 | 9.19 | 33.8103 | 45.2733 | 51.7393 | 42.448 | 0 | 0.9599 | 30.96 | 12.7725 | 172.6824 | 0 | 0 | 0 | 0 | 0
2564 | 107 | 17 | 4 | Thursday | 19 | 0 | 9.39 | 33.8805 | 52.9232 | 57.1787 | 42.448 | 0 | 0.9703 | 25.2 | 3.9594 | 180.3084 | 0 | 0 | 0 | 0 | 0
2565 | 107 | 17 | 4 | Thursday | 20 | 0 | 9.287 | 33.8823 | 73.0455 | 60.483 | 30.32 | 0 | 0.9567 | 25.2 | 0.856 | 203.612 | 0 | 0 | 0 | 0 | 0
2566 | 107 | 17 | 4 | Thursday | 21 | 0.558 | 5.739 | 33.7559 | 69.495 | 55.4564 | 18.192 | 0 | 0.3372 | 25.2 | 0 | 190.4508 | 0 | 0 | 0 | 0.5582 | 0
2567 | 107 | 17 | 4 | Thursday | 22 | 0.977 | 0.933 | 33.7182 | 49.7368 | 40.0199 | 12.128 | 0 | 0.0634 | 16.2 | 0 | 140.7478 | 0 | 0 | 0 | 0.9773 | 0
2568 | 107 | 17 | 4 | Thursday | 23 | 1.535 | 0.006 | 33.855 | 26.9226 | 24.6242 | 12.128 | 0 | 0.0238 | 16.2 | 0 | 101.6321 | 0 | 0 | 0 | 1.5347 | 0
2569 | 108 | 18 | 4 | Friday | 0 | 1.773 | 0 | 33.9512 | 17.5343 | 18.3373 | 6.064 | 0 | 0.025 | 14.4 | 0 | 84.2478 | 0 | 0 | 0 | 1.7734 | 0
2570 | 108 | 18 | 4 | Friday | 1 | 6.016 | 0 | 33.9416 | 14.6472 | 16.4006 | 6.064 | 0 | 0.0822 | 11.88 | 0 | 76.9517 | 0 | 0 | 0 | 6.016 | 0
2571 | 108 | 18 | 4 | Friday | 2 | 8.203 | 0 | 33.9944 | 11.7686 | 14.464 | 6.064 | 0 | 0.1119 | 11.88 | 0 | 72.2189 | 0 | 0 | 0 | 8.2034 | 0
2572 | 108 | 18 | 4 | Friday | 3 | 9.382 | 0 | 34.141 | 11.7686 | 14.464 | 6.064 | 0 | 0.1281 | 11.88 | 0 | 72.3817 | 0 | 0 | 0 | 9.3818 | 0
2573 | 108 | 18 | 4 | Friday | 4 | 11.915 | 0 | 34.3778 | 13.0128 | 14.464 | 6.064 | 0 | 0.1632 | 11.88 | 0 | 73.8978 | 0 | 0 | 0 | 11.9154 | 0
2574 | 108 | 18 | 4 | Friday | 5 | 13.893 | 0 | 34.4502 | 22.6634 | 20.5805 | 6.064 | 0 | 0.1905 | 11.88 | 0 | 89.7647 | 0 | 0 | 0 | 13.8926 | 0
2575 | 108 | 18 | 4 | Friday | 6 | 12.305 | 0 | 34.1602 | 44.1412 | 35.484 | 30.32 | 0 | 0.1766 | 15.12 | 0.2513 | 129.082 | 0 | 0 | 0 | 12.3053 | 0
2576 | 108 | 18 | 4 | Friday | 7 | 9.974 | 0 | 34.0669 | 53.7995 | 46.6998 | 42.448 | 0 | 0.2217 | 15.12 | 3.3787 | 149.9078 | 0 | 0 | 0 | 11.4346 | 0
2577 | 108 | 18 | 4 | Friday | 8 | 6.27 | 0 | 34.0089 | 56.2374 | 52.1343 | 48.512 | 0 | 0.251 | 18.72 | 14.3654 | 161.3517 | 0 | 0 | 0 | 12.3162 | 0
2578 | 108 | 18 | 4 | Friday | 9 | 3.882 | 0 | 33.8974 | 56.3863 | 52.8606 | 30.32 | 17.6287 | 0.2139 | 18.72 | 29.137 | 162.0782 | 0 | 0 | 0 | 9.5832 | 0
2579 | 108 | 18 | 4 | Friday | 10 | 2.42 | 0 | 33.8968 | 54.1393 | 51.878 | 12.128 | 68.9799 | 0.1864 | 14.4 | 42.1841 | 154.5004 | 56.8519 | 0 | 0 | 4.028 | 0
2580 | 108 | 18 | 4 | Friday | 11 | 1.096 | 3.148 | 33.9133 | 53.3595 | 51.878 | 12.128 | 102.5983 | 0.3456 | 18.36 | 51.6863 | 161.2605 | 90.4703 | 0 | 0 | 1.2329 | 0
2581 | 108 | 18 | 4 | Friday | 12 | 0.03 | 10.86 | 33.956 | 51.4723 | 51.1854 | 18.192 | 113.728 | 1.0482 | 18.36 | 57.4234 | 167.7675 | 95.536 | 0 | 0 | 0.03 | 0
2582 | 108 | 18 | 4 | Friday | 13 | 0 | 10.923 | 33.9042 | 52.5303 | 51.878 | 18.192 | 106.9816 | 0.8976 | 18.36 | 59.1175 | 169.3831 | 88.7896 | 0 | 0 | 0 | 0
2583 | 108 | 18 | 4 | Friday | 14 | 0 | 9.007 | 33.869 | 52.6038 | 51.878 | 6.064 | 83.3091 | 0.7081 | 18.36 | 56.5319 | 167.16 | 77.2451 | 0 | 0 | 0 | 0
2584 | 108 | 18 | 4 | Friday | 15 | 0 | 8.216 | 33.7564 | 53.2689 | 51.878 | 6.064 | 46.0407 | 0.5761 | 18.36 | 49.9628 | 166.7246 | 39.9767 | 0 | 0 | 0 | 0
2585 | 108 | 18 | 4 | Friday | 16 | 0 | 7.767 | 33.7339 | 53.8727 | 50.7246 | 24.256 | 7.9375 | 0.4975 | 22.68 | 39.677 | 169.9084 | 0 | 0 | 0 | 0 | 0
2586 | 108 | 18 | 4 | Friday | 17 | 0 | 7.869 | 33.7417 | 46.5822 | 43.0931 | 30.32 | 0 | 0.493 | 28.8 | 26.6711 | 161.2204 | 0 | 0 | 0 | 0 | 0
2587 | 108 | 18 | 4 | Friday | 18 | 0 | 10.165 | 33.8732 | 45.281 | 51.7393 | 42.448 | 0 | 0.6071 | 30.96 | 12.9574 | 173.4543 | 0 | 0 | 0 | 0 | 0
2588 | 108 | 18 | 4 | Friday | 19 | 0 | 10.172 | 33.8947 | 52.8592 | 57.1787 | 42.448 | 0 | 0.7008 | 25.2 | 3.992 | 180.8342 | 0 | 0 | 0 | 0 | 0
2589 | 108 | 18 | 4 | Friday | 20 | 0 | 10.013 | 33.8953 | 72.8785 | 60.483 | 30.32 | 0 | 0.7464 | 25.2 | 0.8737 | 204.0326 | 0 | 0 | 0 | 0 | 0
2590 | 108 | 18 | 4 | Friday | 21 | 0 | 6.229 | 33.8101 | 69.495 | 55.4564 | 18.192 | 0 | 0.6356 | 25.2 | 0 | 191.3338 | 0 | 0 | 0 | 0 | 0
2591 | 108 | 18 | 4 | Friday | 22 | 0 | 1.174 | 33.7202 | 49.7368 | 40.0199 | 12.128 | 0 | 0.4986 | 16.2 | 0 | 141.4455 | 0 | 0 | 0 | 0 | 0
2592 | 108 | 18 | 4 | Friday | 23 | 0.76 | 0.008 | 33.7935 | 26.9226 | 24.6242 | 12.128 | 0 | 0.0759 | 16.2 | 0 | 101.6244 | 0 | 0 | 0 | 0.7601 | 0
2593 | 109 | 19 | 4 | Saturday | 0 | 1.142 | 0 | 33.9113 | 18.3332 | 19.1419 | 6.064 | 0 | 0.0167 | 15.84 | 0 | 87.2432 | 0 | 0 | 0 | 1.1423 | 0
2594 | 109 | 19 | 4 | Saturday | 1 | 1.252 | 0 | 33.9411 | 17.5283 | 18.3373 | 6.064 | 0 | 0.0181 | 12.6 | 0 | 82.4248 | 0 | 0 | 0 | 1.2518 | 0
2595 | 109 | 19 | 4 | Saturday | 2 | 4.503 | 0 | 33.955 | 11.771 | 14.464 | 6.064 | 0 | 0.0619 | 12.6 | 0 | 72.8519 | 0 | 0 | 0 | 4.5033 | 0
2596 | 109 | 19 | 4 | Saturday | 3 | 7.541 | 0 | 33.9918 | 11.771 | 14.464 | 6.064 | 0 | 0.1028 | 12.6 | 0 | 72.9297 | 0 | 0 | 0 | 7.5406 | 0
2597 | 109 | 19 | 4 | Saturday | 4 | 7.997 | 0 | 34.0624 | 11.771 | 14.464 | 6.064 | 0 | 0.1091 | 12.6 | 0 | 73.0065 | 0 | 0 | 0 | 7.9967 | 0
2598 | 109 | 19 | 4 | Saturday | 5 | 9.397 | 0 | 34.1805 | 13.0152 | 14.464 | 6.064 | 0 | 0.1284 | 12.6 | 0 | 74.3881 | 0 | 0 | 0 | 9.3969 | 0
2599 | 109 | 19 | 4 | Saturday | 6 | 10.184 | 0 | 34.1249 | 30.2051 | 24.9086 | 30.32 | 0 | 0.1474 | 14.4 | 0.2603 | 103.786 | 0 | 0 | 0 | 10.1842 | 0
2600 | 109 | 19 | 4 | Saturday | 7 | 10.974 | 0 | 34.1475 | 29.6736 | 26.405 | 42.448 | 0 | 0.1663 | 11.52 | 3.4493 | 101.9123 | 0 | 0 | 0 | 10.9736 | 0
2601 | 109 | 19 | 4 | Saturday | 8 | 7.425 | 0 | 34.002 | 34.8635 | 37.4339 | 48.512 | 0 | 0.1863 | 16.2 | 13.9856 | 122.6857 | 0 | 0 | 0 | 9.2302 | 0
2602 | 109 | 19 | 4 | Saturday | 9 | 4.583 | 0 | 33.8905 | 32.0634 | 37.9057 | 30.32 | 8.9196 | 0.1709 | 16.2 | 28.0574 | 120.2305 | 0 | 0 | 0 | 7.9883 | 0
2603 | 109 | 19 | 4 | Saturday | 10 | 3.201 | 0 | 33.8765 | 30.0378 | 37.2508 | 12.128 | 55.0595 | 0.1685 | 15.12 | 41.4369 | 116.4536 | 42.9315 | 0 | 0 | 4.2548 | 0
2604 | 109 | 19 | 4 | Saturday | 11 | 2.742 | 2.912 | 33.8519 | 27.9727 | 35.3135 | 12.128 | 85.9128 | 0.3282 | 21.6 | 51.4651 | 122.2155 | 73.7848 | 0 | 0 | 2.7891 | 0
2605 | 109 | 19 | 4 | Saturday | 12 | 2.277 | 3.078 | 33.8928 | 25.0075 | 34.2247 | 18.192 | 94.4683 | 0.3411 | 23.4 | 56.7525 | 120.1944 | 76.2763 | 0 | 0 | 2.2767 | 0
2606 | 109 | 19 | 4 | Saturday | 13 | 1.939 | 3.143 | 34.0347 | 24.139 | 33.0722 | 18.192 | 78.8788 | 0.3153 | 23.4 | 55.8786 | 118.3599 | 60.6868 | 0 | 0 | 1.939 | 0
2607 | 109 | 19 | 4 | Saturday | 14 | 1.669 | 3.192 | 34.0359 | 22.9035 | 33.0722 | 6.064 | 36.0903 | 0.243 | 23.4 | 47.3054 | 117.1068 | 30.0263 | 0 | 0 | 1.6693 | 0
2608 | 109 | 19 | 4 | Saturday | 15 | 1.433 | 3.233 | 34.0039 | 23.4009 | 33.0722 | 6.064 | 1.3748 | 0.187 | 23.4 | 36.6129 | 117.5609 | 0 | 0 | 0 | 1.4332 | 0
2609 | 109 | 19 | 4 | Saturday | 16 | 1.491 | 3.256 | 33.9208 | 24.2402 | 33.0722 | 24.256 | 0 | 0.1923 | 23.4 | 31.8687 | 118.3467 | 0 | 0 | 0 | 1.4909 | 0
2610 | 109 | 19 | 4 | Saturday | 17 | 2.518 | 2.885 | 33.9421 | 22.4526 | 32.9581 | 30.32 | 0 | 0.1896 | 27 | 24.8171 | 119.6619 | 0 | 0 | 0 | 2.5185 | 0
2611 | 109 | 19 | 4 | Saturday | 18 | 2.294 | 6.965 | 33.9127 | 35.8948 | 46.5147 | 42.448 | 0 | 0.409 | 28.8 | 13.04 | 153.0637 | 0 | 0 | 0 | 2.2938 | 0
2612 | 109 | 19 | 4 | Saturday | 19 | 2.388 | 9.219 | 33.8918 | 46.3 | 50.3878 | 42.448 | 0 | 0.5261 | 28.8 | 4.2284 | 169.8766 | 0 | 0 | 0 | 2.3881 | 0
2613 | 109 | 19 | 4 | Saturday | 20 | 2.875 | 7.539 | 33.8597 | 59.5955 | 50.3878 | 30.32 | 0 | 0.4358 | 27 | 0.931 | 179.4328 | 0 | 0 | 0 | 2.8745 | 0
2614 | 109 | 19 | 4 | Saturday | 21 | 3.332 | 6.287 | 33.8117 | 61.3343 | 50.3878 | 18.192 | 0 | 0.3714 | 27 | 0 | 179.7042 | 0 | 0 | 0 | 3.332 | 0
2615 | 109 | 19 | 4 | Saturday | 22 | 4.095 | 1.625 | 33.7628 | 49.2003 | 40.077 | 12.128 | 0 | 0.1401 | 19.8 | 0 | 144.7371 | 0 | 0 | 0 | 4.0954 | 0
2616 | 109 | 19 | 4 | Saturday | 23 | 7.212 | 0.022 | 33.8386 | 28.1779 | 24.6242 | 12.128 | 0 | 0.1286 | 19.8 | 0 | 106.5935 | 0 | 0 | 0 | 7.2822 | 0
2617 | 110 | 20 | 4 | Sunday | 0 | 12.402 | 0 | 33.9131 | 24.1043 | 23.0149 | 6.064 | 0 | 0.2351 | 19.8 | 0 | 101.0674 | 0 | 0 | 0 | 12.5492 | 0
2618 | 110 | 20 | 4 | Sunday | 1 | 19.42 | 0 | 34.0505 | 23.3102 | 22.2101 | 6.064 | 0 | 0.3702 | 19.8 | 0 | 99.741 | 0 | 0 | 0 | 19.6493 | 0
2619 | 110 | 20 | 4 | Sunday | 2 | 22.605 | 0 | 34.2251 | 17.5379 | 18.3373 | 6.064 | 0 | 0.4337 | 15.48 | 0 | 86.014 | 0 | 0 | 0 | 22.9146 | 0
2620 | 110 | 20 | 4 | Sunday | 3 | 22.83 | 0 | 34.534 | 17.5379 | 18.3373 | 6.064 | 0 | 0.4396 | 15.48 | 0 | 86.3288 | 0 | 0 | 0 | 23.2197 | 0
2621 | 110 | 20 | 4 | Sunday | 4 | 24.467 | 0 | 34.7855 | 17.5379 | 18.3373 | 6.064 | 0 | 0.4729 | 15.48 | 0 | 86.6135 | 0 | 0 | 0 | 24.9351 | 0
2622 | 110 | 20 | 4 | Sunday | 5 | 26.138 | 0 | 34.8921 | 18.7817 | 18.3373 | 6.064 | 0 | 0.5071 | 15.48 | 0 | 87.9981 | 0 | 0 | 0 | 26.6835 | 0
2623 | 110 | 20 | 4 | Sunday | 6 | 24.619 | 0 | 34.68 | 26.9308 | 24.6242 | 30.32 | 0 | 0.5475 | 18.72 | 0.2403 | 105.5025 | 0 | 0 | 0 | 28.429 | 0
2624 | 110 | 20 | 4 | Sunday | 7 | 19.216 | 0 | 34.2805 | 32.8263 | 29.9942 | 42.448 | 0 | 0.5324 | 18.72 | 2.2701 | 116.3535 | 0 | 0 | 0 | 27.3927 | 0
2625 | 110 | 20 | 4 | Sunday | 8 | 13.802 | 0 | 34.1545 | 29.0872 | 33.2132 | 48.512 | 0 | 0.5256 | 23.4 | 6.1607 | 120.3804 | 0 | 0 | 0 | 26.8865 | 0
2626 | 110 | 20 | 4 | Sunday | 9 | 11.256 | 0 | 34.1008 | 21.7761 | 29.3396 | 30.32 | 0 | 0.4062 | 23.4 | 9.5207 | 109.0227 | 0 | 0 | 0 | 21.3101 | 0
2627 | 110 | 20 | 4 | Sunday | 10 | 9.279 | 0 | 33.9478 | 23.6175 | 32.5586 | 12.128 | 0 | 0.2568 | 19.08 | 10.0465 | 109.4606 | 0 | 0 | 0 | 13.6837 | 0
2628 | 110 | 20 | 4 | Sunday | 11 | 8.748 | 0 | 33.945 | 23.7673 | 32.5586 | 12.128 | 0 | 0.2507 | 21.6 | 9.32 | 112.1216 | 0 | 0 | 0 | 13.3656 | 0
2629 | 110 | 20 | 4 | Sunday | 12 | 8.021 | 0 | 33.9437 | 23.028 | 33.0367 | 18.192 | 0 | 0.2885 | 19.08 | 13.0147 | 109.3769 | 0 | 0 | 0 | 15.3335 | 0
2630 | 110 | 20 | 4 | Sunday | 13 | 7.098 | 0 | 33.9661 | 18.5265 | 29.1634 | 18.192 | 22.2525 | 0.3085 | 18.36 | 25.4752 | 100.3245 | 4.0605 | 0 | 0 | 14.5363 | 0
2631 | 110 | 20 | 4 | Sunday | 14 | 6.65 | 0 | 33.9726 | 18.2948 | 29.1634 | 6.064 | 36.3498 | 0.2217 | 18 | 30.7717 | 99.6525 | 30.2858 | 0 | 0 | 8.8105 | 0
2632 | 110 | 20 | 4 | Sunday | 15 | 6.2 | 0 | 33.9787 | 18.3594 | 29.1634 | 6.064 | 25.9795 | 0.1904 | 15.84 | 28.6963 | 97.5319 | 19.9155 | 0 | 0 | 8.0143 | 0
2633 | 110 | 20 | 4 | Sunday | 16 | 5.763 | 0 | 33.9375 | 17.5564 | 27.5539 | 24.256 | 21.5692 | 0.2684 | 23.04 | 27.9739 | 102.3562 | 0 | 0 | 0 | 12.3339 | 0
2634 | 110 | 20 | 4 | Sunday | 17 | 6.11 | 0 | 33.8986 | 17.0026 | 26.399 | 30.32 | 2.71 | 0.2886 | 22.32 | 21.1865 | 99.9087 | 0 | 0 | 0 | 14.8966 | 0
2635 | 110 | 20 | 4 | Sunday | 18 | 5.718 | 0 | 33.8071 | 28.1978 | 38.0184 | 42.448 | 0 | 0.3922 | 23.4 | 12.1029 | 123.8155 | 0 | 0 | 0 | 20.3354 | 0
2636 | 110 | 20 | 4 | Sunday | 19 | 5.83 | 0 | 33.7376 | 41.2401 | 45.7644 | 42.448 | 0 | 0.4411 | 22.68 | 4.6251 | 143.8633 | 0 | 0 | 0 | 22.9934 | 0
2637 | 110 | 20 | 4 | Sunday | 20 | 6.096 | 0 | 33.7451 | 58.263 | 49.6381 | 30.32 | 0 | 0.3744 | 22.68 | 1.0497 | 164.7006 | 0 | 0 | 0 | 19.8018 | 0
2638 | 110 | 20 | 4 | Sunday | 21 | 6.615 | 0 | 33.7222 | 48.5011 | 41.8913 | 18.192 | 0 | 0.2885 | 22.68 | 0 | 147.083 | 0 | 0 | 0 | 15.3857 | 0
2639 | 110 | 20 | 4 | Sunday | 22 | 7.351 | 0 | 33.747 | 40.3665 | 35.5897 | 12.128 | 0 | 0.2508 | 14.4 | 0 | 124.354 | 0 | 0 | 0 | 13.4179 | 0
2640 | 110 | 20 | 4 | Sunday | 23 | 10.061 | 0 | 33.7965 | 25.6748 | 24.6242 | 12.128 | 0 | 0.3056 | 14.4 | 0 | 98.8011 | 0 | 0 | 0 | 16.2998 | 0
2641 | 111 | 21 | 4 | Monday | 0 | 12.441 | 0 | 33.9151 | 17.5343 | 18.3373 | 6.064 | 0 | 0.2927 | 14.4 | 0 | 84.4794 | 0 | 0 | 0 | 15.6241 | 0
2642 | 111 | 21 | 4 | Monday | 1 | 13.454 | 0 | 34.0534 | 14.6472 | 16.4006 | 6.064 | 0 | 0.3129 | 11.88 | 0 | 77.2942 | 0 | 0 | 0 | 16.6795 | 0
2643 | 111 | 21 | 4 | Monday | 2 | 14.197 | 0 | 34.1542 | 11.7686 | 14.464 | 6.064 | 0 | 0.328 | 11.88 | 0 | 72.5948 | 0 | 0 | 0 | 17.4636 | 0
2644 | 111 | 21 | 4 | Monday | 3 | 14.745 | 0 | 34.393 | 11.7686 | 14.464 | 6.064 | 0 | 0.3393 | 11.88 | 0 | 72.845 | 0 | 0 | 0 | 18.053 | 0
2645 | 111 | 21 | 4 | Monday | 4 | 14.885 | 0 | 34.6097 | 13.0128 | 14.464 | 6.064 | 0 | 0.3429 | 11.88 | 0 | 74.3093 | 0 | 0 | 0 | 18.2344 | 0
2646 | 111 | 21 | 4 | Monday | 5 | 15.024 | 0 | 34.5794 | 22.6634 | 20.5805 | 6.064 | 0 | 0.3467 | 11.88 | 0 | 90.05 | 0 | 0 | 0 | 18.4135 | 0
2647 | 111 | 21 | 4 | Monday | 6 | 13.75 | 0 | 34.1209 | 44.2772 | 35.484 | 30.32 | 0 | 0.5945 | 15.12 | 0.2559 | 129.5966 | 0 | 0 | 0 | 31.2644 | 0
2648 | 111 | 21 | 4 | Monday | 7 | 10.759 | 0 | 33.9618 | 58.4386 | 46.6998 | 42.448 | 0 | 0.6764 | 15.12 | 2.6437 | 154.8967 | 0 | 0 | 0 | 36.7905 | 0
2649 | 111 | 21 | 4 | Monday | 8 | 8.414 | 0 | 33.9725 | 58.0965 | 52.1343 | 48.512 | 0.0989 | 0.6798 | 18.72 | 10.1875 | 163.6031 | 0 | 0 | 0 | 40.1749 | 0
2650 | 111 | 21 | 4 | Monday | 9 | 7.307 | 0 | 34.0442 | 56.5591 | 52.8606 | 30.32 | 29.5147 | 0.5638 | 18.72 | 24.1885 | 162.7476 | 0 | 0 | 0 | 27.418 | 0
2651 | 111 | 21 | 4 | Monday | 10 | 5.507 | 0 | 34.0753 | 53.9913 | 51.878 | 12.128 | 65.5356 | 0.3372 | 14.4 | 35.8751 | 154.6817 | 53.4076 | 0 | 0 | 12.4849 | 0
2652 | 111 | 21 | 4 | Monday | 11 | 4.65 | 2.343 | 34.205 | 52.9049 | 51.878 | 12.128 | 72.8422 | 0.4212 | 18.36 | 40.7388 | 160.3035 | 60.7142 | 0 | 0 | 9.9535 | 0
2653 | 111 | 21 | 4 | Monday | 12 | 3.855 | 3.743 | 34.1331 | 50.8266 | 51.1854 | 18.192 | 71.1849 | 0.4814 | 18.36 | 42.5886 | 159.0342 | 52.9929 | 0 | 0 | 9.4165 | 0
2654 | 111 | 21 | 4 | Monday | 13 | 3.015 | 7.986 | 34.0521 | 51.9691 | 51.878 | 18.192 | 75.7136 | 0.6544 | 18.36 | 45.8711 | 165.5506 | 57.5216 | 0 | 0 | 6.2791 | 0
2655 | 111 | 21 | 4 | Monday | 14 | 2.815 | 6.955 | 33.8861 | 52.1876 | 51.878 | 6.064 | 73.4388 | 0.5282 | 18.36 | 48.1736 | 164.3616 | 67.3748 | 0 | 0 | 3.0737 | 0
2656 | 111 | 21 | 4 | Monday | 15 | 2.658 | 5.845 | 33.8616 | 53.0285 | 51.878 | 6.064 | 42.6814 | 0.4037 | 18.36 | 42.655 | 163.8525 | 36.6174 | 0 | 0 | 2.658 | 0
2657 | 111 | 21 | 4 | Monday | 16 | 2.644 | 5.443 | 33.8172 | 53.9063 | 50.7246 | 24.256 | 7.3299 | 0.3321 | 22.68 | 33.1492 | 167.3461 | 0 | 0 | 0 | 2.6436 | 0
2658 | 111 | 21 | 4 | Monday | 17 | 3.585 | 5.472 | 33.8388 | 46.4822 | 43.0931 | 30.32 | 0 | 0.3373 | 28.8 | 22.0741 | 158.469 | 0 | 0 | 0 | 3.5847 | 0
2659 | 111 | 21 | 4 | Monday | 18 | 3.625 | 7.118 | 33.7845 | 45.0303 | 51.7393 | 42.448 | 0 | 0.4856 | 30.96 | 11.7967 | 169.6983 | 0 | 0 | 0 | 5.5529 | 0
2660 | 111 | 21 | 4 | Monday | 19 | 3.32 | 7.066 | 33.7528 | 53.3756 | 57.1787 | 42.448 | 0 | 0.5429 | 25.2 | 4.7157 | 177.6924 | 0 | 0 | 0 | 8.8297 | 0
2661 | 111 | 21 | 4 | Monday | 20 | 3.483 | 7.14 | 33.7964 | 73.2951 | 60.483 | 30.32 | 0 | 0.55 | 25.2 | 1.0509 | 201.046 | 0 | 0 | 0 | 9.4541 | 0
2662 | 111 | 21 | 4 | Monday | 21 | 4.385 | 4.394 | 33.7565 | 69.495 | 55.4564 | 18.192 | 0 | 0.3894 | 25.2 | 0 | 189.049 | 0 | 0 | 0 | 8.7369 | 0
2663 | 111 | 21 | 4 | Monday | 22 | 5.2 | 0.479 | 33.7948 | 49.7368 | 40.0199 | 12.128 | 0 | 0.1821 | 16.2 | 0 | 140.4518 | 0 | 0 | 0 | 8.4123 | 0
2664 | 111 | 21 | 4 | Monday | 23 | 8.818 | 0.002 | 33.8134 | 26.9226 | 24.6242 | 12.128 | 0 | 0.2306 | 16.2 | 0 | 101.7932 | 0 | 0 | 0 | 12.2722 | 0
2665 | 112 | 22 | 4 | Tuesday | 0 | 12.301 | 0 | 33.9507 | 17.5343 | 18.3373 | 6.064 | 0 | 0.2646 | 14.4 | 0 | 84.4868 | 0 | 0 | 0 | 14.1173 | 0
2666 | 112 | 22 | 4 | Tuesday | 1 | 13.995 | 0 | 34.0932 | 14.6472 | 16.4006 | 6.064 | 0 | 0.2982 | 11.88 | 0 | 77.3193 | 0 | 0 | 0 | 15.872 | 0
2667 | 112 | 22 | 4 | Tuesday | 2 | 15.473 | 0 | 34.3348 | 11.7686 | 14.464 | 6.064 | 0 | 0.3278 | 11.88 | 0 | 72.7753 | 0 | 0 | 0 | 17.4095 | 0
2668 | 112 | 22 | 4 | Tuesday | 3 | 22.503 | 0 | 34.7491 | 11.7686 | 14.464 | 6.064 | 0 | 0.4663 | 11.88 | 0 | 73.328 | 0 | 0 | 0 | 24.4972 | 0
2669 | 112 | 22 | 4 | Tuesday | 4 | 25.726 | 0 | 34.8296 | 13.0128 | 14.464 | 6.064 | 0 | 0.5309 | 11.88 | 0 | 74.7173 | 0 | 0 | 0 | 27.7777 | 0
2670 | 112 | 22 | 4 | Tuesday | 5 | 22.755 | 0 | 34.7773 | 22.6634 | 20.5805 | 6.064 | 0 | 0.4736 | 11.88 | 0 | 90.3748 | 0 | 0 | 0 | 24.8642 | 0
2671 | 112 | 22 | 4 | Tuesday | 6 | 16.651 | 0 | 34.3629 | 44.1487 | 35.484 | 30.32 | 0 | 0.5364 | 15.12 | 0.2883 | 129.652 | 0 | 0 | 0 | 27.997 | 0
2672 | 112 | 22 | 4 | Tuesday | 7 | 14.649 | 0 | 34.0877 | 55.4438 | 46.6998 | 42.448 | 0 | 0.6297 | 15.12 | 3.6117 | 151.981 | 0 | 0 | 0 | 32.6354 | 0
2673 | 112 | 22 | 4 | Tuesday | 8 | 11.735 | 0 | 34.0819 | 58.15 | 52.1343 | 48.512 | 0 | 0.677 | 18.72 | 13.528 | 163.7632 | 0 | 0 | 0 | 35.0564 | 0
2674 | 112 | 22 | 4 | Tuesday | 9 | 9.086 | 0 | 34.0149 | 56.6509 | 52.8606 | 30.32 | 23.3023 | 0.502 | 18.72 | 25.5595 | 162.7483 | 0 | 0 | 0 | 24.5197 | 0
2675 | 112 | 22 | 4 | Tuesday | 10 | 6.935 | 0 | 33.9428 | 54.0951 | 51.878 | 12.128 | 49.5149 | 0.311 | 14.4 | 33.1135 | 154.627 | 37.3869 | 0 | 0 | 12.4072 | 0
2676 | 112 | 22 | 4 | Tuesday | 11 | 5.644 | 2.53 | 34.0205 | 52.8754 | 51.878 | 12.128 | 53.4837 | 0.4004 | 18.36 | 35.9368 | 160.2699 | 41.3557 | 0 | 0 | 9.9517 | 0
2677 | 112 | 22 | 4 | Tuesday | 12 | 4.711 | 5.371 | 34.0355 | 50.719 | 51.1854 | 18.192 | 51.9847 | 0.5411 | 18.36 | 37.352 | 160.6503 | 33.7927 | 0 | 0 | 9.5423 | 0
2678 | 112 | 22 | 4 | Tuesday | 13 | 4.474 | 8.619 | 33.8555 | 51.9841 | 51.878 | 18.192 | 46.6583 | 0.67 | 18.36 | 37.2682 | 166.069 | 28.4663 | 0 | 0 | 7.9556 | 0
2679 | 112 | 22 | 4 | Tuesday | 14 | 3.793 | 7.218 | 33.8059 | 52.2919 | 51.878 | 6.064 | 45.1112 | 0.5266 | 18.36 | 37.9122 | 164.6685 | 39.0472 | 0 | 0 | 4.4948 | 0
2680 | 112 | 22 | 4 | Tuesday | 15 | 2.809 | 6.265 | 33.7646 | 52.909 | 51.878 | 6.064 | 35.9505 | 0.4355 | 18.36 | 36.6125 | 164.1222 | 29.8865 | 0 | 0 | 3.0481 | 0
2681 | 112 | 22 | 4 | Tuesday | 16 | 2.387 | 5.809 | 33.7505 | 53.6656 | 50.7246 | 24.256 | 16.1281 | 0.3805 | 22.68 | 31.7751 | 167.4832 | 0 | 0 | 0 | 2.7552 | 0
2682 | 112 | 22 | 4 | Tuesday | 17 | 3.309 | 6.059 | 33.7496 | 46.4599 | 43.0931 | 30.32 | 0.2399 | 0.4142 | 28.8 | 23.5883 | 159.0698 | 0 | 0 | 0 | 5.0978 | 0
2683 | 112 | 22 | 4 | Tuesday | 18 | 3.129 | 7.655 | 33.7351 | 44.7523 | 51.7393 | 42.448 | 0 | 0.5709 | 30.96 | 13.4165 | 170.0368 | 0 | 0 | 0 | 8.6757 | 0
2684 | 112 | 22 | 4 | Tuesday | 19 | 2.47 | 7.74 | 33.7886 | 51.9162 | 57.1787 | 42.448 | 0 | 0.6232 | 25.2 | 4.94 | 177.0772 | 0 | 0 | 0 | 11.3021 | 0
2685 | 112 | 22 | 4 | Tuesday | 20 | 2.329 | 7.747 | 33.7959 | 72.6017 | 60.483 | 30.32 | 0 | 0.6008 | 25.2 | 1.0665 | 201.0594 | 0 | 0 | 0 | 10.5059 | 0
2686 | 112 | 22 | 4 | Tuesday | 21 | 3.085 | 4.794 | 33.7612 | 69.495 | 55.4564 | 18.192 | 0 | 0.409 | 25.2 | 0 | 189.5059 | 0 | 0 | 0 | 8.6971 | 0
2687 | 112 | 22 | 4 | Tuesday | 22 | 4.104 | 0.574 | 33.7896 | 49.7368 | 40.0199 | 12.128 | 0 | 0.1815 | 16.2 | 0 | 140.5489 | 0 | 0 | 0 | 8.1299 | 0
2688 | 112 | 22 | 4 | Tuesday | 23 | 7.566 | 0.003 | 33.8104 | 26.9226 | 24.6242 | 12.128 | 0 | 0.2216 | 16.2 | 0 | 101.7815 | 0 | 0 | 0 | 11.8146 | 0
2689 | 113 | 23 | 4 | Wednesday | 0 | 12.071 | 0 | 34.0125 | 17.5343 | 18.3373 | 6.064 | 0 | 0.2675 | 14.4 | 0 | 84.5515 | 0 | 0 | 0 | 14.2774 | 0
2690 | 113 | 23 | 4 | Wednesday | 1 | 21.105 | 0 | 34.228 | 14.6472 | 16.4006 | 6.064 | 0 | 0.442 | 11.88 | 0 | 77.5979 | 0 | 0 | 0 | 23.3666 | 0
2691 | 113 | 23 | 4 | Wednesday | 2 | 31.966 | 0 | 34.6771 | 11.7686 | 14.464 | 6.064 | 0 | 0.6366 | 11.88 | 0 | 73.4264 | 0 | 0 | 0 | 34.282 | 0
2692 | 113 | 23 | 4 | Wednesday | 3 | 37.587 | 0 | 34.8853 | 11.7686 | 14.464 | 6.064 | 0 | 0.6831 | 11.88 | 0 | 73.681 | 0 | 0 | 0 | 39.9594 | 0
2693 | 113 | 23 | 4 | Wednesday | 4 | 44.176 | 0 | 34.8764 | 13.0128 | 14.464 | 6.064 | 0 | 0.6896 | 11.88 | 0 | 74.9228 | 0 | 0 | 0 | 46.6069 | 0
2694 | 113 | 23 | 4 | Wednesday | 5 | 47.901 | 0 | 34.6925 | 22.6634 | 20.5805 | 6.064 | 0 | 0.6933 | 11.88 | 0 | 90.5097 | 0 | 0 | 0 | 50.3861 | 0
2695 | 113 | 23 | 4 | Wednesday | 6 | 41.253 | 0 | 34.4459 | 43.9302 | 35.484 | 30.32 | 0 | 0.6943 | 15.12 | 0.3424 | 129.6744 | 0 | 0 | 0 | 54.4298 | 0
2696 | 113 | 23 | 4 | Wednesday | 7 | 33.759 | 0 | 34.368 | 53.6362 | 46.6998 | 42.448 | 0 | 0.6961 | 15.12 | 4.6239 | 150.5201 | 0 | 0 | 0 | 54.1437 | 0
2697 | 113 | 23 | 4 | Wednesday | 8 | 18.102 | 0 | 34.3455 | 57.572 | 52.1343 | 48.512 | 0.1604 | 0.6895 | 18.72 | 14.6072 | 163.4613 | 0 | 0 | 0 | 43.886 | 0
2698 | 113 | 23 | 4 | Wednesday | 9 | 10.023 | 0 | 34.2316 | 56.4758 | 52.8606 | 30.32 | 30.4736 | 0.5538 | 18.72 | 27.4261 | 162.8418 | 0.1536 | 0 | 0 | 26.6458 | 0
2699 | 113 | 23 | 4 | Wednesday | 10 | 6.938 | 0 | 34.0006 | 54.2285 | 51.878 | 12.128 | 71.333 | 0.3476 | 14.4 | 38.7242 | 154.8547 | 59.205 | 0 | 0 | 12.5111 | 0
2700 | 113 | 23 | 4 | Wednesday | 11 | 5.636 | 2.519 | 34.0087 | 53.2656 | 51.878 | 12.128 | 93.0134 | 0.4498 | 18.36 | 46.3398 | 160.6864 | 80.8854 | 0 | 0 | 9.2537 | 0
2701 | 113 | 23 | 4 | Wednesday | 12 | 4.303 | 6.81 | 33.9804 | 51.1793 | 51.1854 | 18.192 | 102.5266 | 0.6374 | 18.36 | 51.6114 | 162.7076 | 84.3346 | 0 | 0 | 6.3343 | 0
2702 | 113 | 23 | 4 | Wednesday | 13 | 3.278 | 8.826 | 33.8222 | 51.9547 | 51.878 | 18.192 | 77.6756 | 0.6303 | 18.36 | 48.464 | 166.1903 | 59.4836 | 0 | 0 | 3.3051 | 0
2703 | 113 | 23 | 4 | Wednesday | 14 | 2.607 | 7.578 | 33.7648 | 52.1323 | 51.878 | 6.064 | 44.5128 | 0.4966 | 18.36 | 42.522 | 164.8273 | 38.4488 | 0 | 0 | 2.6066 | 0
2704 | 113 | 23 | 4 | Wednesday | 15 | 2.044 | 6.718 | 33.7539 | 52.6874 | 51.878 | 6.064 | 20.5207 | 0.406 | 18.36 | 37.2591 | 164.3508 | 14.4567 | 0 | 0 | 2.044 | 0
2705 | 113 | 23 | 4 | Wednesday | 16 | 1.181 | 6.375 | 33.7534 | 53.4624 | 50.7246 | 24.256 | 3.593 | 0.3553 | 22.68 | 31.8296 | 167.8707 | 0 | 0 | 0 | 1.1808 | 0
2706 | 113 | 23 | 4 | Wednesday | 17 | 1.949 | 6.592 | 33.738 | 46.4304 | 43.0931 | 30.32 | 0 | 0.3739 | 28.8 | 24.6924 | 159.5649 | 0 | 0 | 0 | 1.9489 | 0
2707 | 113 | 23 | 4 | Wednesday | 18 | 1.559 | 8.377 | 33.7663 | 45.1518 | 51.7393 | 42.448 | 0 | 0.4705 | 30.96 | 13.8114 | 171.1478 | 0 | 0 | 0 | 1.5594 | 0
2708 | 113 | 23 | 4 | Wednesday | 19 | 1.142 | 8.576 | 33.861 | 52.9734 | 57.1787 | 42.448 | 0 | 0.5147 | 25.2 | 4.615 | 179.0026 | 0 | 0 | 0 | 2.9916 | 0
2709 | 113 | 23 | 4 | Wednesday | 20 | 1.255 | 8.494 | 33.8698 | 72.65 | 60.483 | 30.32 | 0 | 0.5356 | 25.2 | 1.0221 | 201.9248 | 0 | 0 | 0 | 4.7968 | 0
2710 | 113 | 23 | 4 | Wednesday | 21 | 1.909 | 5.225 | 33.7384 | 69.495 | 55.4564 | 18.192 | 0 | 0.3611 | 25.2 | 0 | 189.9011 | 0 | 0 | 0 | 4.8737 | 0
2711 | 113 | 23 | 4 | Wednesday | 22 | 2.697 | 0.697 | 33.781 | 49.7368 | 40.0199 | 12.128 | 0 | 0.1303 | 16.2 | 0 | 140.6213 | 0 | 0 | 0 | 5.0122 | 0
2712 | 113 | 23 | 4 | Wednesday | 23 | 4.775 | 0.003 | 33.8213 | 26.9226 | 24.6242 | 12.128 | 0 | 0.1386 | 16.2 | 0 | 101.7099 | 0 | 0 | 0 | 7.3542 | 0
2713 | 114 | 24 | 4 | Thursday | 0 | 6.96 | 0 | 33.8809 | 17.5343 | 18.3373 | 6.064 | 0 | 0.1556 | 14.4 | 0 | 84.3081 | 0 | 0 | 0 | 8.3479 | 0
2714 | 114 | 24 | 4 | Thursday | 1 | 9.082 | 0 | 34.0811 | 14.6472 | 16.4006 | 6.064 | 0 | 0.1967 | 11.88 | 0 | 77.2057 | 0 | 0 | 0 | 10.5354 | 0
2715 | 114 | 24 | 4 | Thursday | 2 | 11.331 | 0 | 34.2131 | 11.7686 | 14.464 | 6.064 | 0 | 0.2406 | 11.88 | 0 | 72.5663 | 0 | 0 | 0 | 12.849 | 0
2716 | 114 | 24 | 4 | Thursday | 3 | 13.055 | 0 | 34.4933 | 11.7686 | 14.464 | 6.064 | 0 | 0.2747 | 11.88 | 0 | 72.8807 | 0 | 0 | 0 | 14.6377 | 0
2717 | 114 | 24 | 4 | Thursday | 4 | 13.07 | 0 | 34.7348 | 13.0128 | 14.464 | 6.064 | 0 | 0.2762 | 11.88 | 0 | 74.3678 | 0 | 0 | 0 | 14.7156 | 0
2718 | 114 | 24 | 4 | Thursday | 5 | 11.583 | 0 | 34.4775 | 22.6634 | 20.5805 | 6.064 | 0 | 0.249 | 11.88 | 0 | 89.8504 | 0 | 0 | 0 | 13.2908 | 0
2719 | 114 | 24 | 4 | Thursday | 6 | 8.614 | 0 | 34.0516 | 44.1262 | 35.484 | 30.32 | 0 | 0.3437 | 15.12 | 0.3193 | 129.1255 | 0 | 0 | 0 | 18.0262 | 0
2720 | 114 | 24 | 4 | Thursday | 7 | 6.607 | 0 | 33.8488 | 55.4374 | 46.6998 | 42.448 | 0 | 0.4254 | 15.12 | 4.3018 | 151.5314 | 0 | 0 | 0 | 22.0755 | 0
2721 | 114 | 24 | 4 | Thursday | 8 | 4.264 | 0 | 33.8082 | 57.762 | 52.1343 | 48.512 | 0.0468 | 0.4826 | 18.72 | 14.084 | 162.9072 | 0 | 0 | 0 | 24.9586 | 0
2722 | 114 | 24 | 4 | Thursday | 9 | 3.072 | 0 | 33.8251 | 56.9225 | 52.8606 | 30.32 | 25.8683 | 0.3616 | 18.72 | 26.4137 | 162.6898 | 0 | 0 | 0 | 16.938 | 0
2723 | 114 | 24 | 4 | Thursday | 10 | 2.238 | 0 | 33.8967 | 54.4398 | 51.878 | 12.128 | 70.413 | 0.2403 | 14.4 | 39.2462 | 154.8547 | 58.285 | 0 | 0 | 6.85 | 0
2724 | 114 | 24 | 4 | Thursday | 11 | 1.257 | 3.113 | 33.9347 | 53.351 | 51.878 | 12.128 | 99.7357 | 0.3901 | 18.36 | 48.9413 | 161.2801 | 87.6077 | 0 | 0 | 3.8451 | 0
2725 | 114 | 24 | 4 | Thursday | 12 | 0.276 | 10.225 | 33.9915 | 51.3791 | 51.1854 | 18.192 | 106.4046 | 0.8692 | 18.36 | 53.4878 | 166.8444 | 88.2126 | 0 | 0 | 0.8971 | 0
2726 | 114 | 24 | 4 | Thursday | 13 | 0 | 10.476 | 33.9269 | 52.4567 | 51.878 | 18.192 | 96.2926 | 0.8412 | 18.36 | 54.2748 | 168.7931 | 78.1006 | 0 | 0 | 0 | 0
2727 | 114 | 24 | 4 | Thursday | 14 | 0 | 8.446 | 33.8309 | 52.2942 | 51.878 | 6.064 | 53.6931 | 0.6314 | 18.36 | 46.3733 | 166.1294 | 47.6291 | 0 | 0 | 0 | 0
2728 | 114 | 24 | 4 | Thursday | 15 | 0 | 7.717 | 33.781 | 52.7005 | 51.878 | 6.064 | 6.0914 | 0.4708 | 18.36 | 33.8496 | 165.5358 | 0.0274 | 0 | 0 | 0 | 0
2729 | 114 | 24 | 4 | Thursday | 16 | 0 | 7.384 | 33.7447 | 53.333 | 50.7246 | 24.256 | 0 | 0.4179 | 22.68 | 25.3377 | 168.8857 | 0 | 0 | 0 | 0 | 0
2730 | 114 | 24 | 4 | Thursday | 17 | 0 | 7.581 | 33.741 | 46.1404 | 43.0931 | 30.32 | 0 | 0.5089 | 28.8 | 17.7598 | 160.4821 | 0 | 0 | 0 | 0 | 0
2731 | 114 | 24 | 4 | Thursday | 18 | 0 | 9.594 | 33.861 | 43.9942 | 51.7393 | 42.448 | 0 | 0.8411 | 30.96 | 11.1291 | 171.7713 | 0 | 0 | 0 | 0 | 0
2732 | 114 | 24 | 4 | Thursday | 19 | 0 | 9.51 | 33.8832 | 50.2982 | 57.1787 | 42.448 | 0 | 0.8989 | 25.2 | 5.4834 | 177.7438 | 0 | 0 | 0 | 0 | 0
2733 | 114 | 24 | 4 | Thursday | 20 | 0.149 | 9.673 | 33.8903 | 72.3774 | 60.483 | 30.32 | 0 | 0.8033 | 25.2 | 1.2427 | 203.2151 | 0 | 0 | 0 | 0.4423 | 0
2734 | 114 | 24 | 4 | Thursday | 21 | 0.64 | 5.942 | 33.7947 | 69.495 | 55.4564 | 18.192 | 0 | 0.3404 | 25.2 | 0 | 190.713 | 0 | 0 | 0 | 1.7026 | 0
2735 | 114 | 24 | 4 | Thursday | 22 | 0.995 | 1.055 | 33.7196 | 49.7368 | 40.0199 | 12.128 | 0 | 0.0948 | 16.2 | 0 | 140.9122 | 0 | 0 | 0 | 2.0835 | 0
2736 | 114 | 24 | 4 | Thursday | 23 | 1.488 | 0.006 | 33.7848 | 26.9226 | 24.6242 | 12.128 | 0 | 0.056 | 16.2 | 0 | 101.5939 | 0 | 0 | 0 | 2.8721 | 0
2737 | 115 | 25 | 4 | Friday | 0 | 1.575 | 0 | 33.897 | 17.5343 | 18.3373 | 6.064 | 0 | 0.045 | 14.4 | 0 | 84.2136 | 0 | 0 | 0 | 2.3761 | 0
2738 | 115 | 25 | 4 | Friday | 1 | 1.663 | 0 | 33.963 | 14.6472 | 16.4006 | 6.064 | 0 | 0.048 | 11.88 | 0 | 76.9388 | 0 | 0 | 0 | 2.5374 | 0
2739 | 115 | 25 | 4 | Friday | 2 | 1.881 | 0 | 34.0127 | 11.7686 | 14.464 | 6.064 | 0 | 0.0533 | 11.88 | 0 | 72.1787 | 0 | 0 | 0 | 2.8282 | 0
2740 | 115 | 25 | 4 | Friday | 3 | 2.391 | 0 | 34.0404 | 11.7686 | 14.464 | 6.064 | 0 | 0.064 | 11.88 | 0 | 72.2171 | 0 | 0 | 0 | 3.4095 | 0
2741 | 115 | 25 | 4 | Friday | 4 | 5.99 | 0 | 33.982 | 13.0128 | 14.464 | 6.064 | 0 | 0.1322 | 11.88 | 0 | 73.471 | 0 | 0 | 0 | 7.0785 | 0
2742 | 115 | 25 | 4 | Friday | 5 | 6.86 | 0 | 33.9733 | 22.6634 | 20.5805 | 6.064 | 0 | 0.1496 | 11.88 | 0 | 89.2469 | 0 | 0 | 0 | 8.0187 | 0
2743 | 115 | 25 | 4 | Friday | 6 | 5.268 | 0 | 33.82 | 44.0389 | 35.484 | 30.32 | 0 | 0.2313 | 15.12 | 0.3418 | 128.6943 | 0 | 0 | 0 | 12.0321 | 0
2744 | 115 | 25 | 4 | Friday | 7 | 4.244 | 0 | 33.788 | 54.4241 | 46.6998 | 42.448 | 0 | 0.3169 | 15.12 | 4.7916 | 150.3489 | 0 | 0 | 0 | 16.2671 | 0
2745 | 115 | 25 | 4 | Friday | 8 | 2.84 | 0 | 33.7906 | 56.753 | 52.1343 | 48.512 | 0.5918 | 0.3901 | 18.72 | 15.8348 | 161.788 | 0 | 0 | 0 | 19.9358 | 0
2746 | 115 | 25 | 4 | Friday | 9 | 1.506 | 0 | 33.7613 | 56.2112 | 52.8606 | 30.32 | 37.4149 | 0.3058 | 18.72 | 29.8743 | 161.8589 | 7.0949 | 0 | 0 | 12.9367 | 0
2747 | 115 | 25 | 4 | Friday | 10 | 0.633 | 0 | 33.8149 | 54.0393 | 51.878 | 12.128 | 84.1567 | 0.209 | 14.4 | 42.4004 | 154.3412 | 72.0287 | 0 | 0 | 3.9679 | 0
2748 | 115 | 25 | 4 | Friday | 11 | 0.153 | 3.737 | 33.9181 | 53.3078 | 51.878 | 12.128 | 111.5992 | 0.472 | 18.36 | 51.6944 | 161.9771 | 99.4712 | 0 | 0 | 1.1675 | 0
2749 | 115 | 25 | 4 | Friday | 12 | 0 | 12.582 | 33.9325 | 51.4267 | 51.1854 | 18.192 | 120.6936 | 0.8548 | 18.36 | 57.1348 | 169.3678 | 102.5016 | 0 | 0 | 0 | 0
2750 | 115 | 25 | 4 | Friday | 13 | 0 | 13.024 | 33.9247 | 52.4667 | 51.878 | 18.192 | 113.1149 | 0.865 | 18.36 | 58.5218 | 171.5808 | 94.9229 | 0 | 0 | 0 | 0
2751 | 115 | 25 | 4 | Friday | 14 | 0 | 13.834 | 33.9362 | 52.5319 | 51.878 | 6.064 | 88.773 | 0.8696 | 18.36 | 55.9871 | 172.6719 | 82.709 | 0 | 0 | 0 | 0
2752 | 115 | 25 | 4 | Friday | 15 | 0 | 15.602 | 33.9546 | 53.201 | 51.878 | 6.064 | 52.2518 | 0.9144 | 18.36 | 49.5487 | 175.6316 | 46.1878 | 0 | 0 | 0 | 0
2753 | 115 | 25 | 4 | Friday | 16 | 0 | 16.973 | 33.9804 | 53.8189 | 50.7246 | 24.256 | 12.3317 | 0.9362 | 22.68 | 39.7028 | 181.1456 | 0 | 0 | 0 | 0 | 0
2754 | 115 | 25 | 4 | Friday | 17 | 0 | 17.806 | 34.0061 | 46.5379 | 43.0931 | 30.32 | 0 | 0.9661 | 28.8 | 27.1277 | 173.341 | 0 | 0 | 0 | 0 | 0
2755 | 115 | 25 | 4 | Friday | 18 | 0 | 20.986 | 34.0095 | 46.3608 | 51.7393 | 42.448 | 0 | 1.1554 | 30.96 | 13.758 | 187.7139 | 0 | 0 | 0 | 0 | 0
2756 | 115 | 25 | 4 | Friday | 19 | 0 | 19.889 | 33.9385 | 54.9388 | 57.1787 | 42.448 | 0 | 1.0884 | 25.2 | 4.8859 | 194.4283 | 0 | 0 | 0 | 0 | 0
2757 | 115 | 25 | 4 | Friday | 20 | 0 | 16.847 | 33.8948 | 72.4601 | 60.483 | 30.32 | 0 | 0.9028 | 25.2 | 1.9697 | 211.3259 | 0 | 0 | 0 | 0 | 0
2758 | 115 | 25 | 4 | Friday | 21 | 0 | 9.973 | 33.7998 | 69.495 | 55.4564 | 18.192 | 0 | 0.522 | 25.2 | 0.3143 | 195.2594 | 0 | 0 | 0 | 0 | 0
2759 | 115 | 25 | 4 | Friday | 22 | 0 | 2.18 | 33.7223 | 49.7368 | 40.0199 | 12.128 | 0 | 0.1143 | 16.2 | 0 | 142.1507 | 0 | 0 | 0 | 0 | 0
2760 | 115 | 25 | 4 | Friday | 23 | 0 | 0.042 | 33.7182 | 26.9226 | 24.6242 | 12.128 | 0 | 0.0564 | 16.2 | 0 | 101.5673 | 0 | 0 | 0 | 0 | 0
2761 | 116 | 26 | 4 | Saturday | 0 | 0 | 0 | 33.7241 | 18.3332 | 19.1419 | 6.064 | 0 | 0.0017 | 15.84 | 0 | 87.041 | 0 | 0 | 0 | 0 | 0
2762 | 116 | 26 | 4 | Saturday | 1 | 0 | 0 | 33.758 | 17.5283 | 18.3373 | 6.064 | 0 | 0.0483 | 12.6 | 0 | 82.2719 | 0 | 0 | 0 | 0 | 0
2763 | 116 | 26 | 4 | Saturday | 2 | 0 | 0 | 33.7714 | 11.771 | 14.464 | 6.064 | 0 | 0.2351 | 12.6 | 0 | 72.8415 | 0 | 0 | 0 | 0 | 0
2764 | 116 | 26 | 4 | Saturday | 3 | 0 | 0 | 33.7714 | 11.771 | 14.464 | 6.064 | 0 | 0.3594 | 12.6 | 0 | 72.9659 | 0 | 0 | 0 | 0 | 0
2765 | 116 | 26 | 4 | Saturday | 4 | 0 | 0 | 33.7714 | 11.771 | 14.464 | 6.064 | 0 | 0.4374 | 12.6 | 0 | 73.0438 | 0 | 0 | 0 | 0 | 0
2766 | 116 | 26 | 4 | Saturday | 5 | 0 | 0 | 33.7717 | 13.0152 | 14.464 | 6.064 | 0 | 0.4683 | 12.6 | 0 | 74.3193 | 0 | 0 | 0 | 0 | 0
2767 | 116 | 26 | 4 | Saturday | 6 | 0 | 0 | 33.7715 | 30.1854 | 24.9086 | 30.32 | 0 | 0.4301 | 14.4 | 0.3832 | 103.6955 | 0 | 0 | 0 | 0 | 0
2768 | 116 | 26 | 4 | Saturday | 7 | 0.021 | 0 | 33.7467 | 28.0978 | 26.405 | 42.448 | 0 | 0.3699 | 11.52 | 3.4385 | 100.1393 | 0 | 0 | 0 | 0.0753 | 0
2769 | 116 | 26 | 4 | Saturday | 8 | 0.239 | 0 | 33.7182 | 33.4763 | 37.4339 | 48.512 | 0 | 0.0909 | 16.2 | 7.7961 | 120.9193 | 0 | 0 | 0 | 3.6852 | 0
2770 | 116 | 26 | 4 | Saturday | 9 | 0.122 | 0 | 33.7182 | 33.3426 | 37.9057 | 30.32 | 0 | 0.0943 | 16.2 | 11.3595 | 121.2607 | 0 | 0 | 0 | 4.628 | 0
2771 | 116 | 26 | 4 | Saturday | 10 | 0.145 | 0 | 33.7804 | 31.3647 | 37.2508 | 12.128 | 0 | 0.0474 | 15.12 | 14.0645 | 117.5633 | 0 | 0 | 0 | 2.4237 | 0
2772 | 116 | 26 | 4 | Saturday | 11 | 0.166 | 3.623 | 33.8513 | 29.4008 | 35.3135 | 12.128 | 0 | 0.2374 | 21.6 | 16.3392 | 124.3211 | 0 | 0 | 0 | 2.7108 | 0
2773 | 116 | 26 | 4 | Saturday | 12 | 0.234 | 3.316 | 33.9914 | 27.1423 | 34.2247 | 18.192 | 0 | 0.2561 | 23.4 | 15.3116 | 122.6005 | 0 | 0 | 0 | 4.5325 | 0
2774 | 116 | 26 | 4 | Saturday | 13 | 0.241 | 7.91 | 33.8763 | 27.6803 | 33.0722 | 18.192 | 0 | 0.5081 | 23.4 | 12.1269 | 127.0914 | 0 | 0 | 0 | 5.0951 | 0
2775 | 116 | 26 | 4 | Saturday | 14 | 0.265 | 7.007 | 33.7243 | 26.8806 | 33.0722 | 6.064 | 0 | 0.3981 | 23.4 | 10.5963 | 125.0534 | 0 | 0 | 0 | 2.0036 | 0
2776 | 116 | 26 | 4 | Saturday | 15 | 0.272 | 6.391 | 33.7263 | 26.9198 | 33.0722 | 6.064 | 0 | 0.3671 | 23.4 | 11.8806 | 124.3969 | 0 | 0 | 0 | 2.0728 | 0
2777 | 116 | 26 | 4 | Saturday | 16 | 0.219 | 6.559 | 33.7233 | 26.1211 | 33.0722 | 24.256 | 0 | 0.4894 | 23.4 | 16.9666 | 123.9 | 0 | 0 | 0 | 7.9971 | 0
2778 | 116 | 26 | 4 | Saturday | 17 | 0.535 | 6.975 | 33.7188 | 23.1847 | 32.9581 | 30.32 | 0 | 0.5776 | 27 | 16.5189 | 124.9827 | 0 | 0 | 0 | 11.486 | 0
2779 | 116 | 26 | 4 | Saturday | 18 | 0.681 | 8.299 | 33.8326 | 36.9081 | 46.5147 | 42.448 | 0 | 0.7771 | 28.8 | 10.2785 | 155.8079 | 0 | 0 | 0 | 18.1537 | 0
2780 | 116 | 26 | 4 | Saturday | 19 | 0.675 | 10.822 | 33.9206 | 47.9313 | 50.3878 | 42.448 | 0 | 0.9532 | 28.8 | 5.1244 | 173.6971 | 0 | 0 | 0 | 20.46 | 0
2781 | 116 | 26 | 4 | Saturday | 20 | 0.979 | 9.285 | 33.8913 | 59.4966 | 50.3878 | 30.32 | 0 | 0.7897 | 27 | 2.1159 | 181.6069 | 0 | 0 | 0 | 16.425 | 0
2782 | 116 | 26 | 4 | Saturday | 21 | 0.996 | 8.167 | 33.8765 | 61.3343 | 50.3878 | 18.192 | 0 | 0.6223 | 27 | 0.3468 | 182.054 | 0 | 0 | 0 | 10.7604 | 0
2783 | 116 | 26 | 4 | Saturday | 22 | 1.093 | 2.66 | 33.7274 | 49.2003 | 40.077 | 12.128 | 0 | 0.2808 | 19.8 | 0 | 145.9619 | 0 | 0 | 0 | 7.803 | 0
2784 | 116 | 26 | 4 | Saturday | 23 | 1.226 | 0.107 | 33.7488 | 28.1779 | 24.6242 | 12.128 | 0 | 0.2073 | 19.8 | 0 | 106.6736 | 0 | 0 | 0 | 8.0923 | 0
2785 | 117 | 27 | 4 | Sunday | 0 | 1.462 | 0 | 33.8315 | 24.1043 | 23.0149 | 6.064 | 0 | 0.0921 | 19.8 | 0 | 100.8428 | 0 | 0 | 0 | 4.9525 | 0
2786 | 117 | 27 | 4 | Sunday | 1 | 1.507 | 0 | 33.8882 | 23.3102 | 22.2101 | 6.064 | 0 | 0.0936 | 19.8 | 0 | 99.3022 | 0 | 0 | 0 | 5.0365 | 0
2787 | 117 | 27 | 4 | Sunday | 2 | 1.633 | 0 | 33.9435 | 17.5379 | 18.3373 | 6.064 | 0 | 0.0966 | 15.48 | 0 | 85.3953 | 0 | 0 | 0 | 5.2008 | 0
2788 | 117 | 27 | 4 | Sunday | 3 | 1.704 | 0 | 33.9619 | 17.5379 | 18.3373 | 6.064 | 0 | 0.0986 | 15.48 | 0 | 85.4157 | 0 | 0 | 0 | 5.3086 | 0
2789 | 117 | 27 | 4 | Sunday | 4 | 1.838 | 0 | 33.9684 | 17.5379 | 18.3373 | 6.064 | 0 | 0.1017 | 15.48 | 0 | 85.4253 | 0 | 0 | 0 | 5.4798 | 0
2790 | 117 | 27 | 4 | Sunday | 5 | 2.526 | 0 | 33.9624 | 18.7817 | 18.3373 | 6.064 | 0 | 0.1152 | 15.48 | 0 | 86.6766 | 0 | 0 | 0 | 6.2044 | 0
2791 | 117 | 27 | 4 | Sunday | 6 | 3.27 | 0 | 33.9128 | 26.8758 | 24.6242 | 30.32 | 0 | 0.4163 | 18.72 | 0.3554 | 104.5491 | 0 | 0 | 0 | 22.1791 | 0
2792 | 117 | 27 | 4 | Sunday | 7 | 2.389 | 0 | 33.8725 | 30.1755 | 29.9942 | 42.448 | 0 | 0.5708 | 18.72 | 3.8497 | 113.333 | 0 | 0 | 0 | 30.2163 | 0
2793 | 117 | 27 | 4 | Sunday | 8 | 2.161 | 0 | 33.8496 | 27.141 | 33.2132 | 48.512 | 1.7228 | 0.6728 | 23.4 | 11.2277 | 118.2766 | 0 | 0 | 0 | 35.7378 | 0
2794 | 117 | 27 | 4 | Sunday | 9 | 1.921 | 0 | 33.7728 | 20.5626 | 29.3396 | 30.32 | 27.4926 | 0.474 | 23.4 | 20.7013 | 107.549 | 0 | 0 | 0 | 23.0044 | 0
2795 | 117 | 27 | 4 | Sunday | 10 | 1.742 | 0 | 33.7207 | 20.9272 | 32.5586 | 12.128 | 61.6623 | 0.2695 | 19.08 | 31.1206 | 106.556 | 49.5343 | 0 | 0 | 9.2245 | 0
2796 | 117 | 27 | 4 | Sunday | 11 | 1.602 | 0 | 33.72 | 19.961 | 32.5586 | 12.128 | 85.0286 | 0.271 | 21.6 | 39.3152 | 108.1106 | 72.9006 | 0 | 0 | 7.2793 | 0
2797 | 117 | 27 | 4 | Sunday | 12 | 1.257 | 0 | 33.7191 | 19.6373 | 33.0367 | 18.192 | 74.2368 | 0.2504 | 19.08 | 38.4302 | 105.7235 | 56.0448 | 0 | 0 | 6.9948 | 0
2798 | 117 | 27 | 4 | Sunday | 13 | 1.141 | 0 | 33.734 | 17.2056 | 29.1634 | 18.192 | 61.6321 | 0.1905 | 18.36 | 36.786 | 98.6535 | 43.4401 | 0 | 0 | 4.8133 | 0
2799 | 117 | 27 | 4 | Sunday | 14 | 1.126 | 0 | 33.7986 | 17.3663 | 29.1634 | 6.064 | 59.8047 | 0.1273 | 18 | 38.5508 | 98.4557 | 53.7407 | 0 | 0 | 1.6933 | 0
2800 | 117 | 27 | 4 | Sunday | 15 | 1.055 | 0 | 33.8172 | 17.8105 | 29.1634 | 6.064 | 39.2051 | 0.0807 | 15.84 | 34.9816 | 96.7118 | 33.1411 | 0 | 0 | 1.1017 | 0
2801 | 117 | 27 | 4 | Sunday | 16 | 0.972 | 0 | 33.8094 | 17.3861 | 27.5539 | 24.256 | 7.7106 | 0.0326 | 23.04 | 26.8742 | 101.8219 | 0 | 0 | 0 | 0.9767 | 0
2802 | 117 | 27 | 4 | Sunday | 17 | 1.14 | 0 | 33.7273 | 16.777 | 26.399 | 30.32 | 0 | 0.0511 | 22.32 | 21.089 | 99.2744 | 0 | 0 | 0 | 2.2579 | 0
2803 | 117 | 27 | 4 | Sunday | 18 | 1.14 | 0 | 33.7367 | 27.6645 | 38.0184 | 42.448 | 0 | 0.1241 | 23.4 | 13.5464 | 122.9437 | 0 | 0 | 0 | 5.8141 | 0
2804 | 117 | 27 | 4 | Sunday | 19 | 1.187 | 0 | 33.9289 | 39.9086 | 45.7644 | 42.448 | 0 | 0.1863 | 22.68 | 5.0899 | 142.4682 | 0 | 0 | 0 | 9.2185 | 0
2805 | 117 | 27 | 4 | Sunday | 20 | 1.545 | 0 | 33.9905 | 57.2853 | 49.6381 | 30.32 | 0 | 0.1778 | 22.68 | 1.7978 | 163.7717 | 0 | 0 | 0 | 9.19 | 0
2806 | 117 | 27 | 4 | Sunday | 21 | 1.541 | 0 | 33.8733 | 48.5011 | 41.8913 | 18.192 | 0 | 0.1301 | 22.68 | 0.3127 | 147.0757 | 0 | 0 | 0 | 6.8493 | 0
2807 | 117 | 27 | 4 | Sunday | 22 | 1.621 | 0 | 33.7577 | 40.3665 | 35.5897 | 12.128 | 0 | 0.1028 | 14.4 | 0 | 124.2167 | 0 | 0 | 0 | 5.4506 | 0
2808 | 117 | 27 | 4 | Sunday | 23 | 1.777 | 0 | 33.8039 | 25.6748 | 24.6242 | 12.128 | 0 | 0.1098 | 14.4 | 0 | 98.6127 | 0 | 0 | 0 | 5.8343 | 0
2809 | 118 | 28 | 4 | Monday | 0 | 1.866 | 0 | 33.8797 | 17.5343 | 18.3373 | 6.064 | 0 | 0.0743 | 14.4 | 0 | 84.2255 | 0 | 0 | 0 | 3.9786 | 0
2810 | 118 | 28 | 4 | Monday | 1 | 2.014 | 0 | 33.9473 | 14.6472 | 16.4006 | 6.064 | 0 | 0.0781 | 11.88 | 0 | 76.9532 | 0 | 0 | 0 | 4.1833 | 0
2811 | 118 | 28 | 4 | Monday | 2 | 2.172 | 0 | 33.9652 | 11.7686 | 14.464 | 6.064 | 0 | 0.082 | 11.88 | 0 | 72.1599 | 0 | 0 | 0 | 4.3972 | 0
2812 | 118 | 28 | 4 | Monday | 3 | 3.018 | 0 | 33.9744 | 11.7686 | 14.464 | 6.064 | 0 | 0.0987 | 11.88 | 0 | 72.1858 | 0 | 0 | 0 | 5.2982 | 0
2813 | 118 | 28 | 4 | Monday | 4 | 6.946 | 0 | 33.8473 | 13.0128 | 14.464 | 6.064 | 0 | 0.1729 | 11.88 | 0 | 73.3771 | 0 | 0 | 0 | 9.2797 | 0
2814 | 118 | 28 | 4 | Monday | 5 | 7.103 | 0 | 33.7918 | 22.6634 | 20.5805 | 6.064 | 0 | 0.1768 | 11.88 | 0 | 89.0925 | 0 | 0 | 0 | 9.4901 | 0
2815 | 118 | 28 | 4 | Monday | 6 | 5.349 | 0 | 33.7717 | 44.0101 | 35.484 | 30.32 | 0 | 0.3419 | 15.12 | 0.3642 | 128.7277 | 0 | 0 | 0 | 18.0339 | 0
2816 | 118 | 28 | 4 | Monday | 7 | 4.063 | 0 | 33.7574 | 54.7288 | 46.6998 | 42.448 | 0 | 0.455 | 15.12 | 5.2243 | 150.7611 | 0 | 0 | 0 | 23.792 | 0
2817 | 118 | 28 | 4 | Monday | 8 | 2.265 | 0 | 33.7407 | 58.0083 | 52.1343 | 48.512 | 2.7462 | 0.5294 | 18.72 | 15.9263 | 163.1327 | 0 | 0 | 0 | 27.3738 | 0
2818 | 118 | 28 | 4 | Monday | 9 | 1.224 | 0 | 33.7307 | 56.7671 | 52.8606 | 30.32 | 41.3183 | 0.3862 | 18.72 | 28.9392 | 162.4646 | 10.9983 | 0 | 0 | 17.0037 | 0
2819 | 118 | 28 | 4 | Monday | 10 | 0.631 | 0 | 33.7833 | 54.2311 | 51.878 | 12.128 | 87.5872 | 0.2435 | 14.4 | 42.364 | 154.5359 | 75.4592 | 0 | 0 | 5.5554 | 0
2820 | 118 | 28 | 4 | Monday | 11 | 0.217 | 3.845 | 33.9256 | 54.0371 | 51.878 | 12.128 | 114.238 | 0.4297 | 18.36 | 51.7525 | 162.7892 | 102.11 | 0 | 0 | 2.697 | 0
2821 | 118 | 28 | 4 | Monday | 12 | 0.003 | 13.569 | 33.9249 | 52.5905 | 51.1854 | 18.192 | 121.3708 | 0.9637 | 18.36 | 56.8476 | 171.7006 | 103.1788 | 0 | 0 | 0.3159 | 0
2822 | 118 | 28 | 4 | Monday | 13 | 0 | 12.328 | 33.9046 | 53.0646 | 51.878 | 18.192 | 111.2834 | 0.8244 | 18.36 | 57.6376 | 171.3649 | 93.0914 | 0 | 0 | 0 | 0
2823 | 118 | 28 | 4 | Monday | 14 | 0 | 10.258 | 33.8761 | 53.4746 | 51.878 | 6.064 | 83.4186 | 0.6658 | 18.36 | 54.1145 | 169.3492 | 77.3546 | 0 | 0 | 0 | 0
2824 | 118 | 28 | 4 | Monday | 15 | 0 | 10.578 | 33.8781 | 53.8269 | 51.878 | 6.064 | 44.8726 | 0.622 | 18.36 | 46.8239 | 170.0049 | 38.8086 | 0 | 0 | 0 | 0
2825 | 118 | 28 | 4 | Monday | 16 | 0 | 11.923 | 33.8893 | 54.1785 | 50.7246 | 24.256 | 6.8742 | 0.6393 | 22.68 | 36.383 | 175.0068 | 0 | 0 | 0 | 0 | 0
2826 | 118 | 28 | 4 | Monday | 17 | 0 | 12.202 | 33.8994 | 46.3173 | 43.0931 | 30.32 | 0 | 0.646 | 28.8 | 24.7554 | 165.9524 | 0 | 0 | 0 | 0 | 0
2827 | 118 | 28 | 4 | Monday | 18 | 0 | 14.597 | 33.9514 | 43.7697 | 51.7393 | 42.448 | 0 | 0.784 | 30.96 | 13.6854 | 176.9921 | 0 | 0 | 0 | 0 | 0
2828 | 118 | 28 | 4 | Monday | 19 | 0 | 12.931 | 33.9395 | 47.8258 | 57.1787 | 42.448 | 0 | 0.6935 | 25.2 | 6.3014 | 178.8227 | 0 | 0 | 0 | 0 | 0
2829 | 118 | 28 | 4 | Monday | 20 | 0 | 11.813 | 33.9281 | 69.7639 | 60.483 | 30.32 | 0 | 0.625 | 25.2 | 2.6101 | 202.7765 | 0 | 0 | 0 | 0 | 0
2830 | 118 | 28 | 4 | Monday | 21 | 0 | 7.82 | 33.8732 | 69.495 | 55.4564 | 18.192 | 0 | 0.4077 | 25.2 | 0.4046 | 192.8893 | 0 | 0 | 0 | 0 | 0
2831 | 118 | 28 | 4 | Monday | 22 | 0 | 2.024 | 33.7287 | 49.7368 | 40.0199 | 12.128 | 0 | 0.1216 | 16.2 | 0 | 141.9953 | 0 | 0 | 0 | 0 | 0
2832 | 118 | 28 | 4 | Monday | 23 | 0 | 0.035 | 33.7222 | 26.9226 | 24.6242 | 12.128 | 0 | 0.2384 | 16.2 | 0 | 101.7448 | 0 | 0 | 0 | 0 | 0
2833 | 119 | 29 | 4 | Tuesday | 0 | 0.287 | 0 | 33.7696 | 17.5343 | 18.3373 | 6.064 | 0 | 0.2232 | 14.4 | 0 | 84.2644 | 0 | 0 | 0 | 0.2869 | 0
2834 | 119 | 29 | 4 | Tuesday | 1 | 0.598 | 0 | 33.7714 | 14.6472 | 16.4006 | 6.064 | 0 | 0.0095 | 11.88 | 0 | 76.7087 | 0 | 0 | 0 | 0.5982 | 0
2835 | 119 | 29 | 4 | Tuesday | 2 | 0.624 | 0 | 33.7719 | 11.7686 | 14.464 | 6.064 | 0 | 0.0098 | 11.88 | 0 | 71.8944 | 0 | 0 | 0 | 0.6244 | 0
2836 | 119 | 29 | 4 | Tuesday | 3 | 0.682 | 0 | 33.7782 | 11.7686 | 14.464 | 6.064 | 0 | 0.0106 | 11.88 | 0 | 71.9014 | 0 | 0 | 0 | 0.6821 | 0
2837 | 119 | 29 | 4 | Tuesday | 4 | 0.112 | 0 | 33.7738 | 13.0128 | 14.464 | 6.064 | 0 | 0.3765 | 11.88 | 0 | 73.5071 | 0 | 0 | 0 | 0.1123 | 0
2838 | 119 | 29 | 4 | Tuesday | 5 | 0 | 0 | 33.7757 | 22.6634 | 20.5805 | 6.064 | 0 | 0.3595 | 11.88 | 0 | 89.2591 | 0 | 0 | 0 | 0 | 0
2839 | 119 | 29 | 4 | Tuesday | 6 | 0.183 | 0 | 33.7285 | 44.0101 | 35.484 | 30.32 | 0 | 0.2293 | 15.12 | 0.5384 | 128.5719 | 0 | 0 | 0 | 0.8837 | 0
2840 | 119 | 29 | 4 | Tuesday | 7 | 0.133 | 0 | 33.7182 | 51.8616 | 46.6998 | 42.448 | 0 | 0.0982 | 15.12 | 5.0383 | 147.4978 | 0 | 0 | 0 | 4.3988 | 0
2841 | 119 | 29 | 4 | Tuesday | 8 | 0.006 | 0 | 33.7182 | 55.5216 | 52.1343 | 48.512 | 0 | 0.188 | 18.72 | 12.5665 | 160.2822 | 0 | 0 | 0 | 9.0129 | 0
2842 | 119 | 29 | 4 | Tuesday | 9 | 0 | 0 | 33.7201 | 55.6194 | 52.8606 | 30.32 | 11.9212 | 0.1656 | 18.72 | 22.0866 | 161.0856 | 0 | 0 | 0 | 7.5059 | 0
2843 | 119 | 29 | 4 | Tuesday | 10 | 0 | 1.481 | 33.8072 | 53.122 | 51.878 | 12.128 | 47.7181 | 0.2029 | 14.4 | 32.0727 | 155.0115 | 35.5901 | 0 | 0 | 2.6536 | 0
2844 | 119 | 29 | 4 | Tuesday | 11 | 0 | 12.471 | 33.9667 | 52.3542 | 51.878 | 12.128 | 75.0095 | 0.8033 | 18.36 | 40.9109 | 170.9852 | 62.8815 | 0 | 0 | 1.306 | 0
2845 | 119 | 29 | 4 | Tuesday | 12 | 0 | 21.466 | 34.0325 | 50.3687 | 51.1854 | 18.192 | 84.8485 | 1.3753 | 18.36 | 45.4035 | 179.3112 | 66.6565 | 0 | 0 | 0.0533 | 0
2846 | 119 | 29 | 4 | Tuesday | 13 | 0 | 33.075 | 34.0582 | 51.5468 | 51.878 | 18.192 | 76.9826 | 1.7467 | 18.36 | 45.4194 | 190.3141 | 58.7906 | 0 | 0 | 0 | 0
2847 | 119 | 29 | 4 | Tuesday | 14 | 0 | 41.208 | 34.0523 | 51.7526 | 51.878 | 6.064 | 62.2003 | 1.8422 | 18.36 | 43.9698 | 192.0739 | 56.1363 | 0 | 0 | 0 | 0
2848 | 119 | 29 | 4 | Tuesday | 15 | 0 | 51.807 | 34.0269 | 52.3531 | 51.878 | 6.064 | 37.7359 | 1.902 | 18.36 | 39.4101 | 192.9204 | 31.6719 | 0 | 0 | 0 | 0
2849 | 119 | 29 | 4 | Tuesday | 16 | 0 | 71.016 | 34.1306 | 53.0693 | 50.7246 | 24.256 | 8.714 | 2.0654 | 22.68 | 31.2432 | 198.6042 | 0 | 0 | 0 | 0 | 0
2850 | 119 | 29 | 4 | Tuesday | 17 | 0 | 73.739 | 34.1498 | 45.7809 | 43.0931 | 30.32 | 0 | 2.0709 | 28.8 | 21.9717 | 190.1101 | 0 | 0 | 0 | 0 | 0
2851 | 119 | 29 | 4 | Tuesday | 18 | 0 | 57.236 | 34.0589 | 43.0758 | 51.7393 | 42.448 | 0 | 1.8837 | 30.96 | 13.2014 | 196.2948 | 0 | 0 | 0 | 0 | 0
2852 | 119 | 29 | 4 | Tuesday | 19 | 0 | 28.395 | 33.9983 | 46.8967 | 57.1787 | 42.448 | 0 | 1.5094 | 25.2 | 6.8718 | 195.2312 | 0 | 0 | 0 | 0 | 0
2853 | 119 | 29 | 4 | Tuesday | 20 | 0 | 22.057 | 33.9555 | 69.1669 | 60.483 | 30.32 | 0 | 1.2041 | 25.2 | 2.7944 | 214.5002 | 0 | 0 | 0 | 0 | 0
2854 | 119 | 29 | 4 | Tuesday | 21 | 0 | 13.227 | 33.842 | 69.495 | 55.4564 | 18.192 | 0 | 0.6989 | 25.2 | 0.4419 | 199.0739 | 0 | 0 | 0 | 0 | 0
2855 | 119 | 29 | 4 | Tuesday | 22 | 0 | 2.922 | 33.7242 | 49.7368 | 40.0199 | 12.128 | 0 | 0.3559 | 16.2 | 0 | 143.197 | 0 | 0 | 0 | 0 | 0
2856 | 119 | 29 | 4 | Tuesday | 23 | 0 | 0.111 | 33.7182 | 26.9226 | 24.6242 | 12.128 | 0 | 0.5653 | 16.2 | 0 | 102.1503 | 0 | 0 | 0 | 0 | 0
2857 | 120 | 30 | 4 | Wednesday | 0 | 0 | 0 | 33.7182 | 17.5343 | 18.3373 | 6.064 | 0 | 0.3206 | 14.4 | 0 | 84.3104 | 0 | 0 | 0 | 0 | 0
2858 | 120 | 30 | 4 | Wednesday | 1 | 0 | 0 | 33.7182 | 14.6472 | 16.4006 | 6.064 | 0 | 0.4761 | 11.88 | 0 | 77.1221 | 0 | 0 | 0 | 0 | 0
2859 | 120 | 30 | 4 | Wednesday | 2 | 0 | 0 | 33.7182 | 11.7686 | 14.464 | 6.064 | 0 | 0.5538 | 11.88 | 0 | 72.3847 | 0 | 0 | 0 | 0 | 0
2860 | 120 | 30 | 4 | Wednesday | 3 | 0 | 0 | 33.7182 | 11.7686 | 14.464 | 6.064 | 0 | 0.6315 | 11.88 | 0 | 72.4624 | 0 | 0 | 0 | 0 | 0
2861 | 120 | 30 | 4 | Wednesday | 4 | 0 | 0 | 33.7182 | 13.0128 | 14.464 | 6.064 | 0 | 0.6047 | 11.88 | 0 | 73.6797 | 0 | 0 | 0 | 0.0335 | 0
2862 | 120 | 30 | 4 | Wednesday | 5 | 0 | 0 | 33.7182 | 22.6634 | 20.5805 | 6.064 | 0 | 0.0142 | 11.88 | 0 | 88.8564 | 0 | 0 | 0 | 0.6938 | 0
2863 | 120 | 30 | 4 | Wednesday | 6 | 0 | 0 | 33.7182 | 44.1964 | 35.484 | 30.32 | 0 | 0.0936 | 15.12 | 0.3176 | 128.6122 | 0 | 0 | 0 | 4.5899 | 0
2864 | 120 | 30 | 4 | Wednesday | 7 | 0 | 0 | 33.7182 | 56.4796 | 46.6998 | 42.448 | 0 | 0.1856 | 15.12 | 3.4808 | 152.2032 | 0 | 0 | 0 | 9.1925 | 0
2865 | 120 | 30 | 4 | Wednesday | 8 | 0 | 0 | 33.7182 | 57.7351 | 52.1343 | 48.512 | 0 | 0.2816 | 18.72 | 10.0862 | 162.5893 | 0 | 0 | 0 | 14.1457 | 0
2866 | 120 | 30 | 4 | Wednesday | 9 | 0 | 0 | 33.7241 | 56.8517 | 52.8606 | 30.32 | 15.4681 | 0.2241 | 18.72 | 21.7618 | 162.3803 | 0 | 0 | 0 | 10.401 | 0
2867 | 120 | 30 | 4 | Wednesday | 10 | 0 | 1.721 | 33.8464 | 55.1897 | 51.878 | 12.128 | 58.3611 | 0.2488 | 14.4 | 34.6556 | 157.4238 | 46.2331 | 0 | 0 | 3.5698 | 0
2868 | 120 | 30 | 4 | Wednesday | 11 | 0 | 10.051 | 33.9233 | 54.6717 | 51.878 | 12.128 | 79.2935 | 0.6891 | 18.36 | 42.6534 | 170.3921 | 67.1655 | 0 | 0 | 1.9665 | 0
2869 | 120 | 30 | 4 | Wednesday | 12 | 0 | 14.076 | 33.9409 | 52.0567 | 51.1854 | 18.192 | 62.81 | 0.9627 | 18.36 | 41.1887 | 171.7298 | 44.618 | 0 | 0 | 0.5849 | 0
2870 | 120 | 30 | 4 | Wednesday | 13 | 0 | 13.92 | 33.9759 | 53.022 | 51.878 | 18.192 | 29.5472 | 0.7811 | 18.36 | 33.7832 | 173.0725 | 11.3552 | 0 | 0 | 0 | 0
2871 | 120 | 30 | 4 | Wednesday | 14 | 0 | 11.438 | 33.9385 | 53.5937 | 51.878 | 6.064 | 7.6274 | 0.6088 | 18.36 | 27.6444 | 170.75 | 1.5634 | 0 | 0 | 0 | 0
2872 | 120 | 30 | 4 | Wednesday | 15 | 0 | 10.107 | 33.8616 | 54.7375 | 51.878 | 6.064 | 0 | 0.5254 | 18.36 | 20.7783 | 170.2937 | 0 | 0 | 0 | 0 | 0
2873 | 120 | 30 | 4 | Wednesday | 16 | 0 | 9.417 | 33.8078 | 55.6522 | 50.7246 | 24.256 | 0 | 0.8198 | 22.68 | 14.3111 | 173.8686 | 0 | 0 | 0 | 0.0152 | 0
2874 | 120 | 30 | 4 | Wednesday | 17 | 0 | 9.639 | 33.8382 | 48.2684 | 43.0931 | 30.32 | 0 | 0.5443 | 28.8 | 11.0393 | 164.9684 | 0 | 0 | 0 | 1.9553 | 0
2875 | 120 | 30 | 4 | Wednesday | 18 | 0 | 12.698 | 33.9236 | 47.8472 | 51.7393 | 42.448 | 0 | 0.7867 | 30.96 | 8.63 | 178.9903 | 0 | 0 | 0 | 5.8092 | 0
2876 | 120 | 30 | 4 | Wednesday | 19 | 0 | 12.419 | 33.9341 | 56.4599 | 57.1787 | 42.448 | 0 | 0.8311 | 25.2 | 4.8452 | 187.0357 | 0 | 0 | 0 | 9.0737 | 0
2877 | 120 | 30 | 4 | Wednesday | 20 | 0 | 12.035 | 33.9307 | 73.502 | 60.483 | 30.32 | 0 | 0.7889 | 25.2 | 1.8503 | 206.9215 | 0 | 0 | 0 | 8.3367 | 0
2878 | 120 | 30 | 4 | Wednesday | 21 | 0 | 7.977 | 33.8718 | 69.495 | 55.4564 | 18.192 | 0 | 0.5199 | 25.2 | 0.2817 | 193.1703 | 0 | 0 | 0 | 5.7034 | 0
2879 | 120 | 30 | 4 | Wednesday | 22 | 0 | 2.159 | 33.7255 | 49.7368 | 40.0199 | 12.128 | 0 | 0.1874 | 16.2 | 0 | 142.2046 | 0 | 0 | 0 | 4.0852 | 0
2880 | 120 | 30 | 4 | Wednesday | 23 | 0.043 | 0.052 | 33.7182 | 26.9226 | 24.6242 | 12.128 | 0 | 0.1361 | 16.2 | 0 | 101.6579 | 0 | 0 | 0 | 4.3498 | 0
2881 | 121 | 1 | 5 | Thursday | 0 | 0.156 | 0 | 33.7182 | 17.5343 | 18.3373 | 5.816 | 0 | 0.0452 | 14.4 | 0 | 84.035 | 0 | 0 | 0 | 2.3895 | 0
2882 | 121 | 1 | 5 | Thursday | 1 | 0.184 | 0 | 33.7182 | 14.6472 | 16.4006 | 5.816 | 0 | 0.0466 | 11.88 | 0 | 76.6927 | 0 | 0 | 0 | 2.4692 | 0
2883 | 121 | 1 | 5 | Thursday | 2 | 0.208 | 0 | 33.7261 | 11.7686 | 14.464 | 5.816 | 0 | 0.048 | 11.88 | 0 | 71.8868 | 0 | 0 | 0 | 2.5442 | 0
2884 | 121 | 1 | 5 | Thursday | 3 | 0.233 | 0 | 33.7545 | 11.7686 | 14.464 | 5.816 | 0 | 0.0494 | 11.88 | 0 | 71.9165 | 0 | 0 | 0 | 2.6194 | 0
2885 | 121 | 1 | 5 | Thursday | 4 | 0.27 | 0 | 33.7814 | 13.0128 | 14.464 | 5.816 | 0 | 0.051 | 11.88 | 0 | 73.1892 | 0 | 0 | 0 | 2.7062 | 0
2886 | 121 | 1 | 5 | Thursday | 5 | 0.284 | 0 | 33.79 | 22.6634 | 20.5805 | 5.816 | 0 | 0.0521 | 11.88 | 0 | 88.9661 | 0 | 0 | 0 | 2.7688 | 0
2887 | 121 | 1 | 5 | Thursday | 6 | 0.253 | 0 | 33.7232 | 43.2973 | 35.484 | 29.082 | 0 | 0.2536 | 15.12 | 0.4375 | 127.8781 | 0 | 0 | 0 | 13.3631 | 0
2888 | 121 | 1 | 5 | Thursday | 7 | 0.093 | 0 | 33.7182 | 48.9536 | 46.6998 | 40.715 | 0 | 0.3871 | 15.12 | 4.7941 | 144.8788 | 0 | 0 | 0 | 20.2435 | 0
2889 | 121 | 1 | 5 | Thursday | 8 | 0.015 | 0 | 33.7182 | 55.9507 | 52.1343 | 46.532 | 3.5238 | 0.4918 | 18.72 | 14.3574 | 161.0151 | 0 | 0 | 0 | 25.3669 | 0
2890 | 121 | 1 | 5 | Thursday | 9 | 0 | 0 | 33.7211 | 57.4658 | 52.8606 | 29.082 | 48.08 | 0.3704 | 18.72 | 28.849 | 163.1379 | 18.998 | 0 | 0 | 15.5888 | 0
2891 | 121 | 1 | 5 | Thursday | 10 | 0 | 1.207 | 33.8346 | 54.1477 | 51.878 | 11.633 | 93.6422 | 0.2982 | 14.4 | 42.2855 | 155.8641 | 82.0092 | 0 | 0 | 4.6474 | 0
2892 | 121 | 1 | 5 | Thursday | 11 | 0 | 9.407 | 33.9327 | 53.2334 | 51.878 | 11.633 | 119.3273 | 0.721 | 18.36 | 51.7367 | 168.2993 | 107.6943 | 0 | 0 | 2.0609 | 0
2893 | 121 | 1 | 5 | Thursday | 12 | 0 | 15.489 | 33.9684 | 51.3905 | 51.1854 | 17.449 | 125.881 | 1.0641 | 18.36 | 57.0716 | 172.721 | 108.432 | 0 | 0 | 0.085 | 0
2894 | 121 | 1 | 5 | Thursday | 13 | 0 | 20.322 | 34.0168 | 52.1688 | 51.878 | 17.449 | 117.2105 | 1.2768 | 18.36 | 58.3397 | 179.9481 | 99.7615 | 0 | 0 | 0 | 0
2895 | 121 | 1 | 5 | Thursday | 14 | 0 | 21.705 | 33.9648 | 52.2811 | 51.878 | 5.816 | 92.3888 | 1.3262 | 18.36 | 55.8558 | 182.1144 | 86.5728 | 0 | 0 | 0 | 0
2896 | 121 | 1 | 5 | Thursday | 15 | 0 | 19.864 | 33.9483 | 52.7858 | 51.878 | 5.816 | 53.6669 | 1.1597 | 18.36 | 49.6458 | 180.3743 | 47.8509 | 0 | 0 | 0 | 0
2897 | 121 | 1 | 5 | Thursday | 16 | 0 | 20.983 | 33.9702 | 53.6776 | 50.7246 | 23.266 | 13.2172 | 1.1692 | 22.68 | 39.8821 | 185.926 | 0 | 0 | 0 | 0 | 0
2898 | 121 | 1 | 5 | Thursday | 17 | 0 | 22.034 | 34.0156 | 46.7544 | 43.0931 | 29.082 | 0 | 1.2115 | 28.8 | 27.6065 | 178.7669 | 0 | 0 | 0 | 0 | 0
2899 | 121 | 1 | 5 | Thursday | 18 | 0 | 21.712 | 33.9979 | 44.796 | 51.7393 | 40.715 | 0 | 1.1925 | 30.96 | 14.6996 | 186.7943 | 0 | 0 | 0 | 0 | 0
2900 | 121 | 1 | 5 | Thursday | 19 | 0 | 17.511 | 33.9091 | 48.3697 | 57.1787 | 40.715 | 0 | 0.9477 | 25.2 | 5.3703 | 184.7141 | 0 | 0 | 0 | 0 | 0
2901 | 121 | 1 | 5 | Thursday | 20 | 0 | 14.432 | 33.859 | 66.3553 | 60.483 | 29.082 | 0 | 0.7671 | 25.2 | 2.0494 | 202.2732 | 0 | 0 | 0 | 0 | 0
2902 | 121 | 1 | 5 | Thursday | 21 | 0 | 9.316 | 33.7935 | 69.4271 | 55.4564 | 17.449 | 0 | 0.487 | 25.2 | 0.3736 | 194.4398 | 0 | 0 | 0 | 0 | 0
2903 | 121 | 1 | 5 | Thursday | 22 | 0 | 2.488 | 33.7226 | 49.7368 | 40.0199 | 11.633 | 0 | 0.1297 | 16.2 | 0 | 142.4997 | 0 | 0 | 0 | 0 | 0
2904 | 121 | 1 | 5 | Thursday | 23 | 0 | 0.072 | 33.7182 | 26.9226 | 24.6242 | 11.633 | 0 | 0.0578 | 16.2 | 0 | 101.6015 | 0 | 0 | 0 | 0 | 0
2905 | 122 | 2 | 5 | Friday | 0 | 0 | 0 | 33.7182 | 17.5343 | 18.3373 | 5.816 | 0 | 0.0019 | 14.4 | 0 | 83.9917 | 0 | 0 | 0 | 0 | 0
2906 | 122 | 2 | 5 | Friday | 1 | 0 | 0 | 33.7182 | 14.6472 | 16.4006 | 5.816 | 0 | 0.0017 | 11.88 | 0 | 76.6478 | 0 | 0 | 0 | 0 | 0
2907 | 122 | 2 | 5 | Friday | 2 | 0 | 0 | 33.7206 | 11.7686 | 14.464 | 5.816 | 0 | 0.0485 | 11.88 | 0 | 71.8818 | 0 | 0 | 0 | 0 | 0
2908 | 122 | 2 | 5 | Friday | 3 | 0 | 0 | 33.7436 | 11.7686 | 14.464 | 5.816 | 0 | 0.1106 | 11.88 | 0 | 71.9669 | 0 | 0 | 0 | 0 | 0
2909 | 122 | 2 | 5 | Friday | 4 | 0 | 0 | 33.7675 | 13.0128 | 14.464 | 5.816 | 0 | 0.1883 | 11.88 | 0 | 73.3126 | 0 | 0 | 0 | 0 | 0
2910 | 122 | 2 | 5 | Friday | 5 | 0 | 0 | 33.7714 | 22.6634 | 20.5805 | 5.816 | 0 | 0.2195 | 11.88 | 0 | 89.1148 | 0 | 0 | 0 | 0 | 0
2911 | 122 | 2 | 5 | Friday | 6 | 0 | 0 | 33.7229 | 43.8901 | 35.484 | 29.082 | 0 | 0.2588 | 15.12 | 0.4863 | 128.4758 | 0 | 0 | 0 | 0 | 0
2912 | 122 | 2 | 5 | Friday | 7 | 0 | 0 | 33.7182 | 53.4334 | 46.6998 | 40.715 | 0 | 0.1344 | 15.12 | 5.2682 | 149.1059 | 0 | 0 | 0 | 0.158 | 0
2913 | 122 | 2 | 5 | Friday | 8 | 0 | 0 | 33.7182 | 57.4916 | 52.1343 | 46.532 | 0 | 0.094 | 18.72 | 15.4507 | 162.1581 | 0 | 0 | 0 | 3.8571 | 0
2914 | 122 | 2 | 5 | Friday | 9 | 0 | 0 | 33.7222 | 56.3517 | 52.8606 | 29.082 | 11.3245 | 0.1089 | 18.72 | 26.2948 | 161.7633 | 0 | 0 | 0 | 4.4447 | 0
2915 | 122 | 2 | 5 | Friday | 10 | 0 | 1.258 | 33.7955 | 53.6959 | 51.878 | 11.633 | 42.9613 | 0.1637 | 14.4 | 34.5032 | 155.2931 | 31.3283 | 0 | 0 | 1.5393 | 0
2916 | 122 | 2 | 5 | Friday | 11 | 0.266 | 8.306 | 33.9292 | 53.2061 | 51.878 | 11.633 | 83.4751 | 0.6487 | 18.36 | 46.3791 | 167.0051 | 71.8421 | 0 | 0 | 0.5694 | 0
2917 | 122 | 2 | 5 | Friday | 12 | 0 | 13.97 | 33.9333 | 51.2409 | 51.1854 | 17.449 | 103.452 | 0.9009 | 18.36 | 54.3834 | 170.7303 | 86.003 | 0 | 0 | 0 | 0
2918 | 122 | 2 | 5 | Friday | 13 | 0 | 13.892 | 33.9397 | 51.6983 | 51.878 | 17.449 | 97.3886 | 0.8871 | 18.36 | 56.277 | 171.7879 | 79.9396 | 0 | 0 | 0 | 0
2919 | 122 | 2 | 5 | Friday | 14 | 0 | 12.905 | 33.9051 | 51.6357 | 51.878 | 5.816 | 76.1693 | 0.7968 | 18.36 | 53.891 | 170.5332 | 70.3533 | 0 | 0 | 0 | 0
2920 | 122 | 2 | 5 | Friday | 15 | 0 | 13.198 | 33.9138 | 52.5451 | 51.878 | 5.816 | 44.6629 | 0.7627 | 18.36 | 48.4549 | 171.7341 | 38.8469 | 0 | 0 | 0 | 0
2921 | 122 | 2 | 5 | Friday | 16 | 0 | 12.799 | 33.9056 | 53.6876 | 50.7246 | 23.266 | 9.8234 | 0.6913 | 22.68 | 39.7469 | 175.5312 | 0 | 0 | 0 | 0 | 0
2922 | 122 | 2 | 5 | Friday | 17 | 0 | 12.209 | 33.8983 | 46.6879 | 43.0931 | 29.082 | 0 | 0.6464 | 28.8 | 27.5817 | 166.3299 | 0 | 0 | 0 | 0 | 0
2923 | 122 | 2 | 5 | Friday | 18 | 0 | 13.218 | 33.9307 | 44.718 | 51.7393 | 40.715 | 0 | 0.709 | 30.96 | 14.5141 | 176.3531 | 0 | 0 | 0 | 0 | 0
2924 | 122 | 2 | 5 | Friday | 19 | 0 | 12.269 | 33.929 | 48.8635 | 57.1787 | 40.715 | 0 | 0.6577 | 25.2 | 5.2786 | 179.0987 | 0 | 0 | 0 | 0 | 0
2925 | 122 | 2 | 5 | Friday | 20 | 0 | 12.296 | 33.9342 | 66.2394 | 60.483 | 29.082 | 0 | 0.6511 | 25.2 | 2.0305 | 199.8067 | 0 | 0 | 0 | 0 | 0
2926 | 122 | 2 | 5 | Friday | 21 | 0 | 8.146 | 33.8748 | 69.3271 | 55.4564 | 17.449 | 0 | 0.4251 | 25.2 | 0.3953 | 193.0938 | 0 | 0 | 0 | 0 | 0
2927 | 122 | 2 | 5 | Friday | 22 | 0 | 2.171 | 33.7266 | 49.7368 | 40.0199 | 11.633 | 0 | 0.1135 | 16.2 | 0 | 142.1441 | 0 | 0 | 0 | 0 | 0
2928 | 122 | 2 | 5 | Friday | 23 | 0 | 0.051 | 33.7182 | 26.9226 | 24.6242 | 11.633 | 0 | 0.0569 | 16.2 | 0 | 101.5777 | 0 | 0 | 0 | 0 | 0
2929 | 123 | 3 | 5 | Saturday | 0 | 0 | 0 | 33.7233 | 18.3332 | 19.1419 | 5.816 | 0 | 0.0173 | 15.84 | 0 | 87.0557 | 0 | 0 | 0 | 0 | 0
2930 | 123 | 3 | 5 | Saturday | 1 | 0 | 0 | 33.7656 | 17.5283 | 18.3373 | 5.816 | 0 | 0.1573 | 12.6 | 0 | 82.3885 | 0 | 0 | 0 | 0 | 0
2931 | 123 | 3 | 5 | Saturday | 2 | 0 | 0 | 33.7714 | 11.771 | 14.464 | 5.816 | 0 | 0.2041 | 12.6 | 0 | 72.8106 | 0 | 0 | 0 | 0 | 0
2932 | 123 | 3 | 5 | Saturday | 3 | 0 | 0 | 33.7714 | 11.771 | 14.464 | 5.816 | 0 | 0.235 | 12.6 | 0 | 72.8415 | 0 | 0 | 0 | 0 | 0
2933 | 123 | 3 | 5 | Saturday | 4 | 0 | 0 | 33.7779 | 11.771 | 14.464 | 5.816 | 0 | 0.2972 | 12.6 | 0 | 72.9101 | 0 | 0 | 0 | 0 | 0
2934 | 123 | 3 | 5 | Saturday | 5 | 0 | 0 | 33.8687 | 13.0152 | 14.464 | 5.816 | 0 | 0.3284 | 12.6 | 0 | 74.2763 | 0 | 0 | 0 | 0 | 0
2935 | 123 | 3 | 5 | Saturday | 6 | 0 | 0 | 33.8106 | 29.4778 | 24.9086 | 29.082 | 0 | 0.3989 | 14.4 | 0.4276 | 102.996 | 0 | 0 | 0 | 0 | 0
2936 | 123 | 3 | 5 | Saturday | 7 | 0.156 | 0 | 33.7557 | 25.5766 | 26.405 | 40.715 | 0 | 0.2315 | 11.52 | 5.8989 | 97.4887 | 0 | 0 | 0 | 1.0163 | 0
2937 | 123 | 3 | 5 | Saturday | 8 | 0.233 | 0 | 33.7184 | 32.3719 | 37.4339 | 46.532 | 0 | 0.1226 | 16.2 | 17.4307 | 119.8467 | 0 | 0 | 0 | 5.4238 | 0
2938 | 123 | 3 | 5 | Saturday | 9 | 0.067 | 0 | 33.7182 | 31.39 | 37.9057 | 29.082 | 22.3807 | 0.137 | 16.2 | 31.0271 | 119.3509 | 0 | 0 | 0 | 5.0242 | 0
2939 | 123 | 3 | 5 | Saturday | 10 | 0.001 | 0.636 | 33.7801 | 29.2168 | 37.2508 | 11.633 | 67.1036 | 0.1649 | 15.12 | 42.8844 | 116.2203 | 55.4706 | 0 | 0 | 1.2468 | 0
2940 | 123 | 3 | 5 | Saturday | 11 | 0 | 3.48 | 33.8757 | 27.3113 | 35.3135 | 11.633 | 95.119 | 0.435 | 21.6 | 51.3462 | 122.2985 | 83.486 | 0 | 0 | 0 | 0
2941 | 123 | 3 | 5 | Saturday | 12 | 0 | 8.295 | 33.9288 | 24.5104 | 34.2247 | 17.449 | 105.5584 | 0.6034 | 23.4 | 56.2648 | 125.6388 | 88.1094 | 0 | 0 | 0 | 0
2942 | 123 | 3 | 5 | Saturday | 13 | 0 | 10.585 | 33.8737 | 23.7129 | 33.0722 | 17.449 | 99.1751 | 0.7116 | 23.4 | 57.7706 | 126.2187 | 81.7261 | 0 | 0 | 0 | 0
2943 | 123 | 3 | 5 | Saturday | 14 | 0 | 10.836 | 33.8813 | 22.4724 | 33.0722 | 5.816 | 74.468 | 0.6826 | 23.4 | 54.9071 | 125.2285 | 68.652 | 0 | 0 | 0 | 0
2944 | 123 | 3 | 5 | Saturday | 15 | 0 | 10.356 | 33.872 | 23.3719 | 33.0722 | 5.816 | 40.1889 | 0.6025 | 23.4 | 49.0337 | 125.5193 | 34.3729 | 0 | 0 | 0 | 0
2945 | 123 | 3 | 5 | Saturday | 16 | 0 | 10.234 | 33.8694 | 24.4885 | 33.0722 | 23.266 | 6.9831 | 0.549 | 23.4 | 40.2731 | 126.4479 | 0 | 0 | 0 | 0 | 0
2946 | 123 | 3 | 5 | Saturday | 17 | 0 | 9.572 | 33.8547 | 22.5092 | 32.9581 | 29.082 | 0 | 0.5052 | 27 | 28.2371 | 127.1793 | 0 | 0 | 0 | 0 | 0
2947 | 123 | 3 | 5 | Saturday | 18 | 0 | 9.952 | 33.8926 | 34.8289 | 46.5147 | 40.715 | 0 | 0.5336 | 28.8 | 15.19 | 155.333 | 0 | 0 | 0 | 0 | 0
2948 | 123 | 3 | 5 | Saturday | 19 | 0 | 11.753 | 33.9336 | 41.7082 | 50.3878 | 40.715 | 0 | 0.6298 | 28.8 | 5.449 | 168.1704 | 0 | 0 | 0 | 0 | 0
2949 | 123 | 3 | 5 | Saturday | 20 | 0 | 10.432 | 33.9095 | 53.7014 | 50.3878 | 29.082 | 0 | 0.551 | 27 | 2.0059 | 176.8327 | 0 | 0 | 0 | 0 | 0
2950 | 123 | 3 | 5 | Saturday | 21 | 0 | 9.23 | 33.8938 | 61.1839 | 50.3878 | 17.449 | 0 | 0.4821 | 27 | 0.3936 | 182.93 | 0 | 0 | 0 | 0 | 0
2951 | 123 | 3 | 5 | Saturday | 22 | 0 | 3.135 | 33.7329 | 49.2003 | 40.077 | 11.633 | 0 | 0.1628 | 19.8 | 0 | 146.3629 | 0 | 0 | 0 | 0 | 0
2952 | 123 | 3 | 5 | Saturday | 23 | 0 | 0.19 | 33.7182 | 28.1779 | 24.6242 | 11.633 | 0 | 0.1417 | 19.8 | 0 | 106.6674 | 0 | 0 | 0 | 0 | 0
2953 | 124 | 4 | 5 | Sunday | 0 | 0 | 0 | 33.7574 | 24.1043 | 23.0149 | 5.816 | 0 | 0.4217 | 19.8 | 0 | 101.0982 | 0 | 0 | 0 | 0 | 0
2954 | 124 | 4 | 5 | Sunday | 1 | 0 | 0 | 33.7714 | 23.3102 | 22.2101 | 5.816 | 0 | 0.4685 | 19.8 | 0 | 99.5603 | 0 | 0 | 0 | 0 | 0
2955 | 124 | 4 | 5 | Sunday | 2 | 0.228 | 0 | 33.7714 | 17.5379 | 18.3373 | 5.816 | 0 | 0.2536 | 15.48 | 0 | 85.3802 | 0 | 0 | 0 | 0.2275 | 0
2956 | 124 | 4 | 5 | Sunday | 3 | 0.572 | 0 | 33.7859 | 17.5379 | 18.3373 | 5.816 | 0 | 0.0091 | 15.48 | 0 | 85.1502 | 0 | 0 | 0 | 0.5723 | 0
2957 | 124 | 4 | 5 | Sunday | 4 | 0.65 | 0 | 33.8371 | 17.5379 | 18.3373 | 5.816 | 0 | 0.0102 | 15.48 | 0 | 85.2025 | 0 | 0 | 0 | 0.6502 | 0
2958 | 124 | 4 | 5 | Sunday | 5 | 0.675 | 0 | 33.8623 | 18.7729 | 18.3373 | 5.816 | 0 | 0.0105 | 15.48 | 0.1171 | 86.4629 | 0 | 0 | 0 | 0.6747 | 0
2959 | 124 | 4 | 5 | Sunday | 6 | 0.816 | 0 | 33.7796 | 25.023 | 24.6242 | 29.082 | 0 | 0.0206 | 18.72 | 1.1672 | 102.1674 | 0 | 0 | 0 | 0.816 | 0
2960 | 124 | 4 | 5 | Sunday | 7 | 0.161 | 0 | 33.7661 | 25.8396 | 29.9942 | 40.715 | 0 | 0.3686 | 18.72 | 5.9739 | 108.6885 | 0 | 0 | 0 | 0.1612 | 0
2961 | 124 | 4 | 5 | Sunday | 8 | 0.421 | 0 | 33.7184 | 24.85 | 33.2132 | 46.532 | 0 | 0.078 | 23.4 | 16.1237 | 115.2596 | 0 | 0 | 0 | 2.9782 | 0
2962 | 124 | 4 | 5 | Sunday | 9 | 0.45 | 0 | 33.7182 | 20.759 | 29.3396 | 29.082 | 13.5206 | 0.1066 | 23.4 | 28.5905 | 107.3233 | 0 | 0 | 0 | 4.1261 | 0
2963 | 124 | 4 | 5 | Sunday | 10 | 0.442 | 0 | 33.7182 | 21.4188 | 32.5586 | 11.633 | 57.538 | 0.121 | 19.08 | 41.1658 | 106.8966 | 45.905 | 0 | 0 | 1.4569 | 0
2964 | 124 | 4 | 5 | Sunday | 11 | 0.441 | 0 | 33.7182 | 20.0508 | 32.5586 | 11.633 | 83.25 | 0.142 | 21.6 | 50.0575 | 108.0696 | 71.617 | 0 | 0 | 0.4742 | 0
2965 | 124 | 4 | 5 | Sunday | 12 | 0.294 | 0 | 33.7182 | 19.1612 | 33.0367 | 17.449 | 91.1611 | 0.3089 | 19.08 | 54.4943 | 105.3051 | 73.7121 | 0 | 0 | 0.294 | 0
2966 | 124 | 4 | 5 | Sunday | 13 | 0 | 0 | 33.8486 | 16.5096 | 29.1634 | 17.449 | 86.2551 | 0.6085 | 18.36 | 54.7457 | 98.4901 | 68.8061 | 0 | 0 | 0 | 0
2967 | 124 | 4 | 5 | Sunday | 14 | 0 | 0.563 | 34.0396 | 16.7227 | 29.1634 | 5.816 | 64.0308 | 0.2411 | 18 | 50.8059 | 98.7758 | 58.2148 | 0 | 0 | 0 | 0
2968 | 124 | 4 | 5 | Sunday | 15 | 0 | 1.928 | 34.0104 | 17.4714 | 29.1634 | 5.816 | 25.9846 | 0.1407 | 15.84 | 42.8048 | 98.7106 | 20.1686 | 0 | 0 | 0 | 0
2969 | 124 | 4 | 5 | Sunday | 16 | 0 | 1.476 | 34.0109 | 17.2766 | 27.5539 | 23.266 | 0.1307 | 0.0822 | 23.04 | 31.1292 | 103.5597 | 0 | 0 | 0 | 0 | 0
2970 | 124 | 4 | 5 | Sunday | 17 | 0.308 | 0.512 | 33.9998 | 16.9104 | 26.399 | 29.082 | 0 | 0.2264 | 22.32 | 18.6212 | 100.4089 | 0 | 0 | 0 | 0.3077 | 0
2971 | 124 | 4 | 5 | Sunday | 18 | 0.561 | 0.013 | 33.9901 | 28.7141 | 38.0184 | 40.715 | 0 | 0.077 | 23.4 | 9.7528 | 124.2141 | 0 | 0 | 0 | 0.5614 | 0
2972 | 124 | 4 | 5 | Sunday | 19 | 0.451 | 2.361 | 33.9696 | 43.4644 | 45.7644 | 40.715 | 0 | 0.1472 | 22.68 | 4.6589 | 148.579 | 0 | 0 | 0 | 0.4509 | 0
2973 | 124 | 4 | 5 | Sunday | 20 | 0.757 | 4.017 | 33.813 | 58.4873 | 49.6381 | 29.082 | 0 | 0.2244 | 22.68 | 1.7161 | 169.1877 | 0 | 0 | 0 | 0.7566 | 0
2974 | 124 | 4 | 5 | Sunday | 21 | 0.696 | 2.073 | 33.7461 | 48.5011 | 41.8913 | 17.449 | 0 | 0.1192 | 22.68 | 0.2451 | 149.1796 | 0 | 0 | 0 | 0.6958 | 0
2975 | 124 | 4 | 5 | Sunday | 22 | 0.689 | 0.238 | 33.7242 | 40.3665 | 35.5897 | 11.633 | 0 | 0.0243 | 14.4 | 0 | 124.3617 | 0 | 0 | 0 | 0.6893 | 0
2976 | 124 | 4 | 5 | Sunday | 23 | 0.746 | 0 | 33.7182 | 25.6748 | 24.6242 | 11.633 | 0 | 0.013 | 14.4 | 0 | 98.4303 | 0 | 0 | 0 | 0.7458 | 0
2977 | 125 | 5 | 5 | Monday | 0 | 0.778 | 0 | 33.7249 | 17.5343 | 18.3373 | 5.816 | 0 | 0.0119 | 14.4 | 0 | 84.0083 | 0 | 0 | 0 | 0.778 | 0
2978 | 125 | 5 | 5 | Monday | 1 | 0.847 | 0 | 33.7655 | 14.6472 | 16.4006 | 5.816 | 0 | 0.0128 | 11.88 | 0 | 76.7061 | 0 | 0 | 0 | 0.8466 | 0
2979 | 125 | 5 | 5 | Monday | 2 | 0.875 | 0 | 33.7714 | 11.7686 | 14.464 | 5.816 | 0 | 0.0131 | 11.88 | 0 | 71.8972 | 0 | 0 | 0 | 0.8749 | 0
2980 | 125 | 5 | 5 | Monday | 3 | 0.88 | 0 | 33.78 | 11.7686 | 14.464 | 5.816 | 0 | 0.0132 | 11.88 | 0 | 71.9059 | 0 | 0 | 0 | 0.88 | 0
2981 | 125 | 5 | 5 | Monday | 4 | 0.624 | 0 | 33.7847 | 13.0128 | 14.464 | 5.816 | 0 | 0.0098 | 11.88 | 0 | 73.1514 | 0 | 0 | 0 | 0.6241 | 0
2982 | 125 | 5 | 5 | Monday | 5 | 0.055 | 0 | 33.7926 | 22.6634 | 20.5805 | 5.816 | 0 | 0.4223 | 11.88 | 0.0911 | 89.3389 | 0 | 0 | 0 | 0.055 | 0
2983 | 125 | 5 | 5 | Monday | 6 | 0.085 | 0 | 33.7295 | 43.4445 | 35.484 | 29.082 | 0 | 0.3523 | 15.12 | 0.9134 | 128.1303 | 0 | 0 | 0 | 0.279 | 0
2984 | 125 | 5 | 5 | Monday | 7 | 0.132 | 0 | 33.7182 | 54.3964 | 46.6998 | 40.715 | 0 | 0.0785 | 15.12 | 3.3597 | 150.0129 | 0 | 0 | 0 | 3.3193 | 0
2985 | 125 | 5 | 5 | Monday | 8 | 0.007 | 0 | 33.7182 | 60.6164 | 52.1343 | 46.532 | 0 | 0.1643 | 18.72 | 6.5723 | 165.3533 | 0 | 0 | 0 | 7.7132 | 0
2986 | 125 | 5 | 5 | Monday | 9 | 0 | 0 | 33.7189 | 58.7622 | 52.8606 | 29.082 | 0 | 0.1348 | 18.72 | 12.9506 | 164.1964 | 0 | 0 | 0 | 6.8482 | 0
2987 | 125 | 5 | 5 | Monday | 10 | 0 | 0 | 33.7972 | 55.1399 | 51.878 | 11.633 | 1.3078 | 0.0627 | 14.4 | 19.418 | 155.2778 | 0 | 0 | 0 | 3.1473 | 0
2988 | 125 | 5 | 5 | Monday | 11 | 0 | 7.334 | 33.9321 | 54.2635 | 51.878 | 11.633 | 10.8134 | 0.4612 | 18.36 | 22.331 | 166.8268 | 0 | 0 | 0 | 3.2534 | 0
2989 | 125 | 5 | 5 | Monday | 12 | 0 | 12.632 | 33.9103 | 51.8334 | 51.1854 | 17.449 | 33.9283 | 0.799 | 18.36 | 29.3758 | 169.7499 | 16.4793 | 0 | 0 | 4.4411 | 0
2990 | 125 | 5 | 5 | Monday | 13 | 0 | 12.35 | 33.9107 | 52.5105 | 51.878 | 17.449 | 43.0263 | 0.7797 | 18.36 | 33.6551 | 170.7959 | 25.5773 | 0 | 0 | 3.4277 | 0
2991 | 125 | 5 | 5 | Monday | 14 | 0 | 9.9 | 33.8656 | 52.677 | 51.878 | 5.816 | 32.1536 | 0.5793 | 18.36 | 31.9226 | 168.0672 | 26.3376 | 0 | 0 | 0.7699 | 0
2992 | 125 | 5 | 5 | Monday | 15 | 0 | 9.133 | 33.7995 | 53.7201 | 51.878 | 5.816 | 17.5385 | 0.5109 | 18.36 | 28.2756 | 168.1463 | 11.7225 | 0 | 0 | 0.5231 | 0
2993 | 125 | 5 | 5 | Monday | 16 | 0 | 8.568 | 33.7596 | 54.5972 | 50.7246 | 23.266 | 5.1792 | 0.4976 | 22.68 | 24.2041 | 171.5257 | 0 | 0 | 0 | 2.2053 | 0
2994 | 125 | 5 | 5 | Monday | 17 | 0 | 9.146 | 33.846 | 48.1098 | 43.0931 | 29.082 | 0 | 0.5591 | 28.8 | 16.1876 | 164.2993 | 0 | 0 | 0 | 4.2029 | 0
2995 | 125 | 5 | 5 | Monday | 18 | 0.005 | 12.113 | 33.9162 | 49.1611 | 51.7393 | 40.715 | 0 | 0.8053 | 30.96 | 8.7746 | 179.6822 | 0 | 0 | 0 | 8.564 | 0
2996 | 125 | 5 | 5 | Monday | 19 | 0.102 | 11.544 | 33.921 | 57.1775 | 57.1787 | 40.715 | 0 | 0.8292 | 25.2 | 4.1848 | 186.7911 | 0 | 0 | 0 | 11.5506 | 0
2997 | 125 | 5 | 5 | Monday | 20 | 0.134 | 11.293 | 33.9195 | 73.2249 | 60.483 | 29.082 | 0 | 0.7785 | 25.2 | 1.7064 | 205.8195 | 0 | 0 | 0 | 9.954 | 0
2998 | 125 | 5 | 5 | Monday | 21 | 0.166 | 7.303 | 33.8623 | 69.495 | 55.4564 | 17.449 | 0 | 0.5023 | 25.2 | 0.3064 | 192.4145 | 0 | 0 | 0 | 6.679 | 0
2999 | 125 | 5 | 5 | Monday | 22 | 0.192 | 1.869 | 33.7247 | 49.7368 | 40.0199 | 11.633 | 0 | 0.1853 | 16.2 | 0 | 141.8878 | 0 | 0 | 0 | 4.7844 | 0
3000 | 125 | 5 | 5 | Monday | 23 | 0.257 | 0.028 | 33.7204 | 26.9226 | 24.6242 | 11.633 | 0 | 0.0966 | 16.2 | 0 | 101.5939 | 0 | 0 | 0 | 5.0456 | 0
3001 | 126 | 6 | 5 | Tuesday | 0 | 0.312 | 0 | 33.7672 | 17.5343 | 18.3373 | 5.816 | 0 | 0.0523 | 14.4 | 0 | 84.091 | 0 | 0 | 0 | 2.7782 | 0
3002 | 126 | 6 | 5 | Tuesday | 1 | 0.383 | 0 | 33.7714 | 14.6472 | 16.4006 | 5.816 | 0 | 0.0545 | 11.88 | 0 | 76.7537 | 0 | 0 | 0 | 2.8984 | 0
3003 | 126 | 6 | 5 | Tuesday | 2 | 0.453 | 0 | 33.7852 | 11.7686 | 14.464 | 5.816 | 0 | 0.0566 | 11.88 | 0 | 71.9545 | 0 | 0 | 0 | 3.0166 | 0
3004 | 126 | 6 | 5 | Tuesday | 3 | 0.544 | 0 | 33.8523 | 11.7686 | 14.464 | 5.816 | 0 | 0.0592 | 11.88 | 0 | 72.0241 | 0 | 0 | 0 | 3.1548 | 0
3005 | 126 | 6 | 5 | Tuesday | 4 | 0.58 | 0 | 33.8925 | 13.0128 | 14.464 | 5.816 | 0 | 0.0607 | 11.88 | 0 | 73.31 | 0 | 0 | 0 | 3.2371 | 0
3006 | 126 | 6 | 5 | Tuesday | 5 | 0.621 | 0 | 33.8843 | 22.6633 | 20.5805 | 5.816 | 0 | 0.0623 | 11.88 | 0.1259 | 89.0704 | 0 | 0 | 0 | 3.3242 | 0
3007 | 126 | 6 | 5 | Tuesday | 6 | 0.631 | 0 | 33.7818 | 43.2401 | 35.484 | 29.082 | 0 | 0.2799 | 15.12 | 1.2485 | 127.9057 | 0 | 0 | 0 | 14.7945 | 0
3008 | 126 | 6 | 5 | Tuesday | 7 | 0.362 | 0 | 33.7379 | 53.4956 | 46.6998 | 40.715 | 0 | 0.4172 | 15.12 | 4.95 | 149.4705 | 0 | 0 | 0 | 21.8837 | 0
3009 | 126 | 6 | 5 | Tuesday | 8 | 0.209 | 0 | 33.7294 | 58.2142 | 52.1343 | 46.532 | 0 | 0.5168 | 18.72 | 9.7238 | 163.3147 | 0 | 0 | 0 | 27.0343 | 0
3010 | 126 | 6 | 5 | Tuesday | 9 | 0.104 | 0 | 33.7301 | 57.6762 | 52.8606 | 29.082 | 2.005 | 0.3409 | 18.72 | 14.4586 | 163.3278 | 0 | 0 | 0 | 17.9755 | 0
3011 | 126 | 6 | 5 | Tuesday | 10 | 0.05 | 0 | 33.7942 | 53.8557 | 51.878 | 11.633 | 32.7194 | 0.1835 | 14.4 | 25.7159 | 154.1115 | 21.0864 | 0 | 0 | 7.0434 | 0
3012 | 126 | 6 | 5 | Tuesday | 11 | 0.002 | 4.484 | 33.8474 | 52.2742 | 51.878 | 11.633 | 69.0925 | 0.4478 | 18.36 | 38.09 | 161.6571 | 57.4595 | 0 | 0 | 5.803 | 0
3013 | 126 | 6 | 5 | Tuesday | 12 | 0 | 11.428 | 33.9173 | 50.3408 | 51.1854 | 17.449 | 92.4781 | 0.856 | 18.36 | 47.2293 | 167.0193 | 75.0291 | 0 | 0 | 5.8778 | 0
3014 | 126 | 6 | 5 | Tuesday | 13 | 0 | 11.932 | 33.8982 | 51.4693 | 51.878 | 17.449 | 105.5754 | 0.8393 | 18.36 | 54.0699 | 169.3502 | 88.1264 | 0 | 0 | 2.4939 | 0
3015 | 126 | 6 | 5 | Tuesday | 14 | 0 | 9.593 | 33.8715 | 51.4948 | 51.878 | 5.816 | 92.087 | 0.7265 | 18.36 | 54.3805 | 166.7055 | 86.271 | 0 | 0 | 0 | 0
3016 | 126 | 6 | 5 | Tuesday | 15 | 0 | 8.987 | 33.792 | 52.3116 | 51.878 | 5.816 | 50.4931 | 0.5461 | 18.36 | 46.4639 | 166.6076 | 44.6771 | 0 | 0 | 0 | 0
3017 | 126 | 6 | 5 | Tuesday | 16 | 0 | 8.835 | 33.7486 | 53.1968 | 50.7246 | 23.266 | 10.5291 | 0.4801 | 22.68 | 36.0263 | 170.3852 | 0 | 0 | 0 | 0 | 0
3018 | 126 | 6 | 5 | Tuesday | 17 | 0 | 8.925 | 33.8473 | 45.968 | 43.0931 | 29.082 | 0 | 0.4709 | 28.8 | 25.8944 | 161.8322 | 0 | 0 | 0 | 0 | 0
3019 | 126 | 6 | 5 | Tuesday | 18 | 0 | 11.161 | 33.9223 | 43.5507 | 51.7393 | 40.715 | 0 | 0.7692 | 30.96 | 15.0741 | 173.0129 | 0 | 0 | 0 | 0 | 0
3020 | 126 | 6 | 5 | Tuesday | 19 | 0.047 | 10.421 | 33.9 | 46.9552 | 57.1787 | 40.715 | 0 | 0.7933 | 25.2 | 6.6547 | 175.298 | 0 | 0 | 0 | 0.3708 | 0
3021 | 126 | 6 | 5 | Tuesday | 20 | 0.206 | 10.73 | 33.908 | 62.6591 | 60.483 | 29.082 | 0 | 0.6095 | 25.2 | 2.7926 | 194.4648 | 0 | 0 | 0 | 2.3387 | 0
3022 | 126 | 6 | 5 | Tuesday | 21 | 0.307 | 6.913 | 33.8335 | 69.1631 | 55.4564 | 17.449 | 0 | 0.4044 | 25.2 | 0.5403 | 191.5337 | 0 | 0 | 0 | 2.4327 | 0
3023 | 126 | 6 | 5 | Tuesday | 22 | 0.35 | 1.606 | 33.7212 | 49.7368 | 40.0199 | 11.633 | 0 | 0.1231 | 16.2 | 0 | 141.5378 | 0 | 0 | 0 | 2.1071 | 0
3024 | 126 | 6 | 5 | Tuesday | 23 | 0.393 | 0.018 | 33.7436 | 26.9226 | 24.6242 | 11.633 | 0 | 0.0482 | 16.2 | 0 | 101.5579 | 0 | 0 | 0 | 2.4167 | 0
3025 | 127 | 7 | 5 | Wednesday | 0 | 0.494 | 0 | 33.7714 | 17.5343 | 18.3373 | 5.816 | 0 | 0.0309 | 14.4 | 0 | 84.0738 | 0 | 0 | 0 | 1.6042 | 0
3026 | 127 | 7 | 5 | Wednesday | 1 | 0.554 | 0 | 33.8256 | 14.6472 | 16.4006 | 5.816 | 0 | 0.0332 | 11.88 | 0 | 76.7867 | 0 | 0 | 0 | 1.7308 | 0
3027 | 127 | 7 | 5 | Wednesday | 2 | 0.632 | 0 | 33.9006 | 11.7686 | 14.464 | 5.816 | 0 | 0.0358 | 11.88 | 0 | 72.0491 | 0 | 0 | 0 | 1.8742 | 0
3028 | 127 | 7 | 5 | Wednesday | 3 | 0.79 | 0 | 33.9144 | 11.7686 | 14.464 | 5.816 | 0 | 0.0399 | 11.88 | 0 | 72.0669 | 0 | 0 | 0 | 2.0968 | 0
3029 | 127 | 7 | 5 | Wednesday | 4 | 0.811 | 0 | 33.9163 | 13.0128 | 14.464 | 5.816 | 0 | 0.0414 | 11.88 | 0 | 73.3145 | 0 | 0 | 0 | 2.1806 | 0
3030 | 127 | 7 | 5 | Wednesday | 5 | 0.818 | 0 | 33.9161 | 22.6634 | 20.5805 | 5.816 | 0 | 0.0427 | 11.88 | 0.0843 | 89.0827 | 0 | 0 | 0 | 2.2507 | 0
3031 | 127 | 7 | 5 | Wednesday | 6 | 0.821 | 0 | 33.9106 | 44.0264 | 35.484 | 29.082 | 0 | 0.1716 | 15.12 | 0.8263 | 128.7126 | 0 | 0 | 0 | 8.8594 | 0
3032 | 127 | 7 | 5 | Wednesday | 7 | 0.522 | 0 | 33.887 | 56.5503 | 46.6998 | 40.715 | 0 | 0.2747 | 15.12 | 3.327 | 152.5318 | 0 | 0 | 0 | 14.0726 | 0
3033 | 127 | 7 | 5 | Wednesday | 8 | 0.275 | 0 | 33.7881 | 58.1419 | 52.1343 | 46.532 | 0 | 0.3663 | 18.72 | 9.3235 | 163.1507 | 0 | 0 | 0 | 18.784 | 0
3034 | 127 | 7 | 5 | Wednesday | 9 | 0.172 | 0 | 33.7689 | 56.9896 | 52.8606 | 29.082 | 0 | 0.2517 | 18.72 | 16.5685 | 162.5907 | 0 | 0 | 0 | 13.2561 | 0
3035 | 127 | 7 | 5 | Wednesday | 10 | 0.137 | 0 | 33.8313 | 54.6421 | 51.878 | 11.633 | 2.7401 | 0.1106 | 14.4 | 20.1482 | 154.862 | 0 | 0 | 0 | 5.6508 | 0
3036 | 127 | 7 | 5 | Wednesday | 11 | 0.086 | 4.376 | 33.8672 | 54.7297 | 51.878 | 11.633 | 0.3948 | 0.3318 | 18.36 | 18.066 | 163.8988 | 0 | 0 | 0 | 5.7228 | 0
3037 | 127 | 7 | 5 | Wednesday | 12 | 0.068 | 11.349 | 33.9035 | 53.3483 | 51.1854 | 17.449 | 0 | 0.7585 | 18.36 | 16.2444 | 169.8296 | 0 | 0 | 0 | 8.8378 | 0
3038 | 127 | 7 | 5 | Wednesday | 13 | 0.018 | 10.618 | 33.8683 | 54.3127 | 51.878 | 17.449 | 3.0042 | 0.7269 | 18.36 | 18.2448 | 170.629 | 0 | 0 | 0 | 9.1136 | 0
3039 | 127 | 7 | 5 | Wednesday | 14 | 0.006 | 8.886 | 33.7471 | 53.9493 | 51.878 | 5.816 | 6.1715 | 0.5259 | 18.36 | 19.407 | 168.0703 | 0.3555 | 0 | 0 | 3.0515 | 0
3040 | 127 | 7 | 5 | Wednesday | 15 | 0.001 | 8.161 | 33.7396 | 54.0938 | 51.878 | 5.816 | 3.7546 | 0.4831 | 18.36 | 18.7611 | 167.381 | 0 | 0 | 0 | 3.0164 | 0
3041 | 127 | 7 | 5 | Wednesday | 16 | 0.004 | 7.636 | 33.7333 | 55.2356 | 50.7246 | 23.266 | 0 | 0.6261 | 22.68 | 14.2413 | 171.2583 | 0 | 0 | 0 | 12.3979 | 0
3042 | 127 | 7 | 5 | Wednesday | 17 | 0.319 | 7.828 | 33.7196 | 48.6978 | 43.0931 | 29.082 | 0 | 0.7168 | 28.8 | 8.591 | 163.4931 | 0 | 0 | 0 | 16.6602 | 0
3043 | 127 | 7 | 5 | Wednesday | 18 | 0.479 | 10.344 | 33.8585 | 52.607 | 51.7393 | 40.715 | 0 | 1.0074 | 30.96 | 5.4591 | 181.359 | 0 | 0 | 0 | 24.8354 | 0
3044 | 127 | 7 | 5 | Wednesday | 19 | 0.503 | 10.278 | 33.8971 | 64.2788 | 57.1787 | 40.715 | 0 | 1.0336 | 25.2 | 3.2029 | 192.7043 | 0 | 0 | 0 | 26.4589 | 0
3045 | 127 | 7 | 5 | Wednesday | 20 | 0.489 | 10.176 | 33.8983 | 74.7268 | 60.483 | 29.082 | 0 | 0.9011 | 25.2 | 1.4329 | 206.2149 | 0 | 0 | 0 | 19.939 | 0
3046 | 127 | 7 | 5 | Wednesday | 21 | 0.512 | 6.454 | 33.7978 | 69.495 | 55.4564 | 17.449 | 0 | 0.5646 | 25.2 | 0.2918 | 191.4932 | 0 | 0 | 0 | 12.5257 | 0
3047 | 127 | 7 | 5 | Wednesday | 22 | 0.555 | 1.371 | 33.7202 | 49.7368 | 40.0199 | 11.633 | 0 | 0.2316 | 16.2 | 0 | 141.3908 | 0 | 0 | 0 | 8.702 | 0
3048 | 127 | 7 | 5 | Wednesday | 23 | 0.636 | 0.013 | 33.7651 | 26.9226 | 24.6242 | 11.633 | 0 | 0.1661 | 16.2 | 0 | 101.6923 | 0 | 0 | 0 | 8.8915 | 0
3049 | 128 | 8 | 5 | Thursday | 0 | 0.704 | 0 | 33.8614 | 17.5343 | 18.3373 | 5.816 | 0 | 0.0905 | 14.4 | 0 | 84.2235 | 0 | 0 | 0 | 4.8716 | 0
3050 | 128 | 8 | 5 | Thursday | 1 | 0.789 | 0 | 33.9035 | 14.6472 | 16.4006 | 5.816 | 0 | 0.0926 | 11.88 | 0 | 76.9239 | 0 | 0 | 0 | 4.9833 | 0
3051 | 128 | 8 | 5 | Thursday | 2 | 0.947 | 0 | 33.9159 | 11.7686 | 14.464 | 5.816 | 0 | 0.0959 | 11.88 | 0 | 72.1245 | 0 | 0 | 0 | 5.1679 | 0
3052 | 128 | 8 | 5 | Thursday | 3 | 1.536 | 0 | 33.9282 | 11.7686 | 14.464 | 5.816 | 0 | 0.1073 | 11.88 | 0 | 72.1482 | 0 | 0 | 0 | 5.7825 | 0
3053 | 128 | 8 | 5 | Thursday | 4 | 3.534 | 0 | 33.8414 | 13.0128 | 14.464 | 5.816 | 0 | 0.1449 | 11.88 | 0 | 73.3431 | 0 | 0 | 0 | 7.8058 | 0
3054 | 128 | 8 | 5 | Thursday | 5 | 3.801 | 0 | 33.8041 | 22.6634 | 20.5805 | 5.816 | 0 | 0.1503 | 11.88 | 0 | 89.0783 | 0 | 0 | 0 | 8.0975 | 0
3055 | 128 | 8 | 5 | Thursday | 6 | 3.037 | 0 | 33.7999 | 44.2813 | 35.484 | 29.082 | 0 | 0.466 | 15.12 | 0.1687 | 129.1512 | 0 | 0 | 0 | 24.8791 | 0
3056 | 128 | 8 | 5 | Thursday | 7 | 2.55 | 0 | 33.7901 | 60.9617 | 46.6998 | 40.715 | 0 | 0.642 | 15.12 | 1.2867 | 157.2136 | 0 | 0 | 0 | 34.065 | 0
3057 | 128 | 8 | 5 | Thursday | 8 | 1.917 | 0 | 33.7891 | 67.9781 | 52.1343 | 46.532 | 0 | 0.6714 | 18.72 | 2.1223 | 173.293 | 0 | 0 | 0 | 39.2279 | 0
3058 | 128 | 8 | 5 | Thursday | 9 | 1.667 | 0 | 33.788 | 68.3285 | 52.8606 | 29.082 | 0 | 0.4777 | 18.72 | 2.9056 | 174.1748 | 0 | 0 | 0 | 25.5719 | 0
3059 | 128 | 8 | 5 | Thursday | 10 | 2.882 | 0 | 33.8253 | 60.5939 | 51.878 | 11.633 | 0 | 0.2337 | 14.4 | 5.155 | 160.9308 | 0 | 0 | 0 | 12.5689 | 0
3060 | 128 | 8 | 5 | Thursday | 11 | 2.446 | 3.967 | 33.8445 | 56.8138 | 51.878 | 11.633 | 0 | 0.4296 | 18.36 | 8.531 | 165.6156 | 0 | 0 | 0 | 12.2043 | 0
3061 | 128 | 8 | 5 | Thursday | 12 | 2.271 | 9.005 | 33.9124 | 54.7919 | 51.1854 | 17.449 | 0 | 0.7854 | 18.36 | 9.613 | 168.774 | 0 | 0 | 0 | 17.036 | 0
3062 | 128 | 8 | 5 | Thursday | 13 | 2.108 | 9.289 | 33.7704 | 56.4491 | 51.878 | 17.449 | 0 | 0.7968 | 18.36 | 8.792 | 171.301 | 0 | 0 | 0 | 17.0193 | 0
3063 | 128 | 8 | 5 | Thursday | 14 | 1.883 | 7.968 | 33.745 | 56.198 | 51.878 | 5.816 | 0 | 0.538 | 18.36 | 9.6302 | 169.3363 | 0 | 0 | 0 | 6.8848 | 0
3064 | 128 | 8 | 5 | Thursday | 15 | 1.622 | 7.112 | 33.7403 | 55.8849 | 51.878 | 5.816 | 1.6545 | 0.4909 | 18.36 | 11.0743 | 168.0453 | 0 | 0 | 0 | 6.6306 | 0
3065 | 128 | 8 | 5 | Thursday | 16 | 1.342 | 6.813 | 33.7248 | 56.0841 | 50.7246 | 23.266 | 1.005 | 0.7507 | 22.68 | 10.4319 | 171.3328 | 0 | 0 | 0 | 21.4549 | 0
3066 | 128 | 8 | 5 | Thursday | 17 | 1.702 | 7.271 | 33.7207 | 48.6393 | 43.0931 | 29.082 | 0.0078 | 0.8802 | 28.8 | 8.7697 | 162.9968 | 0 | 0 | 0 | 27.148 | 0
3067 | 128 | 8 | 5 | Thursday | 18 | 1.775 | 9.593 | 33.803 | 50.0581 | 51.7393 | 40.715 | 0 | 1.1617 | 30.96 | 6.4304 | 178.0972 | 0 | 0 | 0 | 38.0217 | 0
3068 | 128 | 8 | 5 | Thursday | 19 | 1.462 | 9.565 | 33.8735 | 56.8896 | 57.1787 | 40.715 | 0 | 1.1598 | 25.2 | 3.8678 | 184.6464 | 0 | 0 | 0 | 38.3465 | 0
3069 | 128 | 8 | 5 | Thursday | 20 | 1.247 | 9.527 | 33.886 | 71.1562 | 60.483 | 29.082 | 0 | 1.0128 | 25.2 | 1.8377 | 202.0412 | 0 | 0 | 0 | 27.9215 | 0
3070 | 128 | 8 | 5 | Thursday | 21 | 1.424 | 6.023 | 33.7565 | 69.4859 | 55.4564 | 17.449 | 0 | 0.6345 | 25.2 | 0.3516 | 191.0468 | 0 | 0 | 0 | 17.564 | 0
3071 | 128 | 8 | 5 | Thursday | 22 | 2.128 | 1.04 | 33.7353 | 49.7368 | 40.0199 | 11.633 | 0 | 0.2928 | 16.2 | 0 | 141.109 | 0 | 0 | 0 | 12.9421 | 0
3072 | 128 | 8 | 5 | Thursday | 23 | 3.739 | 0.011 | 33.7915 | 26.9226 | 24.6242 | 11.633 | 0 | 0.2717 | 16.2 | 0 | 101.8215 | 0 | 0 | 0 | 14.5954 | 0
3073 | 129 | 9 | 5 | Friday | 0 | 5.113 | 0 | 33.8143 | 17.5343 | 18.3373 | 5.816 | 0 | 0.1959 | 14.4 | 0 | 84.2818 | 0 | 0 | 0 | 10.5559 | 0
3074 | 129 | 9 | 5 | Friday | 1 | 6.68 | 0 | 33.8391 | 14.6472 | 16.4006 | 5.816 | 0 | 0.2256 | 11.88 | 0 | 76.9925 | 0 | 0 | 0 | 12.1326 | 0
3075 | 129 | 9 | 5 | Friday | 2 | 8.447 | 0 | 33.8307 | 11.7686 | 14.464 | 5.816 | 0 | 0.2591 | 11.88 | 0 | 72.2025 | 0 | 0 | 0 | 13.9096 | 0
3076 | 129 | 9 | 5 | Friday | 3 | 9.6 | 0 | 33.936 | 11.7686 | 14.464 | 5.816 | 0 | 0.2812 | 11.88 | 0 | 72.3299 | 0 | 0 | 0 | 15.0722 | 0
3077 | 129 | 9 | 5 | Friday | 4 | 9.937 | 0 | 34.048 | 13.0128 | 14.464 | 5.816 | 0 | 0.2879 | 11.88 | 0 | 73.6926 | 0 | 0 | 0 | 15.4187 | 0
3078 | 129 | 9 | 5 | Friday | 5 | 9.329 | 0 | 34.0281 | 22.6634 | 20.5805 | 5.816 | 0 | 0.2765 | 11.88 | 0.2042 | 89.4285 | 0 | 0 | 0 | 14.8202 | 0
3079 | 129 | 9 | 5 | Friday | 6 | 7.641 | 0 | 33.7863 | 41.0231 | 35.484 | 29.082 | 0 | 0.6602 | 15.12 | 1.8826 | 126.0737 | 0 | 0 | 0 | 35.2411 | 0
3080 | 129 | 9 | 5 | Friday | 7 | 5.92 | 0 | 33.76 | 47.0877 | 46.6998 | 40.715 | 0 | 0.6706 | 15.12 | 5.7892 | 143.3382 | 0 | 0 | 0 | 45.0641 | 0
3081 | 129 | 9 | 5 | Friday | 8 | 3.645 | 0 | 33.7465 | 54.7041 | 52.1343 | 46.532 | 9.7278 | 0.689 | 18.72 | 12.208 | 159.9939 | 0 | 0 | 0 | 48.6339 | 0
3082 | 129 | 9 | 5 | Friday | 9 | 2.052 | 0 | 33.7244 | 55.4367 | 52.8606 | 29.082 | 41.5059 | 0.6021 | 18.72 | 22.1528 | 161.3438 | 12.4239 | 0 | 0 | 28.7526 | 0
3083 | 129 | 9 | 5 | Friday | 10 | 0.899 | 0 | 33.7847 | 53.6999 | 51.878 | 11.633 | 80.2263 | 0.3146 | 14.4 | 34.9929 | 154.0772 | 68.5933 | 0 | 0 | 10.0869 | 0
3084 | 129 | 9 | 5 | Friday | 11 | 0.349 | 3.7 | 33.8814 | 53.1421 | 51.878 | 11.633 | 106.0734 | 0.4911 | 18.36 | 44.367 | 161.7535 | 94.4404 | 0 | 0 | 7.1901 | 0
3085 | 129 | 9 | 5 | Friday | 12 | 0.02 | 12.51 | 33.9241 | 51.5139 | 51.1854 | 17.449 | 110.2895 | 0.95 | 18.36 | 48.3401 | 169.4639 | 92.8405 | 0 | 0 | 6.3306 | 0
3086 | 129 | 9 | 5 | Friday | 13 | 0.003 | 11.847 | 33.896 | 52.2915 | 51.878 | 17.449 | 102.2465 | 0.8323 | 18.36 | 49.2424 | 170.071 | 84.7975 | 0 | 0 | 2.6495 | 0
3087 | 129 | 9 | 5 | Friday | 14 | 0 | 9.566 | 33.8599 | 52.3212 | 51.878 | 5.816 | 64.7863 | 0.7212 | 18.36 | 41.7818 | 167.4857 | 58.9703 | 0 | 0 | 0 | 0
3088 | 129 | 9 | 5 | Friday | 15 | 0 | 8.809 | 33.7746 | 53.5293 | 51.878 | 5.816 | 8.7536 | 0.4704 | 18.36 | 26.8362 | 167.5391 | 2.9376 | 0 | 0 | 0 | 0
3089 | 129 | 9 | 5 | Friday | 16 | 0 | 9.479 | 33.7739 | 54.7194 | 50.7246 | 23.266 | 0 | 0.4977 | 22.68 | 16.9715 | 172.6471 | 0 | 0 | 0 | 0 | 0
3090 | 129 | 9 | 5 | Friday | 17 | 0 | 12.529 | 33.9035 | 46.9606 | 43.0931 | 29.082 | 0 | 0.8814 | 28.8 | 11.9664 | 167.3127 | 0 | 0 | 0 | 0.2406 | 0
3091 | 129 | 9 | 5 | Friday | 18 | 0 | 15.391 | 33.9632 | 44.1621 | 51.7393 | 40.715 | 0 | 0.8943 | 30.96 | 9.1012 | 178.5142 | 0 | 0 | 0 | 3.5125 | 0
3092 | 129 | 9 | 5 | Friday | 19 | 0 | 13.639 | 33.9464 | 47.2538 | 57.1787 | 40.715 | 0 | 0.8561 | 25.2 | 5.8806 | 179.1858 | 0 | 0 | 0 | 6.8214 | 0
3093 | 129 | 9 | 5 | Friday | 20 | 0 | 14.261 | 33.9616 | 64.0405 | 60.483 | 29.082 | 0 | 0.8806 | 25.2 | 2.5769 | 199.9899 | 0 | 0 | 0 | 6.7482 | 0
3094 | 129 | 9 | 5 | Friday | 21 | 0.01 | 9.427 | 33.895 | 69.2365 | 55.4564 | 17.449 | 0 | 0.5798 | 25.2 | 0.4754 | 194.5635 | 0 | 0 | 0 | 4.7682 | 0
3095 | 129 | 9 | 5 | Friday | 22 | 0.102 | 2.134 | 33.7308 | 49.7368 | 40.0199 | 11.633 | 0 | 0.1765 | 16.2 | 0 | 142.1716 | 0 | 0 | 0 | 3.5607 | 0
3096 | 129 | 9 | 5 | Friday | 23 | 0.165 | 0.042 | 33.7193 | 26.9226 | 24.6242 | 11.633 | 0 | 0.0755 | 16.2 | 0 | 101.5872 | 0 | 0 | 0 | 3.8475 | 0
3097 | 130 | 10 | 5 | Saturday | 0 | 0.185 | 0 | 33.7553 | 18.3332 | 19.1419 | 5.816 | 0 | 0.0401 | 15.84 | 0 | 87.1106 | 0 | 0 | 0 | 2.1094 | 0
3098 | 130 | 10 | 5 | Saturday | 1 | 0.236 | 0 | 33.7714 | 17.5283 | 18.3373 | 5.816 | 0 | 0.042 | 12.6 | 0 | 82.279 | 0 | 0 | 0 | 2.2162 | 0
3099 | 130 | 10 | 5 | Saturday | 2 | 0.35 | 0 | 33.7714 | 11.771 | 14.464 | 5.816 | 0 | 0.0451 | 12.6 | 0 | 72.6516 | 0 | 0 | 0 | 2.3847 | 0
3100 | 130 | 10 | 5 | Saturday | 3 | 0.425 | 0 | 33.7714 | 11.771 | 14.464 | 5.816 | 0 | 0.0475 | 12.6 | 0 | 72.6539 | 0 | 0 | 0 | 2.5142 | 0
3101 | 130 | 10 | 5 | Saturday | 4 | 0.416 | 0 | 33.7714 | 11.771 | 14.464 | 5.816 | 0 | 0.0483 | 12.6 | 0 | 72.6547 | 0 | 0 | 0 | 2.5582 | 0
3102 | 130 | 10 | 5 | Saturday | 5 | 0.393 | 0 | 33.7714 | 13.0098 | 14.464 | 5.816 | 0 | 0.0488 | 12.6 | 0.1553 | 73.894 | 0 | 0 | 0 | 2.5881 | 0
3103 | 130 | 10 | 5 | Saturday | 6 | 0.367 | 0 | 33.7714 | 27.9892 | 24.9086 | 29.082 | 0 | 0.2303 | 14.4 | 1.5131 | 101.2994 | 0 | 0 | 0 | 12.0805 | 0
3104 | 130 | 10 | 5 | Saturday | 7 | 0.351 | 0 | 33.7342 | 26.4186 | 26.405 | 40.715 | 0 | 0.3588 | 11.52 | 6.1199 | 98.4366 | 0 | 0 | 0 | 18.6848 | 0
3105 | 130 | 10 | 5 | Saturday | 8 | 0.285 | 0 | 33.7182 | 33.0781 | 37.4339 | 46.532 | 2.0125 | 0.4603 | 16.2 | 13.5916 | 120.8904 | 0 | 0 | 0 | 23.7592 | 0
3106 | 130 | 10 | 5 | Saturday | 9 | 0.103 | 0 | 33.7182 | 31.8796 | 37.9057 | 29.082 | 26.8952 | 0.3306 | 16.2 | 21.8283 | 120.0342 | 0 | 0 | 0 | 15.2506 | 0
3107 | 130 | 10 | 5 | Saturday | 10 | 0.013 | 0.956 | 33.7728 | 30.0876 | 37.2508 | 11.633 | 56.017 | 0.2369 | 15.12 | 30.43 | 117.5025 | 44.384 | 0 | 0 | 5.2563 | 0
3108 | 130 | 10 | 5 | Saturday | 11 | 0 | 7.361 | 33.9515 | 28.152 | 35.3135 | 11.633 | 57.7957 | 0.5481 | 21.6 | 32.2288 | 127.5257 | 46.1627 | 0 | 0 | 3.8861 | 0
3109 | 130 | 10 | 5 | Saturday | 12 | 0 | 10.213 | 33.8667 | 25.5367 | 34.2247 | 17.449 | 32.6471 | 0.6681 | 23.4 | 26.8887 | 128.7422 | 15.1981 | 0 | 0 | 4.4838 | 0
3110 | 130 | 10 | 5 | Saturday | 13 | 0.006 | 8.801 | 33.8433 | 24.7466 | 33.0722 | 17.449 | 23.3696 | 0.5688 | 23.4 | 25.3659 | 125.1489 | 5.9206 | 0 | 0 | 3.9721 | 0
3111 | 130 | 10 | 5 | Saturday | 14 | 0.007 | 7.964 | 33.7638 | 23.6568 | 33.0722 | 5.816 | 11.5695 | 0.4524 | 23.4 | 22.1656 | 122.9583 | 5.7535 | 0 | 0 | 1.2257 | 0
3112 | 130 | 10 | 5 | Saturday | 15 | 0 | 8.224 | 33.747 | 24.2117 | 33.0722 | 5.816 | 10.0595 | 0.4627 | 23.4 | 21.6225 | 123.7874 | 4.2435 | 0 | 0 | 1.1674 | 0
3113 | 130 | 10 | 5 | Saturday | 16 | 0 | 10.852 | 33.8785 | 24.5785 | 33.0722 | 23.266 | 24.515 | 0.6911 | 23.4 | 26.3061 | 127.4644 | 1.249 | 0 | 0 | 4.3599 | 0
3114 | 130 | 10 | 5 | Saturday | 17 | 0 | 13.43 | 33.931 | 22.517 | 32.9581 | 29.082 | 9.1949 | 0.8346 | 27 | 22.1751 | 132.0201 | 0 | 0 | 0 | 5.6447 | 0
3115 | 130 | 10 | 5 | Saturday | 18 | 0 | 15.476 | 33.9698 | 35.567 | 46.5147 | 40.715 | 0 | 1.0238 | 28.8 | 12.9109 | 162.9068 | 0 | 0 | 0 | 10.217 | 0
3116 | 130 | 10 | 5 | Saturday | 19 | 0 | 14.924 | 33.9687 | 45.8488 | 50.3878 | 40.715 | 0 | 1.0396 | 28.8 | 5.8599 | 176.2376 | 0 | 0 | 0 | 12.9706 | 0
3117 | 130 | 10 | 5 | Saturday | 20 | 0 | 11 | 33.92 | 57.482 | 50.3878 | 29.082 | 0 | 0.7789 | 27 | 2.4449 | 181.4657 | 0 | 0 | 0 | 10.8303 | 0
3118 | 130 | 10 | 5 | Saturday | 21 | 0.007 | 9.734 | 33.9033 | 61.3184 | 50.3878 | 17.449 | 0 | 0.6382 | 27 | 0.5369 | 183.7747 | 0 | 0 | 0 | 7.0968 | 0
3119 | 130 | 10 | 5 | Saturday | 22 | 0.042 | 3.408 | 33.7379 | 49.2003 | 40.077 | 11.633 | 0 | 0.268 | 19.8 | 0 | 146.7684 | 0 | 0 | 0 | 5.0067 | 0
3120 | 130 | 10 | 5 | Saturday | 23 | 0.114 | 0.254 | 33.7182 | 28.1779 | 24.6242 | 11.633 | 0 | 0.163 | 19.8 | 0 | 106.7576 | 0 | 0 | 0 | 5.2662 | 0
3121 | 131 | 11 | 5 | Sunday | 0 | 0.147 | 0 | 33.7271 | 24.1043 | 23.0149 | 5.816 | 0 | 0.0525 | 19.8 | 0 | 100.6988 | 0 | 0 | 0 | 2.7919 | 0
3122 | 131 | 11 | 5 | Sunday | 1 | 0.196 | 0 | 33.7624 | 23.3102 | 22.2101 | 5.816 | 0 | 0.0543 | 19.8 | 0 | 99.1371 | 0 | 0 | 0 | 2.8879 | 0
3123 | 131 | 11 | 5 | Sunday | 2 | 0.344 | 0 | 33.7714 | 17.5379 | 18.3373 | 5.816 | 0 | 0.0578 | 15.48 | 0 | 85.1844 | 0 | 0 | 0 | 3.0813 | 0
3124 | 131 | 11 | 5 | Sunday | 3 | 0.461 | 0 | 33.7714 | 17.5379 | 18.3373 | 5.816 | 0 | 0.0608 | 15.48 | 0 | 85.1873 | 0 | 0 | 0 | 3.2436 | 0
3125 | 131 | 11 | 5 | Sunday | 4 | 0.513 | 0 | 33.7714 | 17.5379 | 18.3373 | 5.816 | 0 | 0.0625 | 15.48 | 0 | 85.1891 | 0 | 0 | 0 | 3.34 | 0
3126 | 131 | 11 | 5 | Sunday | 5 | 0.476 | 0 | 33.7714 | 18.7634 | 18.3373 | 5.816 | 0 | 0.0627 | 15.48 | 0.1891 | 86.4147 | 0 | 0 | 0 | 3.347 | 0
3127 | 131 | 11 | 5 | Sunday | 6 | 0.539 | 0 | 33.7714 | 23.6133 | 24.6242 | 29.082 | 0 | 0.2929 | 18.72 | 1.7567 | 101.0217 | 0 | 0 | 0 | 15.5084 | 0
3128 | 131 | 11 | 5 | Sunday | 7 | 0.287 | 0 | 33.7255 | 23.2922 | 29.9942 | 40.715 | 0 | 0.4349 | 18.72 | 5.3785 | 106.1668 | 0 | 0 | 0 | 22.8573 | 0
3129 | 131 | 11 | 5 | Sunday | 8 | 0.236 | 0 | 33.7182 | 24.3372 | 33.2132 | 46.532 | 0.0435 | 0.5373 | 23.4 | 10.1025 | 115.2059 | 0 | 0 | 0 | 28.1555 | 0
3130 | 131 | 11 | 5 | Sunday | 9 | 0.186 | 0 | 33.7182 | 21.0399 | 29.3396 | 29.082 | 7.9226 | 0.3602 | 23.4 | 13.4498 | 107.8578 | 0 | 0 | 0 | 18.5168 | 0
3131 | 131 | 11 | 5 | Sunday | 10 | 0.075 | 0 | 33.7182 | 22.2139 | 32.5586 | 11.633 | 18.5543 | 0.1653 | 19.08 | 16.3778 | 107.736 | 6.9213 | 0 | 0 | 7.2772 | 0
3132 | 131 | 11 | 5 | Sunday | 11 | 0.01 | 0 | 33.7406 | 21.6688 | 32.5586 | 11.633 | 25.2552 | 0.1666 | 21.6 | 18.8666 | 109.7346 | 13.6222 | 0 | 0 | 6.7672 | 0
3133 | 131 | 11 | 5 | Sunday | 12 | 0 | 0 | 34.016 | 21.9394 | 33.0367 | 17.449 | 19.8002 | 0.2096 | 19.08 | 17.9456 | 108.2817 | 2.3512 | 0 | 0 | 9.5004 | 0
3134 | 131 | 11 | 5 | Sunday | 13 | 0 | 0 | 34.0621 | 19.6041 | 29.1634 | 17.449 | 10.9749 | 0.1914 | 18.36 | 15.4853 | 101.381 | 0 | 0 | 0 | 9.2702 | 0
3135 | 131 | 11 | 5 | Sunday | 14 | 0 | 0.69 | 34.078 | 19.5995 | 29.1634 | 5.816 | 9.9411 | 0.1082 | 18 | 14.7356 | 101.6952 | 4.1251 | 0 | 0 | 3.0324 | 0
3136 | 131 | 11 | 5 | Sunday | 15 | 0 | 6.958 | 33.9776 | 20.0715 | 29.1634 | 5.816 | 2.5167 | 0.4264 | 15.84 | 11.2813 | 107.1778 | 0 | 0 | 0 | 2.9906 | 0
3137 | 131 | 11 | 5 | Sunday | 16 | 0 | 10.46 | 33.8764 | 20.9469 | 27.5539 | 23.266 | 0 | 0.7841 | 23.04 | 6.5204 | 118.0163 | 0 | 0 | 0 | 12.3301 | 0
3138 | 131 | 11 | 5 | Sunday | 17 | 0 | 10.735 | 33.8968 | 20.0785 | 26.399 | 29.082 | 0 | 0.8737 | 22.32 | 6.4166 | 115.6959 | 0 | 0 | 0 | 16.2654 | 0
3139 | 131 | 11 | 5 | Sunday | 18 | 0 | 10.794 | 33.9129 | 32.182 | 38.0184 | 40.715 | 0 | 1.0284 | 23.4 | 6.0247 | 140.6275 | 0 | 0 | 0 | 24.2589 | 0
3140 | 131 | 11 | 5 | Sunday | 19 | 0 | 9.227 | 33.9012 | 45.3438 | 45.7644 | 40.715 | 0 | 0.9704 | 22.68 | 4.1871 | 158.83 | 0 | 0 | 0 | 25.866 | 0
3141 | 131 | 11 | 5 | Sunday | 20 | 0 | 6.853 | 33.8671 | 57.6219 | 49.6381 | 29.082 | 0 | 0.7153 | 22.68 | 2.1706 | 171.934 | 0 | 0 | 0 | 19.3901 | 0
3142 | 131 | 11 | 5 | Sunday | 21 | 0 | 3.874 | 33.7542 | 48.4981 | 41.8913 | 17.449 | 0 | 0.4207 | 22.68 | 0.4593 | 151.434 | 0 | 0 | 0 | 11.9791 | 0
3143 | 131 | 11 | 5 | Sunday | 22 | 0.165 | 0.848 | 33.7182 | 40.3665 | 35.5897 | 11.633 | 0 | 0.1972 | 14.4 | 0 | 125.1885 | 0 | 0 | 0 | 8.2905 | 0
3144 | 131 | 11 | 5 | Sunday | 23 | 0.063 | 0.009 | 33.7182 | 25.6748 | 24.6242 | 11.633 | 0 | 0.155 | 14.4 | 0 | 98.5818 | 0 | 0 | 0 | 8.2973 | 0
3145 | 132 | 12 | 5 | Monday | 0 | 0 | 0 | 33.7182 | 17.5343 | 18.3373 | 5.816 | 0 | 0.0774 | 14.4 | 0 | 84.0672 | 0 | 0 | 0 | 4.1567 | 0
3146 | 132 | 12 | 5 | Monday | 1 | 0.025 | 0 | 33.7182 | 14.6472 | 16.4006 | 5.816 | 0 | 0.0784 | 11.88 | 0 | 76.7244 | 0 | 0 | 0 | 4.2093 | 0
3147 | 132 | 12 | 5 | Monday | 2 | 0.123 | 0 | 33.7182 | 11.7686 | 14.464 | 5.816 | 0 | 0.0806 | 11.88 | 0 | 71.9115 | 0 | 0 | 0 | 4.3329 | 0
3148 | 132 | 12 | 5 | Monday | 3 | 0 | 0 | 33.7182 | 11.7686 | 14.464 | 5.816 | 0 | 0.0789 | 11.88 | 0 | 71.9097 | 0 | 0 | 0 | 4.2364 | 0
3149 | 132 | 12 | 5 | Monday | 4 | 0 | 0 | 33.7182 | 13.0128 | 14.464 | 5.816 | 0 | 0.0793 | 11.88 | 0 | 73.1544 | 0 | 0 | 0 | 4.2621 | 0
3150 | 132 | 12 | 5 | Monday | 5 | 0 | 0 | 33.7182 | 22.6634 | 20.5805 | 5.816 | 0 | 0.0798 | 11.88 | 0.1212 | 88.9219 | 0 | 0 | 0 | 4.2872 | 0
3151 | 132 | 12 | 5 | Monday | 6 | 0.019 | 0 | 33.7182 | 43.921 | 35.484 | 29.082 | 0 | 0.4077 | 15.12 | 1.1018 | 128.651 | 0 | 0 | 0 | 21.8151 | 0
3152 | 132 | 12 | 5 | Monday | 7 | 0.001 | 0 | 33.7182 | 56.2514 | 46.6998 | 40.715 | 0 | 0.5916 | 15.12 | 3.3771 | 152.381 | 0 | 0 | 0 | 31.4564 | 0
3153 | 132 | 12 | 5 | Monday | 8 | 0 | 0 | 33.7182 | 58.4567 | 52.1343 | 46.532 | 6.5671 | 0.6795 | 18.72 | 7.6781 | 163.7088 | 0 | 0 | 0 | 37.0217 | 0
3154 | 132 | 12 | 5 | Monday | 9 | 0 | 0.11 | 33.7549 | 57.2695 | 52.8606 | 29.082 | 29.1284 | 0.4755 | 18.72 | 15.4712 | 163.1996 | 0.0464 | 0 | 0 | 22.697 | 0
3155 | 132 | 12 | 5 | Monday | 10 | 0 | 3.171 | 33.9602 | 54.2917 | 51.878 | 11.633 | 66.4271 | 0.4164 | 14.4 | 28.6938 | 158.3757 | 54.7941 | 0 | 0 | 8.0159 | 0
3156 | 132 | 12 | 5 | Monday | 11 | 0 | 15.002 | 33.9681 | 53.4059 | 51.878 | 11.633 | 102.1833 | 1.066 | 18.36 | 41.5107 | 174.9792 | 90.5503 | 0 | 0 | 5.9361 | 0
3157 | 132 | 12 | 5 | Monday | 12 | 0 | 22.147 | 34.0111 | 51.0514 | 51.1854 | 17.449 | 111.6488 | 1.4643 | 18.36 | 47.363 | 180.3481 | 94.1998 | 0 | 0 | 4.9922 | 0
3158 | 132 | 12 | 5 | Monday | 13 | 0 | 22.946 | 33.9941 | 51.7162 | 51.878 | 17.449 | 86.0639 | 1.416 | 18.36 | 43.932 | 182.8425 | 68.6149 | 0 | 0 | 1.5994 | 0
3159 | 132 | 12 | 5 | Monday | 14 | 0 | 21.949 | 33.9732 | 52.7762 | 51.878 | 5.816 | 31.3736 | 1.3106 | 18.36 | 30.8435 | 182.876 | 25.5576 | 0 | 0 | 0 | 0
3160 | 132 | 12 | 5 | Monday | 15 | 0 | 17.393 | 33.8804 | 54.0048 | 51.878 | 5.816 | 1.0928 | 0.9309 | 18.36 | 21.1265 | 178.2166 | 0 | 0 | 0 | 0 | 0
3161 | 132 | 12 | 5 | Monday | 16 | 0 | 11.897 | 33.7716 | 54.6264 | 50.7246 | 23.266 | 0 | 0.9309 | 22.68 | 18.0554 | 175.6005 | 0 | 0 | 0 | 0 | 0
3162 | 132 | 12 | 5 | Monday | 17 | 0 | 11.193 | 33.782 | 47.6296 | 43.0931 | 29.082 | 0 | 0.6237 | 28.8 | 12.8095 | 166.0342 | 0 | 0 | 0 | 1.7568 | 0
3163 | 132 | 12 | 5 | Monday | 18 | 0 | 13.784 | 33.8414 | 47.924 | 51.7393 | 40.715 | 0 | 0.839 | 30.96 | 7.4096 | 180.212 | 0 | 0 | 0 | 5.4477 | 0
3164 | 132 | 12 | 5 | Monday | 19 | 0 | 13.271 | 33.8463 | 58.2307 | 57.1787 | 40.715 | 0 | 0.8684 | 25.2 | 4.5951 | 189.6777 | 0 | 0 | 0 | 8.5907 | 0
3165 | 132 | 12 | 5 | Monday | 20 | 0 | 13.116 | 33.8463 | 72.1038 | 60.483 | 29.082 | 0 | 0.8398 | 25.2 | 2.3432 | 206.658 | 0 | 0 | 0 | 7.9227 | 0
3166 | 132 | 12 | 5 | Monday | 21 | 0 | 8.844 | 33.7901 | 69.49 | 55.4564 | 17.449 | 0 | 0.5607 | 25.2 | 0.4608 | 194.0619 | 0 | 0 | 0 | 5.4292 | 0
3167 | 132 | 12 | 5 | Monday | 22 | 0 | 2.368 | 33.7217 | 49.7368 | 40.0199 | 11.633 | 0 | 0.1946 | 16.2 | 0 | 142.4341 | 0 | 0 | 0 | 3.8921 | 0
3168 | 132 | 12 | 5 | Monday | 23 | 0.043 | 0.07 | 33.7182 | 26.9226 | 24.6242 | 11.633 | 0 | 0.1334 | 16.2 | 0 | 101.6744 | 0 | 0 | 0 | 4.1486 | 0
3169 | 133 | 13 | 5 | Tuesday | 0 | 0.203 | 0 | 33.7571 | 17.5343 | 18.3373 | 5.816 | 0 | 0.0442 | 14.4 | 0 | 84.0728 | 0 | 0 | 0 | 2.3345 | 0
3170 | 133 | 13 | 5 | Tuesday | 1 | 0.274 | 0 | 33.7714 | 14.6472 | 16.4006 | 5.816 | 0 | 0.0464 | 11.88 | 0 | 76.7457 | 0 | 0 | 0 | 2.4584 | 0
3171 | 133 | 13 | 5 | Tuesday | 2 | 0.324 | 0 | 33.7714 | 11.7686 | 14.464 | 5.816 | 0 | 0.0483 | 11.88 | 0 | 71.9324 | 0 | 0 | 0 | 2.5607 | 0
3172 | 133 | 13 | 5 | Tuesday | 3 | 0.387 | 0 | 33.7714 | 11.7686 | 14.464 | 5.816 | 0 | 0.0504 | 11.88 | 0 | 71.9345 | 0 | 0 | 0 | 2.6757 | 0
3173 | 133 | 13 | 5 | Tuesday | 4 | 0.406 | 0 | 33.7715 | 13.0128 | 14.464 | 5.816 | 0 | 0.0517 | 11.88 | 0 | 73.1799 | 0 | 0 | 0 | 2.745 | 0
3174 | 133 | 13 | 5 | Tuesday | 5 | 0.446 | 0 | 33.7724 | 22.6577 | 20.5805 | 5.816 | 0 | 0.0533 | 11.88 | 0.1678 | 88.9439 | 0 | 0 | 0 | 2.8361 | 0
3175 | 133 | 13 | 5 | Tuesday | 6 | 0.456 | 0 | 33.7368 | 41.3977 | 35.484 | 29.082 | 0 | 0.249 | 15.12 | 1.6017 | 125.9876 | 0 | 0 | 0 | 13.106 | 0
3176 | 133 | 13 | 5 | Tuesday | 7 | 0.206 | 0 | 33.7212 | 50.7687 | 46.6998 | 40.715 | 0 | 0.3783 | 15.12 | 6.1989 | 146.6881 | 0 | 0 | 0 | 19.7589 | 0
3177 | 133 | 13 | 5 | Tuesday | 8 | 0.027 | 0 | 33.7182 | 57.058 | 52.1343 | 46.532 | 0.076 | 0.476 | 18.72 | 14.014 | 162.1065 | 0 | 0 | 0 | 24.7975 | 0
3178 | 133 | 13 | 5 | Tuesday | 9 | 0 | 0 | 33.7214 | 56.8276 | 52.8606 | 29.082 | 17.9292 | 0.3354 | 18.72 | 22.6857 | 162.4649 | 0 | 0 | 0 | 16.2947 | 0
3179 | 133 | 13 | 5 | Tuesday | 10 | 0 | 0.775 | 33.8038 | 53.6232 | 51.878 | 11.633 | 52.0269 | 0.2327 | 14.4 | 33.5516 | 154.7762 | 40.3939 | 0 | 0 | 5.8726 | 0
3180 | 133 | 13 | 5 | Tuesday | 11 | 0 | 4.685 | 33.8973 | 52.3026 | 51.878 | 11.633 | 77.3013 | 0.444 | 18.36 | 42.9326 | 161.9483 | 65.6683 | 0 | 0 | 4.3378 | 0
3181 | 133 | 13 | 5 | Tuesday | 12 | 0 | 13.168 | 33.9226 | 50.6892 | 51.1854 | 17.449 | 81.5453 | 0.8933 | 18.36 | 47.0773 | 169.2923 | 64.0963 | 0 | 0 | 3.7843 | 0
3182 | 133 | 13 | 5 | Tuesday | 13 | 0 | 12.399 | 33.9076 | 52.0805 | 51.878 | 17.449 | 75.5148 | 0.859 | 18.36 | 48.3524 | 170.4948 | 58.0658 | 0 | 0 | 1.2693 | 0
3183 | 133 | 13 | 5 | Tuesday | 14 | 0 | 9.741 | 33.8398 | 51.8051 | 51.878 | 5.816 | 60.0136 | 0.613 | 18.36 | 46.8897 | 167.0308 | 54.1976 | 0 | 0 | 0 | 0
3184 | 133 | 13 | 5 | Tuesday | 15 | 0 | 9.02 | 33.7621 | 52.5736 | 51.878 | 5.816 | 33.6364 | 0.5211 | 18.36 | 41.5448 | 166.8498 | 27.8204 | 0 | 0 | 0 | 0
3185 | 133 | 13 | 5 | Tuesday | 16 | 0 | 8.458 | 33.7605 | 53.6021 | 50.7246 | 23.266 | 8.7437 | 0.4573 | 22.68 | 34.8367 | 170.3718 | 0 | 0 | 0 | 0 | 0
3186 | 133 | 13 | 5 | Tuesday | 17 | 0 | 8.668 | 33.7289 | 46.4636 | 43.0931 | 29.082 | 0 | 0.4572 | 28.8 | 25.698 | 161.9174 | 0 | 0 | 0 | 0 | 0
3187 | 133 | 13 | 5 | Tuesday | 18 | 0.027 | 11.412 | 33.8936 | 44.7823 | 51.7393 | 40.715 | 0 | 0.8437 | 30.96 | 15.4418 | 174.5612 | 0 | 0 | 0 | 0.1599 | 0
3188 | 133 | 13 | 5 | Tuesday | 19 | 0.265 | 11.116 | 33.9113 | 49.4985 | 57.1787 | 40.715 | 0 | 0.6552 | 25.2 | 7.3999 | 178.4661 | 0 | 0 | 0 | 3.2692 | 0
3189 | 133 | 13 | 5 | Tuesday | 20 | 0.332 | 10.948 | 33.9118 | 60.7301 | 60.483 | 29.082 | 0 | 0.6616 | 25.2 | 3.1144 | 192.8269 | 0 | 0 | 0 | 4.5566 | 0
3190 | 133 | 13 | 5 | Tuesday | 21 | 0.362 | 7.129 | 33.821 | 68.569 | 55.4564 | 17.449 | 0 | 0.4385 | 25.2 | 0.6602 | 191.1952 | 0 | 0 | 0 | 3.6789 | 0
3191 | 133 | 13 | 5 | Tuesday | 22 | 0.411 | 1.69 | 33.7208 | 49.7368 | 40.0199 | 11.633 | 0 | 0.1426 | 16.2 | 0 | 141.6475 | 0 | 0 | 0 | 2.9376 | 0
3192 | 133 | 13 | 5 | Tuesday | 23 | 0.434 | 0.027 | 33.7545 | 26.9226 | 24.6242 | 11.633 | 0 | 0.0631 | 16.2 | 0 | 101.5931 | 0 | 0 | 0 | 3.208 | 0
3193 | 134 | 14 | 5 | Wednesday | 0 | 0.507 | 0 | 33.7714 | 17.5343 | 18.3373 | 5.816 | 0 | 0.0378 | 14.4 | 0 | 84.0808 | 0 | 0 | 0 | 1.9851 | 0
3194 | 134 | 14 | 5 | Wednesday | 1 | 0.592 | 0 | 33.819 | 14.6472 | 16.4006 | 5.816 | 0 | 0.0405 | 11.88 | 0 | 76.7874 | 0 | 0 | 0 | 2.1322 | 0
3195 | 134 | 14 | 5 | Wednesday | 2 | 0.629 | 0 | 33.8917 | 11.7686 | 14.464 | 5.816 | 0 | 0.0423 | 11.88 | 0 | 72.0467 | 0 | 0 | 0 | 2.2295 | 0
3196 | 134 | 14 | 5 | Wednesday | 3 | 0.72 | 0 | 33.917 | 11.7686 | 14.464 | 5.816 | 0 | 0.045 | 11.88 | 0 | 72.0747 | 0 | 0 | 0 | 2.3802 | 0
3197 | 134 | 14 | 5 | Wednesday | 4 | 0.807 | 0 | 33.9161 | 13.0128 | 14.464 | 5.816 | 0 | 0.0477 | 11.88 | 0 | 73.3206 | 0 | 0 | 0 | 2.5262 | 0
3198 | 134 | 14 | 5 | Wednesday | 5 | 2.127 | 0 | 33.8791 | 22.624 | 20.5805 | 5.816 | 0 | 0.0731 | 11.88 | 0.1948 | 89.0367 | 0 | 0 | 0 | 3.9043 | 0
3199 | 134 | 14 | 5 | Wednesday | 6 | 1.609 | 0 | 33.8181 | 39.4764 | 35.484 | 29.082 | 0 | 0.2166 | 15.12 | 1.8561 | 124.1151 | 0 | 0 | 0 | 11.3093 | 0
3200 | 134 | 14 | 5 | Wednesday | 7 | 1.076 | 0 | 33.8038 | 48.1863 | 46.6998 | 40.715 | 0 | 0.3247 | 15.12 | 7.7048 | 144.1346 | 0 | 0 | 0 | 16.79 | 0
3201 | 134 | 14 | 5 | Wednesday | 8 | 0.351 | 0 | 33.7414 | 55.2636 | 52.1343 | 46.532 | 0.2339 | 0.4093 | 18.72 | 17.839 | 160.2686 | 0 | 0 | 0 | 21.1159 | 0
3202 | 134 | 14 | 5 | Wednesday | 9 | 0.039 | 0 | 33.7203 | 55.7059 | 52.8606 | 29.082 | 14.3551 | 0.289 | 18.72 | 23.8766 | 161.2957 | 0 | 0 | 0 | 14.0555 | 0
3203 | 134 | 14 | 5 | Wednesday | 10 | 0.005 | 0.509 | 33.8011 | 53.3037 | 51.878 | 11.633 | 28.8426 | 0.1725 | 14.4 | 27.5616 | 154.106 | 17.2096 | 0 | 0 | 5.3265 | 0
3204 | 134 | 14 | 5 | Wednesday | 11 | 0 | 4.45 | 33.837 | 52.677 | 51.878 | 11.633 | 31.6791 | 0.3662 | 18.36 | 29.0521 | 161.9308 | 20.0461 | 0 | 0 | 4.7049 | 0
3205 | 134 | 14 | 5 | Wednesday | 12 | 0 | 11.902 | 33.919 | 50.6402 | 51.1854 | 17.449 | 34.0646 | 0.7942 | 18.36 | 30.6778 | 167.7711 | 16.6156 | 0 | 0 | 6.1851 | 0
3206 | 134 | 14 | 5 | Wednesday | 13 | 0 | 10.789 | 33.8271 | 51.756 | 51.878 | 17.449 | 43.4445 | 0.7275 | 18.36 | 34.9915 | 168.2168 | 25.9955 | 0 | 0 | 5.1278 | 0
3207 | 134 | 14 | 5 | Wednesday | 14 | 0 | 8.787 | 33.7267 | 52.0202 | 51.878 | 5.816 | 31.9558 | 0.5299 | 18.36 | 33.4398 | 166.0184 | 26.1398 | 0 | 0 | 1.3157 | 0
3208 | 134 | 14 | 5 | Wednesday | 15 | 0 | 8.479 | 33.7409 | 52.8847 | 51.878 | 5.816 | 10.9431 | 0.4764 | 18.36 | 27.6522 | 166.5103 | 5.1271 | 0 | 0 | 1.1046 | 0
3209 | 134 | 14 | 5 | Wednesday | 16 | 0 | 8.188 | 33.7341 | 53.9563 | 50.7246 | 23.266 | 0.4858 | 0.5178 | 22.68 | 22.9503 | 170.4678 | 0 | 0 | 0 | 4.8227 | 0
3210 | 134 | 14 | 5 | Wednesday | 17 | 0.033 | 8.734 | 33.801 | 46.9819 | 43.0931 | 29.082 | 0 | 0.5959 | 28.8 | 18.3545 | 162.718 | 0 | 0 | 0 | 7.4147 | 0
3211 | 134 | 14 | 5 | Wednesday | 18 | 0.216 | 11.553 | 33.9034 | 44.5939 | 51.7393 | 40.715 | 0 | 0.8546 | 30.96 | 12.4163 | 174.5463 | 0 | 0 | 0 | 12.912 | 0
3212 | 134 | 14 | 5 | Wednesday | 19 | 0.265 | 10.851 | 33.9054 | 47.7927 | 57.1787 | 40.715 | 0 | 0.8643 | 25.2 | 6.8847 | 176.6766 | 0 | 0 | 0 | 15.5119 | 0
3213 | 134 | 14 | 5 | Wednesday | 20 | 0.277 | 11.124 | 33.9145 | 63.0465 | 60.483 | 29.082 | 0 | 0.8181 | 25.2 | 3.1313 | 195.4934 | 0 | 0 | 0 | 12.6185 | 0
3214 | 134 | 14 | 5 | Wednesday | 21 | 0.367 | 7.237 | 33.8523 | 69.1452 | 55.4564 | 17.449 | 0 | 0.5288 | 25.2 | 0.7034 | 192.0091 | 0 | 0 | 0 | 8.3201 | 0
3215 | 134 | 14 | 5 | Wednesday | 22 | 0.469 | 1.677 | 33.7229 | 49.7368 | 40.0199 | 11.633 | 0 | 0.1976 | 16.2 | 0 | 141.6905 | 0 | 0 | 0 | 5.992 | 0
3216 | 134 | 14 | 5 | Wednesday | 23 | 0.537 | 0.019 | 33.7591 | 26.9226 | 24.6242 | 11.633 | 0 | 0.1179 | 16.2 | 0 | 101.6438 | 0 | 0 | 0 | 6.2333 | 0
3217 | 135 | 15 | 5 | Thursday | 0 | 0.542 | 0 | 33.7718 | 17.5343 | 18.3373 | 5.816 | 0 | 0.0646 | 14.4 | 0 | 84.108 | 0 | 0 | 0 | 3.4539 | 0
3218 | 135 | 15 | 5 | Thursday | 1 | 0.654 | 0 | 33.8344 | 14.6472 | 16.4006 | 5.816 | 0 | 0.0675 | 11.88 | 0 | 76.8298 | 0 | 0 | 0 | 3.6088 | 0
3219 | 135 | 15 | 5 | Thursday | 2 | 0.729 | 0 | 33.898 | 11.7686 | 14.464 | 5.816 | 0 | 0.0696 | 11.88 | 0 | 72.0803 | 0 | 0 | 0 | 3.7264 | 0
3220 | 135 | 15 | 5 | Thursday | 3 | 0.842 | 0 | 33.9166 | 11.7686 | 14.464 | 5.816 | 0 | 0.0724 | 11.88 | 0 | 72.1017 | 0 | 0 | 0 | 3.8809 | 0
3221 | 135 | 15 | 5 | Thursday | 4 | 2.123 | 0 | 33.8841 | 13.0128 | 14.464 | 5.816 | 0 | 0.0969 | 11.88 | 0 | 73.3377 | 0 | 0 | 0 | 5.2033 | 0
3222 | 135 | 15 | 5 | Thursday | 5 | 2.228 | 0 | 33.8633 | 22.6329 | 20.5805 | 5.816 | 0 | 0.0995 | 11.88 | 0.194 | 89.0563 | 0 | 0 | 0 | 5.3491 | 0
3223 | 135 | 15 | 5 | Thursday | 6 | 1.553 | 0 | 33.8164 | 40.2516 | 35.484 | 29.082 | 0 | 0.3339 | 15.12 | 1.9356 | 125.0059 | 0 | 0 | 0 | 17.7265 | 0
3224 | 135 | 15 | 5 | Thursday | 7 | 1.098 | 0 | 33.81 | 48.9003 | 46.6998 | 40.715 | 0 | 0.479 | 15.12 | 8.0868 | 145.0091 | 0 | 0 | 0 | 25.2359 | 0
3225 | 135 | 15 | 5 | Thursday | 8 | 0.376 | 0 | 33.7587 | 55.0797 | 52.1343 | 46.532 | 7.2796 | 0.5787 | 18.72 | 18.6605 | 160.2715 | 0 | 0 | 0 | 29.7889 | 0
3226 | 135 | 15 | 5 | Thursday | 9 | 0.016 | 0 | 33.7206 | 55.1193 | 52.8606 | 29.082 | 43.5469 | 0.4037 | 18.72 | 29.5885 | 160.8242 | 14.4649 | 0 | 0 | 17.8129 | 0
3227 | 135 | 15 | 5 | Thursday | 10 | 0 | 0.687 | 33.796 | 52.7243 | 51.878 | 11.633 | 68.9533 | 0.2548 | 14.4 | 38.0198 | 153.7957 | 57.3203 | 0 | 0 | 5.8754 | 0
3228 | 135 | 15 | 5 | Thursday | 11 | 0 | 4.468 | 33.8992 | 52.0768 | 51.878 | 11.633 | 82.8491 | 0.4365 | 18.36 | 43.8842 | 161.4824 | 71.2161 | 0 | 0 | 4.0593 | 0
3229 | 135 | 15 | 5 | Thursday | 12 | 0 | 12.59 | 33.9095 | 50.3712 | 51.1854 | 17.449 | 73.5821 | 0.8423 | 18.36 | 43.8391 | 168.2852 | 56.1331 | 0 | 0 | 3.391 | 0
3230 | 135 | 15 | 5 | Thursday | 13 | 0 | 11.282 | 33.8779 | 51.4275 | 51.878 | 17.449 | 43.011 | 0.6907 | 18.36 | 37.547 | 168.4362 | 25.562 | 0 | 0 | 1.6974 | 0
3231 | 135 | 15 | 5 | Thursday | 14 | 0 | 9.283 | 33.7611 | 51.5551 | 51.878 | 5.816 | 17.1806 | 0.9153 | 18.36 | 30.8262 | 166.5092 | 11.3646 | 0 | 0 | 0.0139 | 0
3232 | 135 | 15 | 5 | Thursday | 15 | 0 | 8.641 | 33.7486 | 52.1751 | 51.878 | 5.816 | 5.7317 | 0.7601 | 18.36 | 27.3122 | 166.2676 | 0 | 0 | 0 | 0 | 0
3233 | 135 | 15 | 5 | Thursday | 16 | 0 | 8.15 | 33.743 | 52.9533 | 50.7246 | 23.266 | 0.8829 | 0.4584 | 22.68 | 24.6593 | 169.3731 | 0 | 0 | 0 | 1.6402 | 0
3234 | 135 | 15 | 5 | Thursday | 17 | 0 | 9.339 | 33.8402 | 45.7297 | 43.0931 | 29.082 | 0 | 0.5593 | 28.8 | 19.6223 | 162.1229 | 0 | 0 | 0 | 3.6485 | 0
3235 | 135 | 15 | 5 | Thursday | 18 | 0 | 11.859 | 33.9077 | 43.0328 | 51.7393 | 40.715 | 0 | 0.7784 | 30.96 | 12.6807 | 173.2447 | 0 | 0 | 0 | 7.8377 | 0
3236 | 135 | 15 | 5 | Thursday | 19 | 0.045 | 11.064 | 33.908 | 46.4086 | 57.1787 | 40.715 | 0 | 0.7903 | 25.2 | 6.8222 | 175.4517 | 0 | 0 | 0 | 10.8306 | 0
3237 | 135 | 15 | 5 | Thursday | 20 | 0.061 | 11.592 | 33.922 | 60.8139 | 60.483 | 29.082 | 0 | 0.7852 | 25.2 | 3.0409 | 193.7411 | 0 | 0 | 0 | 9.4404 | 0
3238 | 135 | 15 | 5 | Thursday | 21 | 0.064 | 8.03 | 33.874 | 68.7964 | 55.4564 | 17.449 | 0 | 0.5341 | 25.2 | 0.6528 | 192.5458 | 0 | 0 | 0 | 6.3256 | 0
3239 | 135 | 15 | 5 | Thursday | 22 | 0.137 | 2.182 | 33.7287 | 49.7368 | 40.0199 | 11.633 | 0 | 0.1973 | 16.2 | 0 | 142.2422 | 0 | 0 | 0 | 4.5667 | 0
3240 | 135 | 15 | 5 | Thursday | 23 | 0.271 | 0.045 | 33.7199 | 26.9226 | 24.6242 | 11.633 | 0 | 0.1458 | 16.2 | 0 | 101.6614 | 0 | 0 | 0 | 4.9012 | 0
3241 | 136 | 16 | 5 | Friday | 0 | 0.347 | 0 | 33.7665 | 17.5343 | 18.3373 | 5.816 | 0 | 0.0515 | 14.4 | 0 | 84.0896 | 0 | 0 | 0 | 2.7356 | 0
3242 | 136 | 16 | 5 | Friday | 1 | 0.428 | 0 | 33.7714 | 14.6472 | 16.4006 | 5.816 | 0 | 0.0539 | 11.88 | 0 | 76.7532 | 0 | 0 | 0 | 2.8665 | 0
3243 | 136 | 16 | 5 | Friday | 2 | 0.513 | 0 | 33.786 | 11.7686 | 14.464 | 5.816 | 0 | 0.0564 | 11.88 | 0 | 71.955 | 0 | 0 | 0 | 3.0008 | 0
3244 | 136 | 16 | 5 | Friday | 3 | 0.56 | 0 | 33.8673 | 11.7686 | 14.464 | 5.816 | 0 | 0.0581 | 11.88 | 0 | 72.0381 | 0 | 0 | 0 | 3.096 | 0
3245 | 136 | 16 | 5 | Friday | 4 | 0.591 | 0 | 33.8963 | 13.0128 | 14.464 | 5.816 | 0 | 0.0595 | 11.88 | 0 | 73.3126 | 0 | 0 | 0 | 3.1741 | 0
3246 | 136 | 16 | 5 | Friday | 5 | 0.621 | 0 | 33.8901 | 22.6363 | 20.5805 | 5.816 | 0 | 0.0609 | 11.88 | 0.2084 | 89.0478 | 0 | 0 | 0 | 3.252 | 0
3247 | 136 | 16 | 5 | Friday | 6 | 0.501 | 0 | 33.7542 | 40.1879 | 35.484 | 29.082 | 0 | 0.271 | 15.12 | 1.9748 | 124.8171 | 0 | 0 | 0 | 14.3135 | 0
3248 | 136 | 16 | 5 | Friday | 7 | 0.21 | 0 | 33.7182 | 49.9104 | 46.6998 | 40.715 | 0 | 0.406 | 15.12 | 7.1937 | 145.8544 | 0 | 0 | 0 | 21.2749 | 0
3249 | 136 | 16 | 5 | Friday | 8 | 0.042 | 0 | 33.7182 | 56.5071 | 52.1343 | 46.532 | 2.5288 | 0.5084 | 18.72 | 15.5417 | 161.588 | 0 | 0 | 0 | 26.3584 | 0
3250 | 136 | 16 | 5 | Friday | 9 | 0.002 | 0 | 33.722 | 56.549 | 52.8606 | 29.082 | 33.716 | 0.3656 | 18.72 | 26.5165 | 162.2171 | 4.634 | 0 | 0 | 16.5749 | 0
3251 | 136 | 16 | 5 | Friday | 10 | 0 | 1.086 | 33.7953 | 54.1327 | 51.878 | 11.633 | 57.9955 | 0.2533 | 14.4 | 35.1219 | 155.6337 | 46.3625 | 0 | 0 | 5.6316 | 0
3252 | 136 | 16 | 5 | Friday | 11 | 0 | 6.142 | 33.9387 | 53.3915 | 51.878 | 11.633 | 44.3323 | 0.4726 | 18.36 | 33.021 | 164.6835 | 32.6993 | 0 | 0 | 4.4318 | 0
3253 | 136 | 16 | 5 | Friday | 12 | 0 | 12.534 | 33.9061 | 51.6786 | 51.1854 | 17.449 | 18.7637 | 0.7949 | 18.36 | 26.4337 | 169.481 | 1.3147 | 0 | 0 | 5.8216 | 0
3254 | 136 | 16 | 5 | Friday | 13 | 0 | 11.748 | 33.8963 | 53.3751 | 51.878 | 17.449 | 6.2372 | 0.7329 | 18.36 | 23.2591 | 170.9481 | 0 | 0 | 0 | 5.8377 | 0
3255 | 136 | 16 | 5 | Friday | 14 | 0 | 9.319 | 33.7636 | 54.5071 | 51.878 | 5.816 | 0 | 0.5204 | 18.36 | 17.7378 | 169.1079 | 0 | 0 | 0 | 2.0265 | 0
3256 | 136 | 16 | 5 | Friday | 15 | 0 | 8.43 | 33.7442 | 54.2963 | 51.878 | 5.816 | 0 | 0.4743 | 18.36 | 15.9795 | 167.8698 | 0 | 0 | 0 | 2.0814 | 0
3257 | 136 | 16 | 5 | Friday | 16 | 0 | 8.109 | 33.7347 | 53.8691 | 50.7246 | 23.266 | 0.4091 | 0.5865 | 22.68 | 19.8941 | 170.3649 | 0 | 0 | 0 | 8.8266 | 0
3258 | 136 | 16 | 5 | Friday | 17 | 0.076 | 8.836 | 33.7968 | 46.9934 | 43.0931 | 29.082 | 0 | 0.6883 | 28.8 | 16.6699 | 162.9282 | 0 | 0 | 0 | 12.1825 | 0
3259 | 136 | 16 | 5 | Friday | 18 | 0.27 | 11.741 | 33.9064 | 45.1872 | 51.7393 | 40.715 | 0 | 0.9778 | 30.96 | 11.1387 | 175.4685 | 0 | 0 | 0 | 19.1158 | 0
3260 | 136 | 16 | 5 | Friday | 19 | 0.318 | 11.372 | 33.9152 | 51.3553 | 57.1787 | 40.715 | 0 | 0.9963 | 25.2 | 6.5701 | 180.9451 | 0 | 0 | 0 | 21.2129 | 0
3261 | 136 | 16 | 5 | Friday | 20 | 0.334 | 11.326 | 33.918 | 65.8428 | 60.483 | 29.082 | 0 | 0.8984 | 25.2 | 3.0638 | 198.5912 | 0 | 0 | 0 | 16.4238 | 0
3262 | 136 | 16 | 5 | Friday | 21 | 0.42 | 7.318 | 33.8473 | 69.0716 | 55.4564 | 17.449 | 0 | 0.5731 | 25.2 | 0.6646 | 192.0626 | 0 | 0 | 0 | 10.514 | 0
3263 | 136 | 16 | 5 | Friday | 22 | 0.46 | 1.759 | 33.7222 | 49.7368 | 40.0199 | 11.633 | 0 | 0.2269 | 16.2 | 0 | 141.8085 | 0 | 0 | 0 | 7.3666 | 0
3264 | 136 | 16 | 5 | Friday | 23 | 0.505 | 0.027 | 33.748 | 26.9226 | 24.6242 | 11.633 | 0 | 0.1423 | 16.2 | 0 | 101.6663 | 0 | 0 | 0 | 7.5511 | 0
3265 | 137 | 17 | 5 | Saturday | 0 | 0.592 | 0 | 33.7766 | 18.3332 | 19.1419 | 5.816 | 0 | 0.0776 | 15.84 | 0 | 87.1694 | 0 | 0 | 0 | 4.1658 | 0
3266 | 137 | 17 | 5 | Saturday | 1 | 0.626 | 0 | 33.8124 | 17.5283 | 18.3373 | 5.816 | 0 | 0.0789 | 12.6 | 0 | 82.3568 | 0 | 0 | 0 | 4.2342 | 0
3267 | 137 | 17 | 5 | Saturday | 2 | 0.667 | 0 | 33.8815 | 11.771 | 14.464 | 5.816 | 0 | 0.0802 | 12.6 | 0 | 72.7968 | 0 | 0 | 0 | 4.3094 | 0
3268 | 137 | 17 | 5 | Saturday | 3 | 0.697 | 0 | 33.8982 | 11.771 | 14.464 | 5.816 | 0 | 0.0814 | 12.6 | 0 | 72.8147 | 0 | 0 | 0 | 4.3733 | 0
3269 | 137 | 17 | 5 | Saturday | 4 | 0.812 | 0 | 33.9098 | 11.771 | 14.464 | 5.816 | 0 | 0.0841 | 12.6 | 0 | 72.829 | 0 | 0 | 0 | 4.5209 | 0
3270 | 137 | 17 | 5 | Saturday | 5 | 0.92 | 0 | 33.9163 | 13.0151 | 14.464 | 5.816 | 0 | 0.0867 | 12.6 | 0.1427 | 74.0821 | 0 | 0 | 0 | 4.6612 | 0
3271 | 137 | 17 | 5 | Saturday | 6 | 0.925 | 0 | 33.9072 | 29.1016 | 24.9086 | 29.082 | 0 | 0.3766 | 14.4 | 1.4033 | 102.694 | 0 | 0 | 0 | 20.0888 | 0
3272 | 137 | 17 | 5 | Saturday | 7 | 0.852 | 0 | 33.8906 | 25.9654 | 26.405 | 40.715 | 0 | 0.5452 | 11.52 | 5.2285 | 98.3262 | 0 | 0 | 0 | 28.8819 | 0
3273 | 137 | 17 | 5 | Saturday | 8 | 0.783 | 0 | 33.8525 | 32.5468 | 37.4339 | 46.532 | 2.4999 | 0.6549 | 16.2 | 13.756 | 120.6881 | 0 | 0 | 0 | 34.3675 | 0
3274 | 137 | 17 | 5 | Saturday | 9 | 0.691 | 0 | 33.8021 | 31.6745 | 37.9057 | 29.082 | 32.7624 | 0.4535 | 16.2 | 25.6997 | 120.0358 | 3.6804 | 0 | 0 | 21.4627 | 0
3275 | 137 | 17 | 5 | Saturday | 10 | 0.674 | 0 | 33.8193 | 29.4011 | 37.2508 | 11.633 | 49.6798 | 0.2288 | 15.12 | 31.8531 | 115.82 | 38.0468 | 0 | 0 | 8.0451 | 0
3276 | 137 | 17 | 5 | Saturday | 11 | 0.622 | 3.587 | 33.7763 | 27.0491 | 35.3135 | 11.633 | 46.8183 | 0.3857 | 21.6 | 32.464 | 122.0042 | 35.1853 | 0 | 0 | 6.8696 | 0
3277 | 137 | 17 | 5 | Saturday | 12 | 0.652 | 3.318 | 33.8452 | 24.2026 | 34.2247 | 17.449 | 49.1485 | 0.4065 | 23.4 | 34.9016 | 119.6671 | 31.6995 | 0 | 0 | 8.4968 | 0
3278 | 137 | 17 | 5 | Saturday | 13 | 0.644 | 4.167 | 33.9358 | 23.9054 | 33.0722 | 17.449 | 56.4994 | 0.432 | 23.4 | 38.7892 | 119.2523 | 39.0504 | 0 | 0 | 6.8523 | 0
3279 | 137 | 17 | 5 | Saturday | 14 | 0.59 | 4.106 | 33.931 | 22.7818 | 33.0722 | 5.816 | 50.5163 | 0.3284 | 23.4 | 38.9802 | 117.9539 | 44.7003 | 0 | 0 | 2.0597 | 0
3280 | 137 | 17 | 5 | Saturday | 15 | 0.549 | 4.064 | 33.9637 | 23.3897 | 33.0722 | 5.816 | 39.3861 | 0.2983 | 23.4 | 37.6739 | 118.5192 | 33.5701 | 0 | 0 | 1.4978 | 0
3281 | 137 | 17 | 5 | Saturday | 16 | 0.451 | 4.09 | 33.9655 | 24.2779 | 33.0722 | 23.266 | 23.1467 | 0.3116 | 23.4 | 33.777 | 119.4507 | 0 | 0 | 0 | 3.2578 | 0
3282 | 137 | 17 | 5 | Saturday | 17 | 0.477 | 3.823 | 33.9632 | 22.3595 | 32.9581 | 29.082 | 1.5355 | 0.2942 | 27 | 25.3897 | 120.7095 | 0 | 0 | 0 | 4.7879 | 0
3283 | 137 | 17 | 5 | Saturday | 18 | 0.526 | 9.536 | 33.8849 | 34.5269 | 46.5147 | 40.715 | 0 | 0.6811 | 28.8 | 16.4684 | 154.7206 | 0 | 0 | 0 | 9.2115 | 0
3284 | 137 | 17 | 5 | Saturday | 19 | 0.544 | 10.149 | 33.9033 | 41.3166 | 50.3878 | 40.715 | 0 | 0.7648 | 28.8 | 7.4491 | 166.1488 | 0 | 0 | 0 | 12.1081 | 0
3285 | 137 | 17 | 5 | Saturday | 20 | 0.682 | 8.874 | 33.882 | 49.5316 | 50.3878 | 29.082 | 0 | 0.6612 | 27 | 3.2415 | 171.0604 | 0 | 0 | 0 | 10.5786 | 0
3286 | 137 | 17 | 5 | Saturday | 21 | 0.913 | 7.778 | 33.8461 | 60.4713 | 50.3878 | 17.449 | 0 | 0.5417 | 27 | 0.7353 | 180.6587 | 0 | 0 | 0 | 7.4696 | 0
3287 | 137 | 17 | 5 | Saturday | 22 | 1.026 | 2.38 | 33.7493 | 49.2003 | 40.077 | 11.633 | 0 | 0.2272 | 19.8 | 0 | 145.6279 | 0 | 0 | 0 | 5.6465 | 0
3288 | 137 | 17 | 5 | Saturday | 23 | 1.243 | 0.07 | 33.8948 | 28.1779 | 24.6242 | 11.633 | 0 | 0.1684 | 19.8 | 0 | 106.7414 | 0 | 0 | 0 | 6.0588 | 0
3289 | 138 | 18 | 5 | Sunday | 0 | 2.826 | 0 | 33.8905 | 24.1043 | 23.0149 | 5.816 | 0 | 0.0988 | 19.8 | 0 | 100.9086 | 0 | 0 | 0 | 5.3063 | 0
3290 | 138 | 18 | 5 | Sunday | 1 | 3.446 | 0 | 33.8931 | 23.3102 | 22.2101 | 5.816 | 0 | 0.1112 | 19.8 | 0 | 99.3246 | 0 | 0 | 0 | 5.975 | 0
3291 | 138 | 18 | 5 | Sunday | 2 | 6.202 | 0 | 33.8376 | 17.5379 | 18.3373 | 5.816 | 0 | 0.1634 | 15.48 | 0 | 85.3562 | 0 | 0 | 0 | 8.7782 | 0
3292 | 138 | 18 | 5 | Sunday | 3 | 7.522 | 0 | 33.8271 | 17.5379 | 18.3373 | 5.816 | 0 | 0.1891 | 15.48 | 0 | 85.3714 | 0 | 0 | 0 | 10.1451 | 0
3293 | 138 | 18 | 5 | Sunday | 4 | 8.242 | 0 | 33.8217 | 17.5379 | 18.3373 | 5.816 | 0 | 0.2036 | 15.48 | 0 | 85.3804 | 0 | 0 | 0 | 10.9121 | 0
3294 | 138 | 18 | 5 | Sunday | 5 | 9.039 | 0 | 33.8042 | 18.7258 | 18.3373 | 5.816 | 0 | 0.2194 | 15.48 | 0.2287 | 86.5667 | 0 | 0 | 0 | 11.7543 | 0
3295 | 138 | 18 | 5 | Sunday | 6 | 7.669 | 0 | 33.7705 | 23.3547 | 24.6242 | 29.082 | 0 | 0.4145 | 18.72 | 2.1741 | 100.8839 | 0 | 0 | 0 | 21.8899 | 0
3296 | 138 | 18 | 5 | Sunday | 7 | 6.112 | 0 | 33.7486 | 24.1051 | 29.9942 | 40.715 | 0 | 0.5288 | 18.72 | 7.935 | 107.0967 | 0 | 0 | 0 | 27.7093 | 0
3297 | 138 | 18 | 5 | Sunday | 8 | 5.077 | 0 | 33.7252 | 24.3066 | 33.2132 | 46.532 | 0.2457 | 0.6125 | 23.4 | 15.2768 | 115.2574 | 0 | 0 | 0 | 31.9807 | 0
3298 | 138 | 18 | 5 | Sunday | 9 | 4.506 | 0 | 33.7239 | 19.9669 | 29.3396 | 29.082 | 21.2767 | 0.4466 | 23.4 | 24.4829 | 106.8771 | 0 | 0 | 0 | 21.9295 | 0
3299 | 138 | 18 | 5 | Sunday | 10 | 3.851 | 0 | 33.7215 | 20.5287 | 32.5586 | 11.633 | 58.2086 | 0.2796 | 19.08 | 36.322 | 106.1684 | 46.5756 | 0 | 0 | 10.0325 | 0
3300 | 138 | 18 | 5 | Sunday | 11 | 3.48 | 0 | 33.7226 | 19.5758 | 32.5586 | 11.633 | 84.6343 | 0.2831 | 21.6 | 45.7343 | 107.7402 | 73.0013 | 0 | 0 | 7.9483 | 0
3301 | 138 | 18 | 5 | Sunday | 12 | 2.082 | 0 | 33.7194 | 19.0361 | 33.0367 | 17.449 | 89.9039 | 0.252 | 19.08 | 49.9599 | 105.1243 | 72.4549 | 0 | 0 | 5.7161 | 0
3302 | 138 | 18 | 5 | Sunday | 13 | 1.606 | 0 | 33.726 | 16.548 | 29.1634 | 17.449 | 64.6032 | 0.1577 | 18.36 | 45.5435 | 97.9552 | 47.1542 | 0 | 0 | 2.7561 | 0
3303 | 138 | 18 | 5 | Sunday | 14 | 1.697 | 0 | 33.7982 | 16.8556 | 29.1634 | 5.816 | 23.265 | 0.0634 | 18 | 35.2485 | 97.8806 | 17.449 | 0 | 0 | 1.7117 | 0
3304 | 138 | 18 | 5 | Sunday | 15 | 1.609 | 0 | 33.8181 | 17.5421 | 29.1634 | 5.816 | 0.9051 | 0.0243 | 15.84 | 27.5455 | 96.3879 | 0 | 0 | 0 | 1.6087 | 0
3305 | 138 | 18 | 5 | Sunday | 16 | 1.241 | 0 | 33.8126 | 17.27 | 27.5539 | 23.266 | 0 | 0.0374 | 23.04 | 24.5968 | 101.7139 | 0 | 0 | 0 | 1.711 | 0
3306 | 138 | 18 | 5 | Sunday | 17 | 1.475 | 0 | 33.7262 | 17.2121 | 26.399 | 29.082 | 0 | 0.0775 | 22.32 | 18.7013 | 99.7347 | 0 | 0 | 0 | 3.6998 | 0
3307 | 138 | 18 | 5 | Sunday | 18 | 1.569 | 0 | 33.7208 | 28.0307 | 38.0184 | 40.715 | 0 | 0.1559 | 23.4 | 12.4302 | 123.3258 | 0 | 0 | 0 | 7.5535 | 0
3308 | 138 | 18 | 5 | Sunday | 19 | 1.572 | 0 | 33.841 | 39.2622 | 45.7644 | 40.715 | 0 | 0.2126 | 22.68 | 6.8461 | 141.7603 | 0 | 0 | 0 | 10.6551 | 0
3309 | 138 | 18 | 5 | Sunday | 20 | 2.028 | 0 | 33.9688 | 51.5554 | 49.6381 | 29.082 | 0 | 0.1978 | 22.68 | 2.8276 | 158.0401 | 0 | 0 | 0 | 10.278 | 0
3310 | 138 | 18 | 5 | Sunday | 21 | 2.211 | 0 | 33.8101 | 48.2252 | 41.8913 | 17.449 | 0 | 0.1481 | 22.68 | 0.5795 | 146.7547 | 0 | 0 | 0 | 7.8266 | 0
3311 | 138 | 18 | 5 | Sunday | 22 | 2.536 | 0 | 33.7282 | 40.3665 | 35.5897 | 11.633 | 0 | 0.1231 | 14.4 | 0 | 124.2075 | 0 | 0 | 0 | 6.5485 | 0
3312 | 138 | 18 | 5 | Sunday | 23 | 3.068 | 0 | 33.8282 | 25.6748 | 24.6242 | 11.633 | 0 | 0.1368 | 14.4 | 0 | 98.664 | 0 | 0 | 0 | 7.2913 | 0
3313 | 139 | 19 | 5 | Monday | 0 | 4.044 | 0 | 33.8739 | 17.5343 | 18.3373 | 5.816 | 0 | 0.116 | 14.4 | 0 | 84.2615 | 0 | 0 | 0 | 6.2329 | 0
3314 | 139 | 19 | 5 | Monday | 1 | 4.617 | 0 | 33.8456 | 14.6472 | 16.4006 | 5.816 | 0 | 0.1276 | 11.88 | 0 | 76.9011 | 0 | 0 | 0 | 6.859 | 0
3315 | 139 | 19 | 5 | Monday | 2 | 4.731 | 0 | 33.8559 | 11.7686 | 14.464 | 5.816 | 0 | 0.1307 | 11.88 | 0 | 72.0992 | 0 | 0 | 0 | 7.0243 | 0
3316 | 139 | 19 | 5 | Monday | 3 | 5.758 | 0 | 33.858 | 11.7686 | 14.464 | 5.816 | 0 | 0.1508 | 11.88 | 0 | 72.1215 | 0 | 0 | 0 | 8.1019 | 0
3317 | 139 | 19 | 5 | Monday | 4 | 6.239 | 0 | 33.8308 | 13.0128 | 14.464 | 5.816 | 0 | 0.1607 | 11.88 | 0 | 73.3483 | 0 | 0 | 0 | 8.633 | 0
3318 | 139 | 19 | 5 | Monday | 5 | 5.637 | 0 | 33.7998 | 22.652 | 20.5805 | 5.816 | 0 | 0.1504 | 11.88 | 0.3104 | 89.0627 | 0 | 0 | 0 | 8.0805 | 0
3319 | 139 | 19 | 5 | Monday | 6 | 3.806 | 0 | 33.7764 | 40.2954 | 35.484 | 29.082 | 0 | 0.3167 | 15.12 | 2.7316 | 124.9925 | 0 | 0 | 0 | 16.7157 | 0
3320 | 139 | 19 | 5 | Monday | 7 | 2.33 | 0 | 33.7494 | 47.7229 | 46.6998 | 40.715 | 0 | 0.4249 | 15.12 | 7.4051 | 143.7169 | 0 | 0 | 0 | 22.2206 | 0
3321 | 139 | 19 | 5 | Monday | 8 | 1.394 | 0 | 33.7207 | 55.1119 | 52.1343 | 46.532 | 0.1764 | 0.5088 | 18.72 | 13.3346 | 160.1957 | 0 | 0 | 0 | 26.5171 | 0
3322 | 139 | 19 | 5 | Monday | 9 | 0.543 | 0 | 33.7182 | 55.6695 | 52.8606 | 29.082 | 16.8975 | 0.3477 | 18.72 | 21.0693 | 161.316 | 0 | 0 | 0 | 17.039 | 0
3323 | 139 | 19 | 5 | Monday | 10 | 0.124 | 0 | 33.7827 | 52.8649 | 51.878 | 11.633 | 42.5418 | 0.1837 | 14.4 | 29.1551 | 153.1093 | 30.9088 | 0 | 0 | 6.1992 | 0
3324 | 139 | 19 | 5 | Monday | 11 | 0.038 | 3.913 | 33.8808 | 51.857 | 51.878 | 11.633 | 57.7923 | 0.3848 | 18.36 | 34.5085 | 160.5923 | 46.1593 | 0 | 0 | 4.9566 | 0
3325 | 139 | 19 | 5 | Monday | 12 | 0.05 | 11.457 | 33.9046 | 49.8723 | 51.1854 | 17.449 | 60.8828 | 0.7993 | 18.36 | 37.0749 | 166.5128 | 43.4338 | 0 | 0 | 5.4717 | 0
3326 | 139 | 19 | 5 | Monday | 13 | 0.055 | 10.635 | 33.8688 | 51.1675 | 51.878 | 17.449 | 59.4703 | 0.7177 | 18.36 | 38.7037 | 167.494 | 42.0213 | 0 | 0 | 3.6506 | 0
3327 | 139 | 19 | 5 | Monday | 14 | 0.009 | 8.813 | 33.7571 | 51.3938 | 51.878 | 5.816 | 54.8019 | 0.6879 | 18.36 | 39.1711 | 165.6085 | 48.9859 | 0 | 0 | 0.5138 | 0
3328 | 139 | 19 | 5 | Monday | 15 | 0 | 8.428 | 33.7325 | 52.1919 | 51.878 | 5.816 | 48.6273 | 0.6125 | 18.36 | 39.0767 | 165.89 | 42.8113 | 0 | 0 | 0 | 0
3329 | 139 | 19 | 5 | Monday | 16 | 0 | 8.359 | 33.7523 | 53.2582 | 50.7246 | 23.266 | 34.4938 | 0.4928 | 22.68 | 36.8211 | 169.9485 | 11.2278 | 0 | 0 | 0 | 0
3330 | 139 | 19 | 5 | Monday | 17 | 0 | 8.884 | 33.8406 | 46.1904 | 43.0931 | 29.082 | 6.2014 | 0.4785 | 28.8 | 28.7004 | 162.0111 | 0 | 0 | 0 | 0 | 0
3331 | 139 | 19 | 5 | Monday | 18 | 0 | 11.465 | 33.9027 | 43.5915 | 51.7393 | 40.715 | 0 | 0.7129 | 30.96 | 17.4815 | 173.3064 | 0 | 0 | 0 | 1.2129 | 0
3332 | 139 | 19 | 5 | Monday | 19 | 0 | 10.864 | 33.9064 | 46.4636 | 57.1787 | 40.715 | 0 | 0.6684 | 25.2 | 7.7678 | 175.1665 | 0 | 0 | 0 | 4.7332 | 0
3333 | 139 | 19 | 5 | Monday | 20 | 0.008 | 11.212 | 33.9168 | 57.2048 | 60.483 | 29.082 | 0 | 0.6906 | 25.2 | 3.2971 | 189.6211 | 0 | 0 | 0 | 5.3703 | 0
3334 | 139 | 19 | 5 | Monday | 21 | 0.103 | 7.534 | 33.8676 | 67.5857 | 55.4564 | 17.449 | 0 | 0.4668 | 25.2 | 0.8287 | 190.7242 | 0 | 0 | 0 | 4.0698 | 0
3335 | 139 | 19 | 5 | Monday | 22 | 0.142 | 1.949 | 33.7276 | 49.7368 | 40.0199 | 11.633 | 0 | 0.1585 | 16.2 | 0 | 141.9505 | 0 | 0 | 0 | 3.0886 | 0
3336 | 139 | 19 | 5 | Monday | 23 | 0.179 | 0.031 | 33.7403 | 26.9226 | 24.6242 | 11.633 | 0 | 0.0661 | 16.2 | 0 | 101.587 | 0 | 0 | 0 | 3.3627 | 0
3337 | 140 | 20 | 5 | Tuesday | 0 | 0.265 | 0 | 33.7714 | 17.5343 | 18.3373 | 5.816 | 0 | 0.0371 | 14.4 | 0 | 84.08 | 0 | 0 | 0 | 1.9441 | 0
3338 | 140 | 20 | 5 | Tuesday | 1 | 0.315 | 0 | 33.7787 | 14.6472 | 16.4006 | 5.816 | 0 | 0.039 | 11.88 | 0 | 76.7456 | 0 | 0 | 0 | 2.0532 | 0
3339 | 140 | 20 | 5 | Tuesday | 2 | 0.38 | 0 | 33.7965 | 11.7686 | 14.464 | 5.816 | 0 | 0.0413 | 11.88 | 0 | 71.9505 | 0 | 0 | 0 | 2.1761 | 0
3340 | 140 | 20 | 5 | Tuesday | 3 | 0.395 | 0 | 33.8047 | 11.7686 | 14.464 | 5.816 | 0 | 0.0426 | 11.88 | 0 | 71.96 | 0 | 0 | 0 | 2.2491 | 0
3341 | 140 | 20 | 5 | Tuesday | 4 | 0.435 | 0 | 33.7944 | 13.0128 | 14.464 | 5.816 | 0 | 0.0444 | 11.88 | 0 | 73.1956 | 0 | 0 | 0 | 2.3452 | 0
3342 | 140 | 20 | 5 | Tuesday | 5 | 0.455 | 0 | 33.7954 | 22.6429 | 20.5805 | 5.816 | 0 | 0.0458 | 11.88 | 0.1732 | 88.9446 | 0 | 0 | 0 | 2.4208 | 0
3343 | 140 | 20 | 5 | Tuesday | 6 | 0.394 | 0 | 33.7385 | 40.7772 | 35.484 | 29.082 | 0 | 0.2106 | 15.12 | 1.6095 | 125.3303 | 0 | 0 | 0 | 11.0023 | 0
3344 | 140 | 20 | 5 | Tuesday | 7 | 0.145 | 0 | 33.7183 | 50.0585 | 46.6998 | 40.715 | 0 | 0.3287 | 15.12 | 6.1062 | 145.9253 | 0 | 0 | 0 | 17.0406 | 0
3345 | 140 | 20 | 5 | Tuesday | 8 | 0.008 | 0 | 33.7182 | 55.6296 | 52.1343 | 46.532 | 0.3967 | 0.4255 | 18.72 | 14.1069 | 160.6277 | 0 | 0 | 0 | 22.0039 | 0
3346 | 140 | 20 | 5 | Tuesday | 9 | 0 | 0 | 33.7205 | 55.9933 | 52.8606 | 29.082 | 22.5056 | 0.3107 | 18.72 | 22.9545 | 161.605 | 0 | 0 | 0 | 14.5387 | 0
3347 | 140 | 20 | 5 | Tuesday | 10 | 0 | 0.828 | 33.7961 | 53.8461 | 51.878 | 11.633 | 56.7015 | 0.2281 | 14.4 | 32.7928 | 155.0438 | 45.0685 | 0 | 0 | 5.0787 | 0
3348 | 140 | 20 | 5 | Tuesday | 11 | 0 | 8.703 | 33.9428 | 52.902 | 51.878 | 11.633 | 85.8556 | 0.6561 | 18.36 | 42.2946 | 167.1517 | 74.2226 | 0 | 0 | 3.4074 | 0
3349 | 140 | 20 | 5 | Tuesday | 12 | 0 | 16.478 | 33.9877 | 50.4769 | 51.1854 | 17.449 | 94.2034 | 1.0597 | 18.36 | 47.2172 | 172.8921 | 76.7544 | 0 | 0 | 1.9793 | 0
3350 | 140 | 20 | 5 | Tuesday | 13 | 0 | 18.132 | 34.0091 | 51.6417 | 51.878 | 17.449 | 75.1014 | 1.1604 | 18.36 | 44.565 | 176.8368 | 57.6524 | 0 | 0 | 0.0149 | 0
3351 | 140 | 20 | 5 | Tuesday | 14 | 0 | 17.421 | 33.9934 | 51.8606 | 51.878 | 5.816 | 55.8636 | 1.0183 | 18.36 | 41.6166 | 176.2825 | 50.0476 | 0 | 0 | 0 | 0
3352 | 140 | 20 | 5 | Tuesday | 15 | 0 | 17.085 | 33.9802 | 52.7831 | 51.878 | 5.816 | 25.9403 | 0.9553 | 18.36 | 35.0744 | 176.9268 | 20.1243 | 0 | 0 | 0 | 0
3353 | 140 | 20 | 5 | Tuesday | 16 | 0 | 17.233 | 33.9858 | 53.9145 | 50.7246 | 23.266 | 2.0709 | 0.9312 | 22.68 | 27.2183 | 181.3705 | 0 | 0 | 0 | 0 | 0
3354 | 140 | 20 | 5 | Tuesday | 17 | 0 | 18.83 | 34.0095 | 47.0115 | 43.0931 | 29.082 | 0 | 1.0245 | 28.8 | 19.9846 | 175.0424 | 0 | 0 | 0 | 0 | 0
3355 | 140 | 20 | 5 | Tuesday | 18 | 0 | 24.894 | 34.0403 | 45.1042 | 51.7393 | 40.715 | 0 | 1.3777 | 30.96 | 11.5139 | 191.1638 | 0 | 0 | 0 | 0 | 0
3356 | 140 | 20 | 5 | Tuesday | 19 | 0 | 22.199 | 33.9968 | 50.8593 | 57.1787 | 40.715 | 0 | 1.3282 | 25.2 | 5.2977 | 193.4211 | 0 | 0 | 0 | 0.6146 | 0
3357 | 140 | 20 | 5 | Tuesday | 20 | 0 | 22.561 | 34.0021 | 63.2655 | 60.483 | 29.082 | 0 | 1.2829 | 25.2 | 2.4629 | 209.497 | 0 | 0 | 0 | 2.5118 | 0
3358 | 140 | 20 | 5 | Tuesday | 21 | 0 | 14.507 | 33.8891 | 68.8599 | 55.4564 | 17.449 | 0 | 0.8142 | 25.2 | 0.6002 | 200.1293 | 0 | 0 | 0 | 2.3401 | 0
3359 | 140 | 20 | 5 | Tuesday | 22 | 0 | 2.956 | 33.7246 | 49.7368 | 40.0199 | 11.633 | 0 | 0.1883 | 16.2 | 0 | 143.0667 | 0 | 0 | 0 | 1.8958 | 0
3360 | 140 | 20 | 5 | Tuesday | 23 | 0 | 0.101 | 33.7182 | 26.9226 | 24.6242 | 11.633 | 0 | 0.0986 | 16.2 | 0 | 101.6733 | 0 | 0 | 0 | 2.1584 | 0
3361 | 141 | 21 | 5 | Wednesday | 0 | 0 | 0 | 33.7182 | 17.5343 | 18.3373 | 5.816 | 0 | 0.023 | 14.4 | 0 | 84.0128 | 0 | 0 | 0 | 1.1764 | 0
3362 | 141 | 21 | 5 | Wednesday | 1 | 0 | 0 | 33.7313 | 14.6472 | 16.4006 | 5.816 | 0 | 0.0242 | 11.88 | 0 | 76.6834 | 0 | 0 | 0 | 1.2421 | 0
3363 | 141 | 21 | 5 | Wednesday | 2 | 0.001 | 0 | 33.7683 | 11.7686 | 14.464 | 5.816 | 0 | 0.0254 | 11.88 | 0 | 71.9064 | 0 | 0 | 0 | 1.3072 | 0
3364 | 141 | 21 | 5 | Wednesday | 3 | 0.066 | 0 | 33.7714 | 11.7686 | 14.464 | 5.816 | 0 | 0.0278 | 11.88 | 0 | 71.9118 | 0 | 0 | 0 | 1.4358 | 0
3365 | 141 | 21 | 5 | Wednesday | 4 | 0.101 | 0 | 33.7714 | 13.0128 | 14.464 | 5.816 | 0 | 0.0296 | 11.88 | 0 | 73.1578 | 0 | 0 | 0 | 1.5341 | 0
3366 | 141 | 21 | 5 | Wednesday | 5 | 0.119 | 0 | 33.7714 | 22.6548 | 20.5805 | 5.816 | 0 | 0.031 | 11.88 | 0.2804 | 88.9177 | 0 | 0 | 0 | 1.6139 | 0
3367 | 141 | 21 | 5 | Wednesday | 6 | 0.118 | 0 | 33.7241 | 41.8324 | 35.484 | 29.082 | 0 | 0.1641 | 15.12 | 2.4606 | 126.3245 | 0 | 0 | 0 | 8.4557 | 0
3368 | 141 | 21 | 5 | Wednesday | 7 | 0.006 | 0 | 33.7182 | 51.0532 | 46.6998 | 40.715 | 0 | 0.2722 | 15.12 | 6.7232 | 146.8635 | 0 | 0 | 0 | 13.9457 | 0
3369 | 141 | 21 | 5 | Wednesday | 8 | 0 | 0 | 33.7182 | 56.1822 | 52.1343 | 46.532 | 0 | 0.3686 | 18.72 | 10.507 | 161.1234 | 0 | 0 | 0 | 18.9143 | 0
3370 | 141 | 21 | 5 | Wednesday | 9 | 0 | 0 | 33.7253 | 56.3827 | 52.8606 | 29.082 | 3.4803 | 0.2576 | 18.72 | 14.0613 | 161.9463 | 0 | 0 | 0 | 13.2845 | 0
3371 | 141 | 21 | 5 | Wednesday | 10 | 0 | 3.13 | 33.9195 | 53.4949 | 51.878 | 11.633 | 28.8887 | 0.3039 | 14.4 | 22.6417 | 157.381 | 17.2557 | 0 | 0 | 5.2192 | 0
3372 | 141 | 21 | 5 | Wednesday | 11 | 0 | 13.189 | 33.9225 | 53.0419 | 51.878 | 11.633 | 43.4508 | 0.8439 | 18.36 | 28.6017 | 172.2963 | 31.8178 | 0 | 0 | 4.4471 | 0
3373 | 141 | 21 | 5 | Wednesday | 12 | 0 | 17.741 | 33.9944 | 51.1162 | 51.1854 | 17.449 | 58.2782 | 1.1259 | 18.36 | 34.1336 | 174.911 | 40.8292 | 0 | 0 | 5.1145 | 0
3374 | 141 | 21 | 5 | Wednesday | 13 | 0 | 27.832 | 34.0562 | 51.647 | 51.878 | 17.449 | 75.2348 | 1.6565 | 18.36 | 39.78 | 187.7016 | 57.7858 | 0 | 0 | 3.0115 | 0
3375 | 141 | 21 | 5 | Wednesday | 14 | 0 | 58.244 | 34.1149 | 51.5634 | 51.878 | 5.816 | 69.0259 | 2.1868 | 18.36 | 39.5779 | 193.0564 | 63.2099 | 0 | 0 | 0.1176 | 0
3376 | 141 | 21 | 5 | Wednesday | 15 | 0 | 77.342 | 34.1563 | 52.3792 | 51.878 | 5.816 | 57.3361 | 2.1931 | 18.36 | 38.3584 | 195.9263 | 51.5201 | 0 | 0 | 0 | 0
3377 | 141 | 21 | 5 | Wednesday | 16 | 0 | 84.276 | 34.1774 | 53.4842 | 50.7246 | 23.266 | 36.8734 | 2.2513 | 22.68 | 34.6536 | 201.2052 | 13.6074 | 0 | 0 | 0 | 0
3378 | 141 | 21 | 5 | Wednesday | 17 | 0 | 82.008 | 34.1326 | 46.3107 | 43.0931 | 29.082 | 7.8432 | 2.1751 | 28.8 | 27.2503 | 191.9692 | 0 | 0 | 0 | 0 | 0
3379 | 141 | 21 | 5 | Wednesday | 18 | 0 | 83.141 | 34.2641 | 43.7372 | 51.7393 | 40.715 | 0 | 2.1488 | 30.96 | 17.031 | 200.2417 | 0 | 0 | 0 | 0 | 0
3380 | 141 | 21 | 5 | Wednesday | 19 | 0 | 66.793 | 34.8006 | 47.3546 | 57.1787 | 40.715 | 0 | 2.0867 | 25.2 | 7.3671 | 202.3155 | 0 | 0 | 0 | 0.8544 | 0
3381 | 141 | 21 | 5 | Wednesday | 20 | 0 | 29.19 | 34.0261 | 59.5754 | 60.483 | 29.082 | 0 | 1.573 | 25.2 | 2.9148 | 211.5681 | 0 | 0 | 0 | 2.7559 | 0
3382 | 141 | 21 | 5 | Wednesday | 21 | 0 | 14.734 | 33.7611 | 68.0682 | 55.4564 | 17.449 | 0 | 0.8261 | 25.2 | 0.7294 | 199.33 | 0 | 0 | 0 | 2.4789 | 0
3383 | 141 | 21 | 5 | Wednesday | 22 | 0 | 3.654 | 33.7183 | 49.7368 | 40.0199 | 11.633 | 0 | 0.2258 | 16.2 | 0 | 143.8521 | 0 | 0 | 0 | 1.9855 | 0
3384 | 141 | 21 | 5 | Wednesday | 23 | 0 | 0.177 | 33.7182 | 26.9226 | 24.6242 | 11.633 | 0 | 0.1041 | 16.2 | 0 | 101.7607 | 0 | 0 | 0 | 2.2459 | 0
3385 | 142 | 22 | 5 | Thursday | 0 | 0 | 0 | 33.7182 | 17.5343 | 18.3373 | 5.816 | 0 | 0.0238 | 14.4 | 0 | 84.0136 | 0 | 0 | 0 | 1.2194 | 0
3386 | 142 | 22 | 5 | Thursday | 1 | 0 | 0 | 33.7182 | 14.6472 | 16.4006 | 5.816 | 0 | 0.025 | 11.88 | 0 | 76.6711 | 0 | 0 | 0 | 1.2842 | 0
3387 | 142 | 22 | 5 | Thursday | 2 | 0 | 0 | 33.7182 | 11.7686 | 14.464 | 5.816 | 0 | 0.0262 | 11.88 | 0 | 71.8571 | 0 | 0 | 0 | 1.3482 | 0
3388 | 142 | 22 | 5 | Thursday | 3 | 0 | 0 | 33.7182 | 11.7686 | 14.464 | 5.816 | 0 | 0.0273 | 11.88 | 0 | 71.8582 | 0 | 0 | 0 | 1.4112 | 0
3389 | 142 | 22 | 5 | Thursday | 4 | 0 | 0 | 33.7182 | 13.0128 | 14.464 | 5.816 | 0 | 0.0285 | 11.88 | 0 | 73.1035 | 0 | 0 | 0 | 1.4735 | 0
3390 | 142 | 22 | 5 | Thursday | 5 | 0 | 0 | 33.7182 | 22.5224 | 20.5805 | 5.816 | 0 | 0.0296 | 11.88 | 0.2224 | 88.7307 | 0 | 0 | 0 | 1.535 | 0
3391 | 142 | 22 | 5 | Thursday | 6 | 0 | 0 | 33.7182 | 37.5639 | 35.484 | 29.082 | 0 | 0.1654 | 15.12 | 2.1595 | 122.0516 | 0 | 0 | 0 | 8.5314 | 0
3392 | 142 | 22 | 5 | Thursday | 7 | 0 | 0 | 33.7182 | 48.5087 | 46.6998 | 40.715 | 0 | 0.2767 | 15.12 | 8.9599 | 144.3235 | 0 | 0 | 0 | 14.1918 | 0
3393 | 142 | 22 | 5 | Thursday | 8 | 0 | 0 | 33.7183 | 56.3878 | 52.1343 | 46.532 | 9.3367 | 0.3847 | 18.72 | 21.0016 | 161.3452 | 0 | 0 | 0 | 18.9871 | 0
3394 | 142 | 22 | 5 | Thursday | 9 | 0 | 0.209 | 33.7616 | 55.94 | 52.8606 | 29.082 | 55.4347 | 0.3156 | 18.72 | 33.7562 | 161.8257 | 26.3527 | 0 | 0 | 11.3651 | 0
3395 | 142 | 22 | 5 | Thursday | 10 | 0 | 16.056 | 34.0138 | 53.7534 | 51.878 | 11.633 | 93.5414 | 1.0696 | 14.4 | 44.7023 | 173.1375 | 81.9084 | 0 | 0 | 2.9411 | 0
3396 | 142 | 22 | 5 | Thursday | 11 | 0 | 30.196 | 34.0917 | 53.0246 | 51.878 | 11.633 | 115.216 | 1.8217 | 18.36 | 52.7777 | 191.2528 | 103.583 | 0 | 0 | 0.5815 | 0
3397 | 142 | 22 | 5 | Thursday | 12 | 0 | 53.696 | 34.0781 | 50.9478 | 51.1854 | 17.449 | 119.4634 | 2.0117 | 18.36 | 57.2443 | 191.0489 | 102.0144 | 0 | 0 | 0 | 0
3398 | 142 | 22 | 5 | Thursday | 13 | 0 | 81.181 | 34.1465 | 51.3933 | 51.878 | 17.449 | 105.1695 | 2.2541 | 18.36 | 57.1015 | 195.0378 | 87.7205 | 0 | 0 | 0 | 0
3399 | 142 | 22 | 5 | Thursday | 14 | 0 | 86.999 | 34.0641 | 51.498 | 51.878 | 5.816 | 71.7712 | 2.2774 | 18.36 | 52.0435 | 195.8824 | 65.9552 | 0 | 0 | 0 | 0
3400 | 142 | 22 | 5 | Thursday | 15 | 0 | 90.983 | 34.1655 | 52.2348 | 51.878 | 5.816 | 27.8783 | 2.2714 | 18.36 | 42.8182 | 197.3447 | 22.0623 | 0 | 0 | 0 | 0
3401 | 142 | 22 | 5 | Thursday | 16 | 0 | 92.637 | 34.4286 | 52.9908 | 50.7246 | 23.266 | 0.6096 | 2.2605 | 22.68 | 32.5146 | 201.7005 | 0 | 0 | 0 | 0 | 0
3402 | 142 | 22 | 5 | Thursday | 17 | 0 | 67.795 | 34.3621 | 45.7158 | 43.0931 | 29.082 | 0 | 1.9671 | 28.8 | 24.201 | 189.6842 | 0 | 0 | 0 | 0 | 0
3403 | 142 | 22 | 5 | Thursday | 18 | 0 | 57.078 | 34.3607 | 42.8621 | 51.7393 | 40.715 | 0 | 1.8582 | 30.96 | 16.35 | 196.3378 | 0 | 0 | 0 | 0 | 0
3404 | 142 | 22 | 5 | Thursday | 19 | 0 | 70.299 | 35.5206 | 45.874 | 57.1787 | 40.715 | 0 | 1.9705 | 25.2 | 8.7871 | 201.4209 | 0 | 0 | 0 | 0 | 0
3405 | 142 | 22 | 5 | Thursday | 20 | 0 | 50.392 | 34.8942 | 57.7925 | 60.483 | 29.082 | 0 | 1.7962 | 25.2 | 3.9549 | 214.6034 | 0 | 0 | 0 | 0 | 0
3406 | 142 | 22 | 5 | Thursday | 21 | 0 | 22.78 | 33.8698 | 68.1518 | 55.4564 | 17.449 | 0 | 1.2447 | 25.2 | 0.8917 | 209.4134 | 0 | 0 | 0 | 0 | 0
3407 | 142 | 22 | 5 | Thursday | 22 | 0 | 7.994 | 33.7209 | 49.7368 | 40.0199 | 11.633 | 0 | 0.4176 | 16.2 | 0 | 148.8271 | 0 | 0 | 0 | 0 | 0
3408 | 142 | 22 | 5 | Thursday | 23 | 0 | 0.96 | 33.7182 | 26.9226 | 24.6242 | 11.633 | 0 | 0.052 | 16.2 | 0 | 102.5552 | 0 | 0 | 0 | 0 | 0
3409 | 143 | 23 | 5 | Friday | 0 | 0 | 0.002 | 33.7182 | 17.5343 | 18.3373 | 5.816 | 0 | 0.0018 | 14.4 | 0 | 83.9939 | 0 | 0 | 0 | 0 | 0
3410 | 143 | 23 | 5 | Friday | 1 | 0 | 0 | 33.7182 | 14.6472 | 16.4006 | 5.816 | 0 | 0.0019 | 11.88 | 0 | 76.648 | 0 | 0 | 0 | 0 | 0
3411 | 143 | 23 | 5 | Friday | 2 | 0 | 0 | 33.7182 | 11.7686 | 14.464 | 5.816 | 0 | 0.0019 | 11.88 | 0 | 71.8327 | 0 | 0 | 0 | 0 | 0
3412 | 143 | 23 | 5 | Friday | 3 | 0 | 0 | 33.7182 | 11.7686 | 14.464 | 5.816 | 0 | 0.0017 | 11.88 | 0 | 71.8326 | 0 | 0 | 0 | 0 | 0
3413 | 143 | 23 | 5 | Friday | 4 | 0 | 0 | 33.7182 | 13.0128 | 14.464 | 5.816 | 0 | 0.002 | 11.88 | 0 | 73.077 | 0 | 0 | 0 | 0 | 0
3414 | 143 | 23 | 5 | Friday | 5 | 0 | 0 | 33.7182 | 22.5674 | 20.5805 | 5.816 | 0 | 0.0017 | 11.88 | 0.2289 | 88.7478 | 0 | 0 | 0 | 0 | 0
3415 | 143 | 23 | 5 | Friday | 6 | 0 | 0 | 33.7182 | 39.3002 | 35.484 | 29.082 | 0 | 0.0099 | 15.12 | 2.1822 | 123.6323 | 0 | 0 | 0 | 0 | 0
3416 | 143 | 23 | 5 | Friday | 7 | 0 | 0 | 33.7182 | 50.7204 | 46.6998 | 40.715 | 0 | 0.1385 | 15.12 | 8.2943 | 146.3969 | 0 | 0 | 0 | 0.6873 | 0
3417 | 143 | 23 | 5 | Friday | 8 | 0.403 | 0 | 33.7258 | 56.3307 | 52.1343 | 46.532 | 0.3264 | 0.1221 | 18.72 | 18.9965 | 161.033 | 0 | 0 | 0 | 5.3607 | 0
3418 | 143 | 23 | 5 | Friday | 9 | 0 | 1.524 | 33.8384 | 56.0855 | 52.8606 | 29.082 | 31.837 | 0.2211 | 18.72 | 31.1679 | 163.4158 | 2.755 | 0 | 0 | 4.4866 | 0
3419 | 143 | 23 | 5 | Friday | 10 | 0 | 20.775 | 33.9659 | 53.6073 | 51.878 | 11.633 | 70.7736 | 1.3475 | 14.4 | 41.5423 | 178.3753 | 59.1406 | 0 | 0 | 0.8392 | 0
3420 | 143 | 23 | 5 | Friday | 11 | 0 | 41.597 | 34.0728 | 52.7512 | 51.878 | 11.633 | 90.9948 | 1.8521 | 18.36 | 48.3639 | 192.1732 | 79.3618 | 0 | 0 | 0 | 0
3421 | 143 | 23 | 5 | Friday | 12 | 0 | 92.466 | 34.1742 | 51.2654 | 51.1854 | 17.449 | 102.9003 | 2.3512 | 18.36 | 53.3912 | 195.7613 | 85.4513 | 0 | 0 | 0 | 0
3422 | 143 | 23 | 5 | Friday | 13 | 0 | 104.474 | 34.2866 | 52.119 | 51.878 | 17.449 | 101.3613 | 2.4678 | 18.36 | 56.1276 | 199.2595 | 83.9123 | 0 | 0 | 0 | 0
3423 | 143 | 23 | 5 | Friday | 14 | 0 | 101.959 | 34.654 | 51.5958 | 51.878 | 5.816 | 71.4785 | 2.401 | 18.36 | 51.8165 | 198.953 | 65.6625 | 0 | 0 | 0 | 0
3424 | 143 | 23 | 5 | Friday | 15 | 0 | 105.028 | 35.2185 | 52.4601 | 51.878 | 5.816 | 26.9794 | 2.341 | 18.36 | 41.9083 | 201.0782 | 21.1634 | 0 | 0 | 0 | 0
3425 | 143 | 23 | 5 | Friday | 16 | 0 | 110.158 | 35.499 | 53.4731 | 50.7246 | 23.266 | 1.4414 | 2.3302 | 22.68 | 33.661 | 206.136 | 0 | 0 | 0 | 0 | 0
3426 | 143 | 23 | 5 | Friday | 17 | 0 | 108.988 | 35.425 | 46.3801 | 43.0931 | 29.082 | 0 | 2.3278 | 28.8 | 26.1965 | 196.9032 | 0 | 0 | 0 | 0 | 0
3427 | 143 | 23 | 5 | Friday | 18 | 0 | 136.427 | 34.9553 | 44.3654 | 51.7393 | 40.715 | 0 | 2.4912 | 30.96 | 15.7116 | 207.9794 | 0 | 0 | 0 | 0 | 0
3428 | 143 | 23 | 5 | Friday | 19 | 0 | 93.837 | 34.5072 | 49.2286 | 57.1787 | 40.715 | 0 | 2.0397 | 25.2 | 6.8984 | 206.1251 | 0 | 0 | 0 | 0 | 0
3429 | 143 | 23 | 5 | Friday | 20 | 0 | 54.028 | 34.0907 | 61.4887 | 60.483 | 29.082 | 0 | 1.786 | 25.2 | 2.7598 | 217.2485 | 0 | 0 | 0 | 0 | 0
3430 | 143 | 23 | 5 | Friday | 21 | 0 | 23.278 | 33.8519 | 68.3642 | 55.4564 | 17.449 | 0 | 1.2298 | 25.2 | 0.7011 | 209.0905 | 0 | 0 | 0 | 0 | 0
3431 | 143 | 23 | 5 | Friday | 22 | 0 | 6.158 | 33.72 | 49.7368 | 40.0199 | 11.633 | 0 | 0.3199 | 16.2 | 0 | 146.6563 | 0 | 0 | 0 | 0 | 0
3432 | 143 | 23 | 5 | Friday | 23 | 0 | 0.449 | 33.7182 | 26.9226 | 24.6242 | 11.633 | 0 | 0.0261 | 16.2 | 0 | 101.9771 | 0 | 0 | 0 | 0 | 0
3433 | 144 | 24 | 5 | Saturday | 0 | 0 | 0.011 | 33.7182 | 18.3332 | 19.1419 | 5.816 | 0 | 0.0532 | 15.84 | 0 | 87.0988 | 0 | 0 | 0 | 0 | 0
3434 | 144 | 24 | 5 | Saturday | 1 | 0 | 0 | 33.7182 | 17.5283 | 18.3373 | 5.816 | 0 | 0.0019 | 12.6 | 0 | 82.1857 | 0 | 0 | 0 | 0 | 0
3435 | 144 | 24 | 5 | Saturday | 2 | 0 | 0 | 33.7182 | 11.771 | 14.464 | 5.816 | 0 | 0.0016 | 12.6 | 0 | 72.5549 | 0 | 0 | 0 | 0 | 0
3436 | 144 | 24 | 5 | Saturday | 3 | 0 | 0 | 33.7182 | 11.771 | 14.464 | 5.816 | 0 | 0.0017 | 12.6 | 0 | 72.555 | 0 | 0 | 0 | 0 | 0
3437 | 144 | 24 | 5 | Saturday | 4 | 0 | 0 | 33.7182 | 11.771 | 14.464 | 5.816 | 0 | 0.0017 | 12.6 | 0 | 72.555 | 0 | 0 | 0 | 0 | 0
3438 | 144 | 24 | 5 | Saturday | 5 | 0 | 0 | 33.7182 | 12.9877 | 14.464 | 5.816 | 0 | 0.0018 | 12.6 | 0.2218 | 73.7718 | 0 | 0 | 0 | 0 | 0
3439 | 144 | 24 | 5 | Saturday | 6 | 0 | 0 | 33.7182 | 26.9817 | 24.9086 | 29.082 | 0 | 0.0099 | 14.4 | 2.098 | 100.0184 | 0 | 0 | 0 | 0 | 0
3440 | 144 | 24 | 5 | Saturday | 7 | 0 | 0 | 33.7182 | 25.9714 | 26.405 | 40.715 | 0 | 0.0947 | 11.52 | 7.3948 | 97.7093 | 0 | 0 | 0 | 0.0147 | 0
3441 | 144 | 24 | 5 | Saturday | 8 | 0 | 0 | 33.7182 | 33.0364 | 37.4339 | 46.532 | 0 | 0.0822 | 16.2 | 16.3053 | 120.4707 | 0 | 0 | 0 | 3.2092 | 0
3442 | 144 | 24 | 5 | Saturday | 9 | 0.528 | 0 | 33.7371 | 31.649 | 37.9057 | 29.082 | 12.3245 | 0.1135 | 16.2 | 26.9891 | 119.6053 | 0 | 0 | 0 | 4.5961 | 0
3443 | 144 | 24 | 5 | Saturday | 10 | 0 | 2.755 | 33.904 | 29.7201 | 37.2508 | 11.633 | 50.2145 | 0.2468 | 15.12 | 37.2949 | 119.2216 | 38.5815 | 0 | 0 | 1.28 | 0
3444 | 144 | 24 | 5 | Saturday | 11 | 0 | 13.505 | 33.9679 | 27.571 | 35.3135 | 11.633 | 83.8795 | 0.9547 | 21.6 | 47.7448 | 134.0867 | 72.2465 | 0 | 0 | 0.0944 | 0
3445 | 144 | 24 | 5 | Saturday | 12 | 0 | 19.427 | 34.0281 | 24.8074 | 34.2247 | 17.449 | 101.8185 | 1.211 | 23.4 | 54.7283 | 139.2444 | 84.3695 | 0 | 0 | 0 | 0
3446 | 144 | 24 | 5 | Saturday | 13 | 0 | 25.792 | 34.0644 | 24.0268 | 33.0722 | 17.449 | 99.6529 | 1.5723 | 23.4 | 57.2252 | 145.0246 | 82.2039 | 0 | 0 | 0 | 0
3447 | 144 | 24 | 5 | Saturday | 14 | 0 | 32.024 | 34.0538 | 22.6709 | 33.0722 | 5.816 | 80.5601 | 1.7506 | 23.4 | 55.5666 | 147.8918 | 74.7441 | 0 | 0 | 0 | 0
3448 | 144 | 24 | 5 | Saturday | 15 | 0 | 54.576 | 34.0467 | 23.5066 | 33.0722 | 5.816 | 47.7606 | 1.9181 | 23.4 | 49.7783 | 150.4366 | 41.9446 | 0 | 0 | 0 | 0
3449 | 144 | 24 | 5 | Saturday | 16 | 0 | 68.323 | 34.2321 | 24.468 | 33.0722 | 23.266 | 11.1277 | 1.9926 | 23.4 | 40.6908 | 152.6404 | 0 | 0 | 0 | 0 | 0
3450 | 144 | 24 | 5 | Saturday | 17 | 0 | 56.167 | 34.077 | 22.5677 | 32.9581 | 29.082 | 0 | 1.8581 | 27 | 29.5071 | 153.0347 | 0 | 0 | 0 | 0 | 0
3451 | 144 | 24 | 5 | Saturday | 18 | 0 | 45.083 | 34.0282 | 34.8517 | 46.5147 | 40.715 | 0 | 1.7665 | 28.8 | 17.5914 | 180.1499 | 0 | 0 | 0 | 0 | 0
3452 | 144 | 24 | 5 | Saturday | 19 | 0 | 38.345 | 34.0207 | 43.0988 | 50.3878 | 40.715 | 0 | 1.721 | 28.8 | 7.6685 | 192.0604 | 0 | 0 | 0 | 0 | 0
3453 | 144 | 24 | 5 | Saturday | 20 | 0 | 26.009 | 33.934 | 50.5785 | 50.3878 | 29.082 | 0 | 1.431 | 27 | 3.0116 | 192.3053 | 0 | 0 | 0 | 0 | 0
3454 | 144 | 24 | 5 | Saturday | 21 | 0 | 17.863 | 33.804 | 60.1313 | 50.3878 | 17.449 | 0 | 0.9535 | 27 | 0.7852 | 191.6921 | 0 | 0 | 0 | 0 | 0
3455 | 144 | 24 | 5 | Saturday | 22 | 0 | 5.934 | 33.7195 | 49.2003 | 40.077 | 11.633 | 0 | 0.3078 | 19.8 | 0 | 149.5224 | 0 | 0 | 0 | 0 | 0
3456 | 144 | 24 | 5 | Saturday | 23 | 0 | 0.801 | 33.7182 | 28.1779 | 24.6242 | 11.633 | 0 | 0.0439 | 19.8 | 0 | 107.2307 | 0 | 0 | 0 | 0 | 0
3457 | 145 | 25 | 5 | Sunday | 0 | 0 | 0.01 | 33.7182 | 24.1043 | 23.0149 | 5.816 | 0 | 0.0021 | 19.8 | 0 | 100.6503 | 0 | 0 | 0 | 0 | 0
3458 | 145 | 25 | 5 | Sunday | 1 | 0 | 0 | 33.7182 | 23.3102 | 22.2101 | 5.816 | 0 | 0.0017 | 19.8 | 0 | 99.0404 | 0 | 0 | 0 | 0 | 0
3459 | 145 | 25 | 5 | Sunday | 2 | 0 | 0 | 33.7182 | 17.5379 | 18.3373 | 5.816 | 0 | 0.0016 | 15.48 | 0 | 85.075 | 0 | 0 | 0 | 0 | 0
3460 | 145 | 25 | 5 | Sunday | 3 | 0 | 0 | 33.7182 | 17.5379 | 18.3373 | 5.816 | 0 | 0.0016 | 15.48 | 0 | 85.075 | 0 | 0 | 0 | 0 | 0
3461 | 145 | 25 | 5 | Sunday | 4 | 0 | 0 | 33.7182 | 17.5379 | 18.3373 | 5.816 | 0 | 0.0017 | 15.48 | 0 | 85.0751 | 0 | 0 | 0 | 0 | 0
3462 | 145 | 25 | 5 | Sunday | 5 | 0 | 0 | 33.7182 | 18.6009 | 18.3373 | 5.816 | 0 | 0.0017 | 15.48 | 0.2485 | 86.138 | 0 | 0 | 0 | 0 | 0
3463 | 145 | 25 | 5 | Sunday | 6 | 0 | 0 | 33.7182 | 21.7562 | 24.6242 | 29.082 | 0 | 0.0099 | 18.72 | 2.4005 | 98.8286 | 0 | 0 | 0 | 0 | 0
3464 | 145 | 25 | 5 | Sunday | 7 | 0 | 0 | 33.7182 | 23.2324 | 29.9942 | 40.715 | 0 | 0.1105 | 18.72 | 9.7039 | 105.7753 | 0 | 0 | 0 | 0.014 | 0
3465 | 145 | 25 | 5 | Sunday | 8 | 0 | 0 | 33.7182 | 24.0824 | 33.2132 | 46.532 | 0.7734 | 0.0835 | 23.4 | 22.4436 | 114.4972 | 0 | 0 | 0 | 3.2124 | 0
3466 | 145 | 25 | 5 | Sunday | 9 | 0.57 | 0 | 33.7241 | 20.0514 | 29.3396 | 29.082 | 36.8358 | 0.1395 | 23.4 | 35.787 | 106.6546 | 7.7538 | 0 | 0 | 3.8891 | 0
3467 | 145 | 25 | 5 | Sunday | 10 | 0 | 0 | 33.7365 | 20.4501 | 32.5586 | 11.633 | 78.9714 | 0.2384 | 19.08 | 47.2472 | 106.0637 | 67.3384 | 0 | 0 | 0.3326 | 0
3468 | 145 | 25 | 5 | Sunday | 11 | 0 | 4.964 | 34.0144 | 19.4341 | 32.5586 | 11.633 | 103.4925 | 0.4292 | 21.6 | 55.5281 | 113.5512 | 91.8595 | 0 | 0 | 0 | 0
3469 | 145 | 25 | 5 | Sunday | 12 | 0 | 14.581 | 33.9557 | 19.1521 | 33.0367 | 17.449 | 110.4757 | 0.959 | 19.08 | 60.0028 | 122.6586 | 93.0267 | 0 | 0 | 0 | 0
3470 | 145 | 25 | 5 | Sunday | 13 | 0 | 16.556 | 34.0197 | 16.4653 | 29.1634 | 17.449 | 100.003 | 1.0559 | 18.36 | 60.9155 | 117.925 | 82.554 | 0 | 0 | 0 | 0
3471 | 145 | 25 | 5 | Sunday | 14 | 0 | 23.989 | 34.045 | 16.5783 | 29.1634 | 5.816 | 74.3044 | 1.4223 | 18 | 58.3384 | 126.0593 | 68.4884 | 0 | 0 | 0 | 0
3472 | 145 | 25 | 5 | Sunday | 15 | 0 | 33.287 | 34.0676 | 17.2538 | 29.1634 | 5.816 | 10.9292 | 1.687 | 15.84 | 52.3142 | 131.5191 | 5.1132 | 0 | 0 | 0 | 0
3473 | 145 | 25 | 5 | Sunday | 16 | 0 | 19.984 | 34.0424 | 17.1945 | 27.5539 | 23.266 | 10.261 | 1.1205 | 23.04 | 43.4001 | 125.9384 | 0 | 0 | 0 | 0 | 0
3474 | 145 | 25 | 5 | Sunday | 17 | 0 | 14.863 | 34.0036 | 16.7346 | 26.399 | 29.082 | 0 | 0.8073 | 22.32 | 31.8389 | 117.1966 | 0 | 0 | 0 | 0 | 0
3475 | 145 | 25 | 5 | Sunday | 18 | 0 | 16.724 | 33.9935 | 26.9526 | 38.0184 | 40.715 | 0 | 0.9198 | 23.4 | 18.8298 | 142.3359 | 0 | 0 | 0 | 0 | 0
3476 | 145 | 25 | 5 | Sunday | 19 | 0 | 16.002 | 33.9836 | 35.8627 | 45.7644 | 40.715 | 0 | 0.876 | 22.68 | 7.8582 | 157.2428 | 0 | 0 | 0 | 0 | 0
3477 | 145 | 25 | 5 | Sunday | 20 | 0 | 12.77 | 33.9455 | 45.3244 | 49.6381 | 29.082 | 0 | 0.6819 | 22.68 | 3.0371 | 166.3414 | 0 | 0 | 0 | 0 | 0
3478 | 145 | 25 | 5 | Sunday | 21 | 0 | 4.937 | 33.7925 | 46.9737 | 41.8913 | 17.449 | 0 | 0.2574 | 22.68 | 0.7958 | 150.9337 | 0 | 0 | 0 | 0 | 0
3479 | 145 | 25 | 5 | Sunday | 22 | 0 | 1.81 | 33.7182 | 40.3665 | 35.5897 | 11.633 | 0 | 0.095 | 14.4 | 0 | 126.1271 | 0 | 0 | 0 | 0 | 0
3480 | 145 | 25 | 5 | Sunday | 23 | 0 | 0.1 | 33.7182 | 25.6748 | 24.6242 | 11.633 | 0 | 0.0594 | 14.4 | 0 | 98.585 | 0 | 0 | 0 | 0 | 0
3481 | 146 | 26 | 5 | Monday | 0 | 0 | 0 | 33.7182 | 17.5343 | 18.3373 | 5.816 | 0 | 0.0017 | 14.4 | 0 | 83.9915 | 0 | 0 | 0 | 0 | 0
3482 | 146 | 26 | 5 | Monday | 1 | 0 | 0 | 33.7182 | 14.6472 | 16.4006 | 5.816 | 0 | 0.0017 | 11.88 | 0 | 76.6478 | 0 | 0 | 0 | 0 | 0
3483 | 146 | 26 | 5 | Monday | 2 | 0 | 0 | 33.7182 | 11.7686 | 14.464 | 5.816 | 0 | 0.0018 | 11.88 | 0 | 71.8327 | 0 | 0 | 0 | 0 | 0
3484 | 146 | 26 | 5 | Monday | 3 | 0 | 0 | 33.7182 | 11.7686 | 14.464 | 5.816 | 0 | 0.0017 | 11.88 | 0 | 71.8326 | 0 | 0 | 0 | 0 | 0
3485 | 146 | 26 | 5 | Monday | 4 | 0 | 0 | 33.7182 | 13.0128 | 14.464 | 5.816 | 0 | 0.0017 | 11.88 | 0 | 73.0768 | 0 | 0 | 0 | 0 | 0
3486 | 146 | 26 | 5 | Monday | 5 | 0 | 0 | 33.7182 | 22.5712 | 20.5805 | 5.816 | 0 | 0.0018 | 11.88 | 0.2494 | 88.7518 | 0 | 0 | 0 | 0 | 0
3487 | 146 | 26 | 5 | Monday | 6 | 0 | 0 | 33.7182 | 39.1337 | 35.484 | 29.082 | 0 | 0.0099 | 15.12 | 2.3934 | 123.4658 | 0 | 0 | 0 | 0 | 0
3488 | 146 | 26 | 5 | Monday | 7 | 0 | 0 | 33.7182 | 48.4319 | 46.6998 | 40.715 | 0 | 0.018 | 15.12 | 9.3743 | 143.9879 | 0 | 0 | 0 | 0 | 0
3489 | 146 | 26 | 5 | Monday | 8 | 0 | 0 | 33.7191 | 54.9917 | 52.1343 | 46.532 | 0.0151 | 0.1223 | 18.72 | 21.3647 | 159.6875 | 0 | 0 | 0 | 0.6505 | 0
3490 | 146 | 26 | 5 | Monday | 9 | 0 | 0.14 | 33.7406 | 55.4083 | 52.8606 | 29.082 | 28.1892 | 0.0966 | 18.72 | 34.1214 | 160.978 | 0 | 0 | 0 | 1.9169 | 0
3491 | 146 | 26 | 5 | Monday | 10 | 0 | 6.358 | 33.9434 | 53.2063 | 51.878 | 11.633 | 70.5823 | 0.5805 | 14.4 | 45.4188 | 160.8844 | 58.9493 | 0 | 0 | 0.1073 | 0
3492 | 146 | 26 | 5 | Monday | 11 | 0 | 18.095 | 34.0003 | 52.5593 | 51.878 | 11.633 | 95.6299 | 1.1214 | 18.36 | 53.5965 | 177.8527 | 83.9969 | 0 | 0 | 0 | 0
3493 | 146 | 26 | 5 | Monday | 12 | 0 | 27.421 | 34.063 | 50.7094 | 51.1854 | 17.449 | 103.8274 | 1.6684 | 18.36 | 58.4839 | 186.4206 | 86.3784 | 0 | 0 | 0 | 0
3494 | 146 | 26 | 5 | Monday | 13 | 0 | 29.12 | 34.0741 | 51.4233 | 51.878 | 17.449 | 96.2405 | 1.7511 | 18.36 | 59.9016 | 189.8685 | 78.7915 | 0 | 0 | 0 | 0
3495 | 146 | 26 | 5 | Monday | 14 | 0 | 33.723 | 34.0584 | 51.5401 | 51.878 | 5.816 | 75.1347 | 1.7972 | 18.36 | 57.5729 | 191.5681 | 69.3187 | 0 | 0 | 0 | 0
3496 | 146 | 26 | 5 | Monday | 15 | 0 | 52.739 | 34.0838 | 52.3891 | 51.878 | 5.816 | 20.0446 | 1.8652 | 18.36 | 51.8297 | 193.1096 | 14.2286 | 0 | 0 | 0 | 0
3497 | 146 | 26 | 5 | Monday | 16 | 0 | 56.696 | 34.1175 | 53.5109 | 50.7246 | 23.266 | 11.0576 | 1.8879 | 22.68 | 43.0824 | 197.4519 | 0 | 0 | 0 | 0 | 0
3498 | 146 | 26 | 5 | Monday | 17 | 0 | 45.814 | 34.0309 | 46.3531 | 43.0931 | 29.082 | 0 | 1.7733 | 28.8 | 31.6813 | 188.2392 | 0 | 0 | 0 | 0 | 0
3499 | 146 | 26 | 5 | Monday | 18 | 0 | 37.746 | 34.0447 | 43.8192 | 51.7393 | 40.715 | 0 | 1.7176 | 30.96 | 18.8674 | 196.2058 | 0 | 0 | 0 | 0 | 0
3500 | 146 | 26 | 5 | Monday | 19 | 0 | 27.505 | 34.0125 | 47.1319 | 57.1787 | 40.715 | 0 | 1.5338 | 25.2 | 7.941 | 195.9987 | 0 | 0 | 0 | 0 | 0
3501 | 146 | 26 | 5 | Monday | 20 | 0 | 23.059 | 33.9625 | 57.895 | 60.483 | 29.082 | 0 | 1.2582 | 25.2 | 3.0512 | 204.1977 | 0 | 0 | 0 | 0 | 0
3502 | 146 | 26 | 5 | Monday | 21 | 0 | 13.113 | 33.8383 | 67.3164 | 55.4564 | 17.449 | 0 | 0.6909 | 25.2 | 0.8198 | 196.6844 | 0 | 0 | 0 | 0 | 0
3503 | 146 | 26 | 5 | Monday | 22 | 0 | 3.844 | 33.7266 | 49.7368 | 40.0199 | 11.633 | 0 | 0.1995 | 16.2 | 0 | 144.0398 | 0 | 0 | 0 | 0 | 0
3504 | 146 | 26 | 5 | Monday | 23 | 0 | 0.272 | 33.7182 | 26.9226 | 24.6242 | 11.633 | 0 | 0.0172 | 16.2 | 0 | 101.7759 | 0 | 0 | 0 | 0 | 0
3505 | 147 | 27 | 5 | Tuesday | 0 | 0 | 0 | 33.7182 | 17.5343 | 18.3373 | 5.816 | 0 | 0.0017 | 14.4 | 0 | 83.9919 | 0 | 0 | 0 | 0 | 0
3506 | 147 | 27 | 5 | Tuesday | 1 | 0 | 0 | 33.7182 | 14.6472 | 16.4006 | 5.816 | 0 | 0.0017 | 11.88 | 0 | 76.6478 | 0 | 0 | 0 | 0 | 0
3507 | 147 | 27 | 5 | Tuesday | 2 | 0 | 0 | 33.7182 | 11.7686 | 14.464 | 5.816 | 0 | 0.0017 | 11.88 | 0 | 71.8326 | 0 | 0 | 0 | 0 | 0
3508 | 147 | 27 | 5 | Tuesday | 3 | 0 | 0 | 33.7182 | 11.7686 | 14.464 | 5.816 | 0 | 0.0017 | 11.88 | 0 | 71.8326 | 0 | 0 | 0 | 0 | 0
3509 | 147 | 27 | 5 | Tuesday | 4 | 0 | 0 | 33.7182 | 13.0128 | 14.464 | 5.816 | 0 | 0.0018 | 11.88 | 0 | 73.0769 | 0 | 0 | 0 | 0 | 0
3510 | 147 | 27 | 5 | Tuesday | 5 | 0 | 0 | 33.7182 | 22.4844 | 20.5805 | 5.816 | 0 | 0.0017 | 11.88 | 0.2494 | 88.6649 | 0 | 0 | 0 | 0 | 0
3511 | 147 | 27 | 5 | Tuesday | 6 | 0 | 0 | 33.7182 | 37.1461 | 35.484 | 29.082 | 0 | 0.01 | 15.12 | 2.4255 | 121.4782 | 0 | 0 | 0 | 0 | 0
3512 | 147 | 27 | 5 | Tuesday | 7 | 0 | 0 | 33.7182 | 47.0831 | 46.6998 | 40.715 | 0 | 0.0181 | 15.12 | 9.601 | 142.6393 | 0 | 0 | 0 | 0 | 0
3513 | 147 | 27 | 5 | Tuesday | 8 | 0 | 0 | 33.7297 | 55.0438 | 52.1343 | 46.532 | 0.0078 | 0.1217 | 18.72 | 21.5459 | 159.7496 | 0 | 0 | 0 | 0.6334 | 0
3514 | 147 | 27 | 5 | Tuesday | 9 | 0 | 0.157 | 33.7483 | 55.5787 | 52.8606 | 29.082 | 27.0305 | 0.0959 | 18.72 | 33.7975 | 161.173 | 0 | 0 | 0 | 1.9334 | 0
3515 | 147 | 27 | 5 | Tuesday | 10 | 0 | 8.729 | 33.9446 | 53.6582 | 51.878 | 11.633 | 69.7083 | 0.686 | 14.4 | 44.8439 | 164.0795 | 58.0753 | 0 | 0 | 0.1274 | 0
3516 | 147 | 27 | 5 | Tuesday | 11 | 0 | 20.165 | 34.0302 | 52.9905 | 51.878 | 11.633 | 95.428 | 1.2408 | 18.36 | 53.2122 | 180.8913 | 83.795 | 0 | 0 | 0 | 0
3517 | 147 | 27 | 5 | Tuesday | 12 | 0 | 30.665 | 34.0504 | 50.7857 | 51.1854 | 17.449 | 104.2802 | 1.7721 | 18.36 | 58.2523 | 188.557 | 86.8312 | 0 | 0 | 0 | 0
3518 | 147 | 27 | 5 | Tuesday | 13 | 0 | 38.346 | 34.0445 | 51.4629 | 51.878 | 17.449 | 97.9923 | 1.8666 | 18.36 | 59.7018 | 191.6346 | 80.5433 | 0 | 0 | 0 | 0
3519 | 147 | 27 | 5 | Tuesday | 14 | 0 | 47.941 | 33.9976 | 51.5419 | 51.878 | 5.816 | 75.5858 | 1.8948 | 18.36 | 57.4513 | 191.8612 | 69.7698 | 0 | 0 | 0 | 0
3520 | 147 | 27 | 5 | Tuesday | 15 | 0 | 57.558 | 33.9992 | 52.3696 | 51.878 | 5.816 | 19.7684 | 1.9009 | 18.36 | 51.1787 | 193.0659 | 13.9524 | 0 | 0 | 0 | 0
3521 | 147 | 27 | 5 | Tuesday | 16 | 0 | 55.949 | 34.0715 | 53.3538 | 50.7246 | 23.266 | 6.4115 | 1.872 | 22.68 | 40.7485 | 197.2668 | 0 | 0 | 0 | 0 | 0
3522 | 147 | 27 | 5 | Tuesday | 17 | 0 | 54.292 | 34.0757 | 45.9515 | 43.0931 | 29.082 | 0 | 1.8475 | 28.8 | 28.8248 | 188.3846 | 0 | 0 | 0 | 0 | 0
3523 | 147 | 27 | 5 | Tuesday | 18 | 0 | 56.001 | 34.9543 | 42.8603 | 51.7393 | 40.715 | 0 | 1.8573 | 30.96 | 18.1025 | 196.9426 | 0 | 0 | 0 | 0 | 0
3524 | 147 | 27 | 5 | Tuesday | 19 | 0 | 34.075 | 34.6359 | 45.5951 | 57.1787 | 40.715 | 0 | 1.6981 | 25.2 | 9.234 | 198.3183 | 0 | 0 | 0 | 0 | 0
3525 | 147 | 27 | 5 | Tuesday | 20 | 0 | 29.251 | 34.1648 | 55.2028 | 60.483 | 29.082 | 0 | 1.6117 | 25.2 | 4.2388 | 209.204 | 0 | 0 | 0 | 0 | 0
3526 | 147 | 27 | 5 | Tuesday | 21 | 0 | 20.83 | 33.842 | 66.9812 | 55.4564 | 17.449 | 0 | 1.1292 | 25.2 | 1.0771 | 205.7307 | 0 | 0 | 0 | 0 | 0
3527 | 147 | 27 | 5 | Tuesday | 22 | 0 | 7.285 | 33.7212 | 49.7368 | 40.0199 | 11.633 | 0 | 0.3801 | 16.2 | 0 | 147.9871 | 0 | 0 | 0 | 0 | 0
3528 | 147 | 27 | 5 | Tuesday | 23 | 0 | 0.423 | 33.7182 | 26.9226 | 24.6242 | 11.633 | 0 | 0.0247 | 16.2 | 0 | 101.9468 | 0 | 0 | 0 | 0 | 0
3529 | 148 | 28 | 5 | Wednesday | 0 | 0 | 0.002 | 33.7182 | 17.5343 | 18.3373 | 5.816 | 0 | 0.002 | 14.4 | 0 | 83.9936 | 0 | 0 | 0 | 0 | 0
3530 | 148 | 28 | 5 | Wednesday | 1 | 0 | 0 | 33.7182 | 14.6472 | 16.4006 | 5.816 | 0 | 0.0017 | 11.88 | 0 | 76.6478 | 0 | 0 | 0 | 0 | 0
3531 | 148 | 28 | 5 | Wednesday | 2 | 0 | 0 | 33.7182 | 11.7686 | 14.464 | 5.816 | 0 | 0.0017 | 11.88 | 0 | 71.8326 | 0 | 0 | 0 | 0 | 0
3532 | 148 | 28 | 5 | Wednesday | 3 | 0 | 0 | 33.7182 | 11.7686 | 14.464 | 5.816 | 0 | 0.0017 | 11.88 | 0 | 71.8326 | 0 | 0 | 0 | 0 | 0
3533 | 148 | 28 | 5 | Wednesday | 4 | 0 | 0 | 33.7182 | 13.0128 | 14.464 | 5.816 | 0 | 0.0017 | 11.88 | 0 | 73.0768 | 0 | 0 | 0 | 0 | 0
3534 | 148 | 28 | 5 | Wednesday | 5 | 0 | 0 | 33.7182 | 22.661 | 20.5805 | 5.816 | 0 | 0.0017 | 11.88 | 0.2123 | 88.8415 | 0 | 0 | 0 | 0 | 0
3535 | 148 | 28 | 5 | Wednesday | 6 | 0 | 0 | 33.7182 | 42.4592 | 35.484 | 29.082 | 0 | 0.01 | 15.12 | 1.8574 | 126.7914 | 0 | 0 | 0 | 0 | 0
3536 | 148 | 28 | 5 | Wednesday | 7 | 0 | 0 | 33.7182 | 52.4803 | 46.6998 | 40.715 | 0 | 0.018 | 15.12 | 5.6955 | 148.0364 | 0 | 0 | 0 | 0 | 0
3537 | 148 | 28 | 5 | Wednesday | 8 | 0 | 0 | 33.7336 | 57.2772 | 52.1343 | 46.532 | 0 | 0.1072 | 18.72 | 12.6403 | 161.9723 | 0 | 0 | 0 | 0.7141 | 0
3538 | 148 | 28 | 5 | Wednesday | 9 | 0 | 0.244 | 33.7583 | 56.6351 | 52.8606 | 29.082 | 2.4481 | 0.0731 | 18.72 | 21.8506 | 162.3105 | 0 | 0 | 0 | 2.5827 | 0
3539 | 148 | 28 | 5 | Wednesday | 10 | 0 | 3.609 | 33.945 | 53.6305 | 51.878 | 11.633 | 33.831 | 0.2614 | 14.4 | 33.2012 | 158.0177 | 22.198 | 0 | 0 | 1.1101 | 0
3540 | 148 | 28 | 5 | Wednesday | 11 | 0 | 14.878 | 33.9395 | 52.2777 | 51.878 | 11.633 | 69.4547 | 1.0241 | 18.36 | 44.2528 | 173.5705 | 57.8217 | 0 | 0 | 0.1543 | 0
3541 | 148 | 28 | 5 | Wednesday | 12 | 0 | 22.088 | 34.0321 | 50.3686 | 51.1854 | 17.449 | 90.4965 | 1.3361 | 18.36 | 51.7482 | 179.3661 | 73.0475 | 0 | 0 | 0 | 0
3542 | 148 | 28 | 5 | Wednesday | 13 | 0 | 27.972 | 34.0583 | 51.4013 | 51.878 | 17.449 | 92.2708 | 1.6771 | 18.36 | 54.5261 | 188.331 | 74.8218 | 0 | 0 | 0 | 0
3543 | 148 | 28 | 5 | Wednesday | 14 | 0 | 34.717 | 34.0732 | 51.582 | 51.878 | 5.816 | 73.5629 | 1.8044 | 18.36 | 52.2314 | 191.7298 | 67.7469 | 0 | 0 | 0 | 0
3544 | 148 | 28 | 5 | Wednesday | 15 | 0 | 40.406 | 34.0692 | 52.408 | 51.878 | 5.816 | 44.3475 | 1.7936 | 18.36 | 47.3598 | 192.6977 | 38.5315 | 0 | 0 | 0 | 0
3545 | 148 | 28 | 5 | Wednesday | 16 | 0 | 33.486 | 34.0644 | 53.4986 | 50.7246 | 23.266 | 15.6951 | 1.7025 | 22.68 | 41.5554 | 196.4896 | 0 | 0 | 0 | 0 | 0
3546 | 148 | 28 | 5 | Wednesday | 17 | 0 | 33.389 | 34.0411 | 46.3847 | 43.0931 | 29.082 | 0 | 1.6726 | 28.8 | 31.5187 | 187.666 | 0 | 0 | 0 | 0 | 0
3547 | 148 | 28 | 5 | Wednesday | 18 | 0 | 36.742 | 34.0344 | 44.0456 | 51.7393 | 40.715 | 0 | 1.713 | 30.96 | 18.9736 | 196.5244 | 0 | 0 | 0 | 0 | 0
3548 | 148 | 28 | 5 | Wednesday | 19 | 0 | 29.368 | 33.9714 | 48.021 | 57.1787 | 40.715 | 0 | 1.6159 | 25.2 | 8.0968 | 198.4377 | 0 | 0 | 0 | 0 | 0
3549 | 148 | 28 | 5 | Wednesday | 20 | 0 | 24.029 | 33.8935 | 58.4658 | 60.483 | 29.082 | 0 | 1.3115 | 25.2 | 3.1265 | 205.7585 | 0 | 0 | 0 | 0 | 0
3550 | 148 | 28 | 5 | Wednesday | 21 | 0 | 13.82 | 33.748 | 67.2008 | 55.4564 | 17.449 | 0 | 0.7293 | 25.2 | 0.8518 | 197.281 | 0 | 0 | 0 | 0 | 0
3551 | 148 | 28 | 5 | Wednesday | 22 | 0 | 4.312 | 33.7186 | 49.7368 | 40.0199 | 11.633 | 0 | 0.2237 | 16.2 | 0 | 144.562 | 0 | 0 | 0 | 0 | 0
3552 | 148 | 28 | 5 | Wednesday | 23 | 0 | 0.343 | 33.7182 | 26.9226 | 24.6242 | 11.633 | 0 | 0.0206 | 16.2 | 0 | 101.8571 | 0 | 0 | 0 | 0 | 0
3553 | 149 | 29 | 5 | Thursday | 0 | 0 | 0.002 | 33.7182 | 17.5343 | 18.3373 | 5.816 | 0 | 0.0017 | 14.4 | 0 | 83.9937 | 0 | 0 | 0 | 0 | 0
3554 | 149 | 29 | 5 | Thursday | 1 | 0 | 0 | 33.7182 | 14.6472 | 16.4006 | 5.816 | 0 | 0.0016 | 11.88 | 0 | 76.6477 | 0 | 0 | 0 | 0 | 0
3555 | 149 | 29 | 5 | Thursday | 2 | 0 | 0 | 33.7182 | 11.7686 | 14.464 | 5.816 | 0 | 0.0017 | 11.88 | 0 | 71.8326 | 0 | 0 | 0 | 0 | 0
3556 | 149 | 29 | 5 | Thursday | 3 | 0 | 0 | 33.7182 | 11.7686 | 14.464 | 5.816 | 0 | 0.0017 | 11.88 | 0 | 71.8326 | 0 | 0 | 0 | 0 | 0
3557 | 149 | 29 | 5 | Thursday | 4 | 0 | 0 | 33.7182 | 13.0128 | 14.464 | 5.816 | 0 | 0.0018 | 11.88 | 0 | 73.0769 | 0 | 0 | 0 | 0 | 0
3558 | 149 | 29 | 5 | Thursday | 5 | 0 | 0 | 33.7182 | 22.4716 | 20.5805 | 5.816 | 0 | 0.0017 | 11.88 | 0.2577 | 88.652 | 0 | 0 | 0 | 0 | 0
3559 | 149 | 29 | 5 | Thursday | 6 | 0 | 0 | 33.7182 | 38.2317 | 35.484 | 29.082 | 0 | 0.0389 | 15.12 | 2.4818 | 122.5928 | 0 | 0 | 0 | 0 | 0
3560 | 149 | 29 | 5 | Thursday | 7 | 0 | 0 | 33.7182 | 50.3498 | 46.6998 | 40.715 | 0 | 0.1398 | 15.12 | 9.5434 | 146.0277 | 0 | 0 | 0 | 1.9661 | 0
3561 | 149 | 29 | 5 | Thursday | 8 | 0 | 0 | 33.7279 | 55.4496 | 52.1343 | 46.532 | 1.7901 | 0.1455 | 18.72 | 21.6678 | 160.1774 | 0 | 0 | 0 | 6.5289 | 0
3562 | 149 | 29 | 5 | Thursday | 9 | 0 | 0.38 | 33.7753 | 55.4865 | 52.8606 | 29.082 | 40.0605 | 0.1845 | 18.72 | 34.7189 | 161.438 | 10.9785 | 0 | 0 | 5.041 | 0
3563 | 149 | 29 | 5 | Thursday | 10 | 0 | 12.852 | 33.9718 | 53.2063 | 51.878 | 11.633 | 79.9137 | 0.9221 | 14.4 | 46.0385 | 168.4192 | 68.2807 | 0 | 0 | 0.8462 | 0
3564 | 149 | 29 | 5 | Thursday | 11 | 0 | 22.763 | 34.0705 | 52.563 | 51.878 | 11.633 | 103.7058 | 1.3972 | 18.36 | 54.1629 | 183.5434 | 92.0728 | 0 | 0 | 0 | 0
3565 | 149 | 29 | 5 | Thursday | 12 | 0 | 34.381 | 34.0551 | 50.6953 | 51.1854 | 17.449 | 109.847 | 1.8616 | 18.36 | 58.7454 | 190.0305 | 92.398 | 0 | 0 | 0 | 0
3566 | 149 | 29 | 5 | Thursday | 13 | 0 | 41.437 | 34.053 | 51.3919 | 51.878 | 17.449 | 97.0267 | 1.8808 | 18.36 | 58.8809 | 191.5958 | 79.5777 | 0 | 0 | 0 | 0
3567 | 149 | 29 | 5 | Thursday | 14 | 0 | 59.881 | 34.0743 | 51.5452 | 51.878 | 5.816 | 71.1042 | 1.9924 | 18.36 | 55.1963 | 192.5237 | 65.2882 | 0 | 0 | 0 | 0
3568 | 149 | 29 | 5 | Thursday | 15 | 0 | 69.228 | 34.4738 | 52.2843 | 51.878 | 5.816 | 30.0158 | 2.0322 | 18.36 | 46.842 | 194.5956 | 24.1998 | 0 | 0 | 0 | 0
3569 | 149 | 29 | 5 | Thursday | 16 | 0 | 69.258 | 35.4413 | 53.2436 | 50.7246 | 23.266 | 1.9701 | 1.9934 | 22.68 | 38.2371 | 199.6532 | 0 | 0 | 0 | 0 | 0
3570 | 149 | 29 | 5 | Thursday | 17 | 0 | 69.841 | 35.5985 | 46.5898 | 43.0931 | 29.082 | 0 | 1.9957 | 28.8 | 29.523 | 191.7071 | 0 | 0 | 0 | 0 | 0
3571 | 149 | 29 | 5 | Thursday | 18 | 0 | 61.806 | 35.0841 | 45.1477 | 51.7393 | 40.715 | 0 | 1.905 | 30.96 | 18.5599 | 199.6495 | 0 | 0 | 0 | 0 | 0
3572 | 149 | 29 | 5 | Thursday | 19 | 0 | 38.819 | 34.1377 | 47.4245 | 57.1787 | 40.715 | 0 | 1.7276 | 25.2 | 8.2114 | 199.6986 | 0 | 0 | 0 | 0 | 0
3573 | 149 | 29 | 5 | Thursday | 20 | 0 | 29.649 | 33.9809 | 57.2026 | 60.483 | 29.082 | 0 | 1.6084 | 25.2 | 3.2319 | 210.9111 | 0 | 0 | 0 | 0 | 0
3574 | 149 | 29 | 5 | Thursday | 21 | 0 | 19.722 | 33.8257 | 67.0378 | 55.4564 | 17.449 | 0 | 1.0635 | 25.2 | 0.8855 | 204.3125 | 0 | 0 | 0 | 0 | 0
3575 | 149 | 29 | 5 | Thursday | 22 | 0 | 5.661 | 33.72 | 49.7368 | 40.0199 | 11.633 | 0 | 0.2941 | 16.2 | 0 | 146.0936 | 0 | 0 | 0 | 0 | 0
3576 | 149 | 29 | 5 | Thursday | 23 | 0 | 0.426 | 33.7182 | 26.9226 | 24.6242 | 11.633 | 0 | 0.0249 | 16.2 | 0 | 101.9501 | 0 | 0 | 0 | 0 | 0
3577 | 150 | 30 | 5 | Friday | 0 | 0 | 0.003 | 33.7182 | 17.5343 | 18.3373 | 5.816 | 0 | 0.0019 | 14.4 | 0 | 83.9949 | 0 | 0 | 0 | 0 | 0
3578 | 150 | 30 | 5 | Friday | 1 | 0 | 0 | 33.7182 | 14.6472 | 16.4006 | 5.816 | 0 | 0.0017 | 11.88 | 0 | 76.6478 | 0 | 0 | 0 | 0 | 0
3579 | 150 | 30 | 5 | Friday | 2 | 0 | 0 | 33.7182 | 11.7686 | 14.464 | 5.816 | 0 | 0.0016 | 11.88 | 0 | 71.8325 | 0 | 0 | 0 | 0 | 0
3580 | 150 | 30 | 5 | Friday | 3 | 0 | 0 | 33.7182 | 11.7686 | 14.464 | 5.816 | 0 | 0.0016 | 11.88 | 0 | 71.8325 | 0 | 0 | 0 | 0 | 0
3581 | 150 | 30 | 5 | Friday | 4 | 0 | 0 | 33.7182 | 13.0128 | 14.464 | 5.816 | 0 | 0.0018 | 11.88 | 0 | 73.0769 | 0 | 0 | 0 | 0 | 0
3582 | 150 | 30 | 5 | Friday | 5 | 0 | 0 | 33.7182 | 22.5989 | 20.5805 | 5.816 | 0 | 0.0017 | 11.88 | 0.3109 | 88.7793 | 0 | 0 | 0 | 0 | 0
3583 | 150 | 30 | 5 | Friday | 6 | 0 | 0 | 33.7182 | 38.7641 | 35.484 | 29.082 | 0 | 0.0099 | 15.12 | 2.729 | 123.0963 | 0 | 0 | 0 | 0 | 0
3584 | 150 | 30 | 5 | Friday | 7 | 0 | 0 | 33.7182 | 47.7015 | 46.6998 | 40.715 | 0 | 0.0179 | 15.12 | 7.7945 | 143.2575 | 0 | 0 | 0 | 0 | 0
3585 | 150 | 30 | 5 | Friday | 8 | 0 | 0 | 33.7447 | 55.2641 | 52.1343 | 46.532 | 0 | 0.0995 | 18.72 | 15.4192 | 159.9626 | 0 | 0 | 0 | 1.3395 | 0
3586 | 150 | 30 | 5 | Friday | 9 | 0 | 0.266 | 33.7987 | 55.5724 | 52.8606 | 29.082 | 9.055 | 0.0929 | 18.72 | 27.4032 | 161.332 | 0 | 0 | 0 | 3.03 | 0
3587 | 150 | 30 | 5 | Friday | 10 | 0 | 3.782 | 33.9718 | 53.1859 | 51.878 | 11.633 | 54.4364 | 0.363 | 14.4 | 41.8339 | 157.8893 | 42.8034 | 0 | 0 | 0.8636 | 0
3588 | 150 | 30 | 5 | Friday | 11 | 0 | 13.834 | 33.9888 | 52.6093 | 51.878 | 11.633 | 84.9327 | 0.9038 | 18.36 | 52.2256 | 172.7021 | 73.2997 | 0 | 0 | 0 | 0
3589 | 150 | 30 | 5 | Friday | 12 | 0 | 18.358 | 34.0588 | 50.8969 | 51.1854 | 17.449 | 88.9433 | 1.1201 | 18.36 | 55.8705 | 175.4773 | 71.4943 | 0 | 0 | 0 | 0
3590 | 150 | 30 | 5 | Friday | 13 | 1.458 | 16.833 | 34.0045 | 51.6261 | 51.878 | 17.449 | 62.0633 | 1.0131 | 18.36 | 50.4125 | 175.0881 | 44.6143 | 0 | 0 | 1.4581 | 0
3591 | 150 | 30 | 5 | Friday | 14 | 0 | 14.229 | 33.9309 | 51.7384 | 51.878 | 5.816 | 26.0559 | 0.7893 | 18.36 | 41.8293 | 172.0859 | 20.2399 | 0 | 0 | 0 | 0
3592 | 150 | 30 | 5 | Friday | 15 | 0 | 13.044 | 33.9091 | 52.5155 | 51.878 | 5.816 | 3.2606 | 0.6886 | 18.36 | 35.151 | 171.4592 | 0 | 0 | 0 | 0 | 0
3593 | 150 | 30 | 5 | Friday | 16 | 0 | 12.613 | 33.8993 | 53.5682 | 50.7246 | 23.266 | 0 | 0.6657 | 22.68 | 26.4736 | 175.1789 | 0 | 0 | 0 | 0 | 0
3594 | 150 | 30 | 5 | Friday | 17 | 0 | 12.997 | 33.9093 | 46.5537 | 43.0931 | 29.082 | 0 | 0.689 | 28.8 | 18.0124 | 167.1018 | 0 | 0 | 0 | 0 | 0
3595 | 150 | 30 | 5 | Friday | 18 | 0 | 15.457 | 33.9633 | 44.6831 | 51.7393 | 40.715 | 0 | 0.8311 | 30.96 | 11.4717 | 178.8951 | 0 | 0 | 0 | 0 | 0
3596 | 150 | 30 | 5 | Friday | 19 | 0 | 14.908 | 33.9706 | 49.7724 | 57.1787 | 40.715 | 0 | 0.801 | 25.2 | 5.7974 | 183.0464 | 0 | 0 | 0 | 0 | 0
3597 | 150 | 30 | 5 | Friday | 20 | 0 | 15.035 | 34.0026 | 63.4327 | 60.483 | 29.082 | 0 | 0.8 | 25.2 | 2.8245 | 200.1795 | 0 | 0 | 0 | 0 | 0
3598 | 150 | 30 | 5 | Friday | 21 | 0 | 10.875 | 33.9322 | 68.9148 | 55.4564 | 17.449 | 0 | 0.5699 | 25.2 | 0.7914 | 195.835 | 0 | 0 | 0 | 0 | 0
3599 | 150 | 30 | 5 | Friday | 22 | 0 | 3.436 | 33.7373 | 49.7368 | 40.0199 | 11.633 | 0 | 0.4486 | 16.2 | 0 | 143.8581 | 0 | 0 | 0 | 0 | 0
3600 | 150 | 30 | 5 | Friday | 23 | 0 | 0.306 | 33.7182 | 26.9226 | 24.6242 | 11.633 | 0 | 0.5709 | 16.2 | 0 | 102.3671 | 0 | 0 | 0 | 0 | 0
3601 | 151 | 31 | 5 | Saturday | 0 | 0 | 0.002 | 33.7182 | 18.3332 | 19.1419 | 5.816 | 0 | 0.3362 | 15.84 | 0 | 87.3719 | 0 | 0 | 0 | 0 | 0
3602 | 151 | 31 | 5 | Saturday | 1 | 0 | 0 | 33.7182 | 17.5283 | 18.3373 | 5.816 | 0 | 0.4916 | 12.6 | 0 | 82.6754 | 0 | 0 | 0 | 0 | 0
3603 | 151 | 31 | 5 | Saturday | 2 | 0 | 0 | 33.7182 | 11.771 | 14.464 | 5.816 | 0 | 0.5693 | 12.6 | 0 | 73.1226 | 0 | 0 | 0 | 0 | 0
3604 | 151 | 31 | 5 | Saturday | 3 | 0 | 0 | 33.7182 | 11.771 | 14.464 | 5.816 | 0 | 0.6315 | 12.6 | 0 | 73.1848 | 0 | 0 | 0 | 0 | 0
3605 | 151 | 31 | 5 | Saturday | 4 | 0 | 0 | 33.7182 | 11.771 | 14.464 | 5.816 | 0 | 0.5835 | 12.6 | 0 | 73.1368 | 0 | 0 | 0 | 0.0548 | 0
3606 | 151 | 31 | 5 | Saturday | 5 | 0 | 0 | 33.7182 | 12.9905 | 14.464 | 5.816 | 0 | 0.0143 | 12.6 | 0.2406 | 73.7871 | 0 | 0 | 0 | 0.6975 | 0
3607 | 151 | 31 | 5 | Saturday | 6 | 0 | 0 | 33.7182 | 27.7393 | 24.9086 | 29.082 | 0 | 0.0927 | 14.4 | 2.1282 | 100.8588 | 0 | 0 | 0 | 4.5428 | 0
3608 | 151 | 31 | 5 | Saturday | 7 | 0 | 0 | 33.7182 | 27.6172 | 26.405 | 40.715 | 0 | 0.1821 | 11.52 | 5.4928 | 99.4424 | 0 | 0 | 0 | 9.0012 | 0
3609 | 151 | 31 | 5 | Saturday | 8 | 0 | 0 | 33.7182 | 34.5075 | 37.4339 | 46.532 | 0 | 0.2746 | 16.2 | 9.0976 | 122.1342 | 0 | 0 | 0 | 13.7617 | 0
3610 | 151 | 31 | 5 | Saturday | 9 | 0 | 0 | 33.7182 | 33.143 | 37.9057 | 29.082 | 0 | 0.1985 | 16.2 | 12.6701 | 121.1654 | 0 | 0 | 0 | 10.3437 | 0
3611 | 151 | 31 | 5 | Saturday | 10 | 0 | 2.085 | 33.8028 | 31.1036 | 37.2508 | 11.633 | 0 | 0.1916 | 15.12 | 15.5306 | 119.7233 | 0 | 0 | 0 | 4.4928 | 0
3612 | 151 | 31 | 5 | Saturday | 11 | 0 | 7.43 | 33.9653 | 28.7517 | 35.3135 | 11.633 | 1.7301 | 0.4774 | 21.6 | 18.4518 | 128.1436 | 0 | 0 | 0 | 4.6849 | 0
3613 | 151 | 31 | 5 | Saturday | 12 | 0 | 9.973 | 33.8847 | 25.3659 | 34.2247 | 17.449 | 14.6187 | 0.674 | 23.4 | 22.9003 | 128.3355 | 0 | 0 | 0 | 7.088 | 0
3614 | 151 | 31 | 5 | Saturday | 13 | 0 | 9.75 | 33.8651 | 24.9744 | 33.0722 | 17.449 | 20.279 | 0.666 | 23.4 | 24.8727 | 126.5229 | 2.83 | 0 | 0 | 6.8066 | 0
3615 | 151 | 31 | 5 | Saturday | 14 | 0 | 9.179 | 33.8395 | 23.7984 | 33.0722 | 5.816 | 17.6423 | 0.5426 | 23.4 | 24.5913 | 124.5798 | 11.8263 | 0 | 0 | 2.1208 | 0
3616 | 151 | 31 | 5 | Saturday | 15 | 0 | 9.317 | 33.8141 | 23.8122 | 33.0722 | 5.816 | 17.893 | 0.5473 | 23.4 | 25.2149 | 124.7224 | 12.077 | 0 | 0 | 1.9458 | 0
3617 | 151 | 31 | 5 | Saturday | 16 | 0 | 9.644 | 33.7942 | 24.2113 | 33.0722 | 23.266 | 12.8995 | 0.6632 | 23.4 | 23.961 | 125.5712 | 0 | 0 | 0 | 7.4862 | 0
3618 | 151 | 31 | 5 | Saturday | 17 | 0 | 9.644 | 33.8271 | 22.4477 | 32.9581 | 29.082 | 1.167 | 0.6953 | 27 | 19.2136 | 127.358 | 0 | 0 | 0 | 10.1219 | 0
3619 | 151 | 31 | 5 | Saturday | 18 | 0 | 11.606 | 33.9151 | 35.3039 | 46.5147 | 40.715 | 0 | 0.9182 | 28.8 | 13.6193 | 158.0045 | 0 | 0 | 0 | 16.2506 | 0
3620 | 151 | 31 | 5 | Saturday | 19 | 0 | 13.493 | 33.9579 | 42.4208 | 50.3878 | 40.715 | 0 | 1.0614 | 28.8 | 7.3006 | 171.2214 | 0 | 0 | 0 | 18.5117 | 0
3621 | 151 | 31 | 5 | Saturday | 20 | 0 | 11.862 | 33.9292 | 49.7637 | 50.3878 | 29.082 | 0 | 0.8922 | 27 | 3.4199 | 174.8015 | 0 | 0 | 0 | 14.5082 | 0
3622 | 151 | 31 | 5 | Saturday | 21 | 0 | 10.538 | 33.9136 | 60.3948 | 50.3878 | 17.449 | 0 | 0.7193 | 27 | 0.9422 | 183.8126 | 0 | 0 | 0 | 9.1907 | 0
3623 | 151 | 31 | 5 | Saturday | 22 | 0 | 3.721 | 33.7352 | 49.2003 | 40.077 | 11.633 | 0 | 0.3081 | 19.8 | 0 | 147.1443 | 0 | 0 | 0 | 6.323 | 0
3624 | 151 | 31 | 5 | Saturday | 23 | 0 | 0.402 | 33.7182 | 28.1779 | 24.6242 | 11.633 | 0 | 0.1416 | 19.8 | 0 | 106.8967 | 0 | 0 | 0 | 6.4765 | 0
3625 | 152 | 1 | 6 | Sunday | 0 | 0 | 0.002 | 33.7182 | 24.1043 | 23.0149 | 5.569 | 0 | 0.0618 | 19.8 | 0 | 100.7017 | 0 | 0 | 0 | 3.2929 | 0
3626 | 152 | 1 | 6 | Sunday | 1 | 0 | 0 | 33.7182 | 23.3102 | 22.2101 | 5.569 | 0 | 0.0623 | 19.8 | 0 | 99.1009 | 0 | 0 | 0 | 3.3281 | 0
3627 | 152 | 1 | 6 | Sunday | 2 | 0 | 0 | 33.7182 | 17.5379 | 18.3373 | 5.569 | 0 | 0.0629 | 15.48 | 0 | 85.1363 | 0 | 0 | 0 | 3.3623 | 0
3628 | 152 | 1 | 6 | Sunday | 3 | 0 | 0 | 33.732 | 17.5379 | 18.3373 | 5.569 | 0 | 0.0635 | 15.48 | 0 | 85.1507 | 0 | 0 | 0 | 3.3961 | 0
3629 | 152 | 1 | 6 | Sunday | 4 | 0 | 0 | 33.7577 | 17.5379 | 18.3373 | 5.569 | 0 | 0.0641 | 15.48 | 0 | 85.177 | 0 | 0 | 0 | 3.4295 | 0
3630 | 152 | 1 | 6 | Sunday | 5 | 0 | 0 | 33.7596 | 18.5075 | 18.3373 | 5.569 | 0 | 0.0647 | 15.48 | 0.2823 | 86.1491 | 0 | 0 | 0 | 3.4623 | 0
3631 | 152 | 1 | 6 | Sunday | 6 | 0 | 0 | 33.7182 | 22.0267 | 24.6242 | 27.845 | 0 | 0.334 | 18.72 | 2.7709 | 99.4232 | 0 | 0 | 0 | 17.7734 | 0
3632 | 152 | 1 | 6 | Sunday | 7 | 0 | 0 | 33.7182 | 25.6478 | 29.9942 | 38.983 | 0 | 0.4937 | 18.72 | 9.7606 | 108.574 | 0 | 0 | 0 | 26.0894 | 0
3633 | 152 | 1 | 6 | Sunday | 8 | 0 | 0 | 33.7182 | 24.6318 | 33.2132 | 44.552 | 11.8767 | 0.6095 | 23.4 | 20.5706 | 115.5727 | 0 | 0 | 0 | 31.0934 | 0
3634 | 152 | 1 | 6 | Sunday | 9 | 0 | 0 | 33.7182 | 20.0476 | 29.3396 | 27.845 | 49.5956 | 0.4225 | 23.4 | 31.4637 | 106.9279 | 21.7506 | 0 | 0 | 18.3181 | 0
3635 | 152 | 1 | 6 | Sunday | 10 | 0 | 0 | 33.7182 | 20.6552 | 32.5586 | 11.138 | 85.2377 | 0.2437 | 19.08 | 42.8729 | 106.2557 | 74.0997 | 0 | 0 | 5.7815 | 0
3636 | 152 | 1 | 6 | Sunday | 11 | 0 | 0 | 33.7182 | 19.9982 | 32.5586 | 11.138 | 111.3424 | 0.2414 | 21.6 | 52.9009 | 108.1165 | 100.2044 | 0 | 0 | 3.3842 | 0
3637 | 152 | 1 | 6 | Sunday | 12 | 0 | 0 | 33.9422 | 20.1568 | 33.0367 | 16.707 | 121.2466 | 0.2658 | 19.08 | 59.132 | 106.4815 | 104.5396 | 0 | 0 | 1.0792 | 0
3638 | 152 | 1 | 6 | Sunday | 13 | 0.497 | 0 | 34.0973 | 16.9124 | 29.1634 | 16.707 | 111.2129 | 0.188 | 18.36 | 60.2759 | 98.7212 | 94.5059 | 0 | 0 | 0.4972 | 0
3639 | 152 | 1 | 6 | Sunday | 14 | 0 | 1.024 | 34.0623 | 16.7003 | 29.1634 | 5.569 | 86.4818 | 0.1912 | 18 | 58.157 | 99.2241 | 80.9128 | 0 | 0 | 0 | 0
3640 | 152 | 1 | 6 | Sunday | 15 | 0 | 1.609 | 34.0109 | 17.2926 | 29.1634 | 5.569 | 52.3876 | 0.1661 | 15.84 | 52.44 | 98.2132 | 46.8186 | 0 | 0 | 0 | 0
3641 | 152 | 1 | 6 | Sunday | 16 | 0 | 1.428 | 34.0109 | 17.0007 | 27.5539 | 22.276 | 17.8465 | 0.1079 | 23.04 | 43.836 | 103.2582 | 0 | 0 | 0 | 0 | 0
3642 | 152 | 1 | 6 | Sunday | 17 | 0 | 6.123 | 33.9206 | 16.5592 | 26.399 | 27.845 | 0 | 0.3259 | 22.32 | 33.2306 | 106.1463 | 0 | 0 | 0 | 0 | 0
3643 | 152 | 1 | 6 | Sunday | 18 | 0 | 5.677 | 33.8605 | 26.592 | 38.0184 | 38.983 | 0 | 0.3092 | 23.4 | 20.4594 | 128.3198 | 0 | 0 | 0 | 0 | 0
3644 | 152 | 1 | 6 | Sunday | 19 | 0 | 4.707 | 33.784 | 34.7716 | 45.7644 | 38.983 | 0 | 0.2587 | 22.68 | 8.8662 | 142.3491 | 0 | 0 | 0 | 0 | 0
3645 | 152 | 1 | 6 | Sunday | 20 | 0 | 4.934 | 33.8211 | 41.9201 | 49.6381 | 27.845 | 0 | 0.2619 | 22.68 | 3.4206 | 153.6574 | 0 | 0 | 0 | 0 | 0
3646 | 152 | 1 | 6 | Sunday | 21 | 0 | 3.275 | 33.7297 | 46.3214 | 41.8913 | 16.707 | 0 | 0.1714 | 22.68 | 1.5245 | 148.3352 | 0 | 0 | 0 | 0 | 0
3647 | 152 | 1 | 6 | Sunday | 22 | 0 | 0.923 | 33.7182 | 40.3665 | 35.5897 | 11.138 | 0 | 0.0499 | 14.4 | 0.2536 | 125.1221 | 0 | 0 | 0 | 0 | 0
3648 | 152 | 1 | 6 | Sunday | 23 | 0 | 0.012 | 33.7182 | 25.6748 | 24.6242 | 11.138 | 0 | 0.0039 | 14.4 | 0 | 98.4338 | 0 | 0 | 0 | 0 | 0
3649 | 153 | 2 | 6 | Monday | 0 | 0 | 0 | 33.7186 | 17.5343 | 18.3373 | 5.569 | 0 | 0.0016 | 14.4 | 0 | 83.9918 | 0 | 0 | 0 | 0 | 0
3650 | 153 | 2 | 6 | Monday | 1 | 0 | 0 | 33.7575 | 14.6472 | 16.4006 | 5.569 | 0 | 0.0017 | 11.88 | 0 | 76.6871 | 0 | 0 | 0 | 0 | 0
3651 | 153 | 2 | 6 | Monday | 2 | 0 | 0 | 33.7714 | 11.7686 | 14.464 | 5.569 | 0 | 0.0016 | 11.88 | 0 | 71.8857 | 0 | 0 | 0 | 0 | 0
3652 | 153 | 2 | 6 | Monday | 3 | 0 | 0 | 33.7866 | 11.7686 | 14.464 | 5.569 | 0 | 0.1572 | 11.88 | 0 | 72.0564 | 0 | 0 | 0 | 0 | 0
3653 | 153 | 2 | 6 | Monday | 4 | 0 | 0 | 33.841 | 13.0128 | 14.464 | 5.569 | 0 | 0.266 | 11.88 | 0 | 73.4639 | 0 | 0 | 0 | 0 | 0
3654 | 153 | 2 | 6 | Monday | 5 | 0 | 0 | 33.8271 | 22.2919 | 20.5805 | 5.569 | 0 | 0.2817 | 11.88 | 0.286 | 88.8612 | 0 | 0 | 0 | 0 | 0
3655 | 153 | 2 | 6 | Monday | 6 | 0.048 | 0 | 33.7482 | 35.8661 | 35.484 | 27.845 | 0 | 0.3003 | 15.12 | 2.8898 | 120.5185 | 0 | 0 | 0 | 0.2679 | 0
3656 | 153 | 2 | 6 | Monday | 7 | 0.02 | 0 | 33.7182 | 47.2218 | 46.6998 | 38.983 | 0 | 0.0768 | 15.12 | 10.3705 | 142.8366 | 0 | 0 | 0 | 3.2277 | 0
3657 | 153 | 2 | 6 | Monday | 8 | 0 | 0 | 33.7182 | 55.814 | 52.1343 | 44.552 | 0.4312 | 0.1618 | 18.72 | 22.3254 | 160.5484 | 0 | 0 | 0 | 7.5389 | 0
3658 | 153 | 2 | 6 | Monday | 9 | 0 | 0 | 33.7225 | 55.684 | 52.8606 | 27.845 | 31.6201 | 0.1669 | 18.72 | 34.5406 | 161.154 | 3.7751 | 0 | 0 | 5.8643 | 0
3659 | 153 | 2 | 6 | Monday | 10 | 0 | 1.792 | 33.8802 | 53.1141 | 51.878 | 11.138 | 71.7015 | 0.2339 | 14.4 | 45.3161 | 155.4446 | 60.5635 | 0 | 0 | 1.3969 | 0
3660 | 153 | 2 | 6 | Monday | 11 | 0 | 10.64 | 33.9245 | 52.2059 | 51.878 | 11.138 | 94.9269 | 0.7931 | 18.36 | 53.2451 | 168.6696 | 83.7889 | 0 | 0 | 0.031 | 0
3661 | 153 | 2 | 6 | Monday | 12 | 0 | 15.85 | 33.9806 | 50.4197 | 51.1854 | 16.707 | 101.5186 | 1.0009 | 18.36 | 57.7334 | 172.09 | 84.8116 | 0 | 0 | 0 | 0
3662 | 153 | 2 | 6 | Monday | 13 | 0 | 18.284 | 34.0031 | 51.8439 | 51.878 | 16.707 | 94.892 | 1.125 | 18.36 | 59.3206 | 176.9859 | 78.185 | 0 | 0 | 0 | 0
3663 | 153 | 2 | 6 | Monday | 14 | 0 | 19.052 | 34.0138 | 52.4409 | 51.878 | 5.569 | 75.7666 | 1.1415 | 18.36 | 57.3876 | 178.8141 | 70.1976 | 0 | 0 | 0 | 0
3664 | 153 | 2 | 6 | Monday | 15 | 0 | 19.687 | 34.033 | 52.7697 | 51.878 | 5.569 | 42.145 | 1.1276 | 18.36 | 51.4293 | 180.0281 | 36.576 | 0 | 0 | 0 | 0
3665 | 153 | 2 | 6 | Monday | 16 | 0 | 18.903 | 34.0275 | 53.4172 | 50.7246 | 22.276 | 7.6777 | 1.0341 | 22.68 | 42.8198 | 182.8716 | 0 | 0 | 0 | 0 | 0
3666 | 153 | 2 | 6 | Monday | 17 | 0 | 23.527 | 34.0526 | 46.2435 | 43.0931 | 27.845 | 0 | 1.2911 | 28.8 | 31.8818 | 179.8976 | 0 | 0 | 0 | 0 | 0
3667 | 153 | 2 | 6 | Monday | 18 | 0 | 26.692 | 34.04 | 43.5431 | 51.7393 | 38.983 | 0 | 1.4897 | 30.96 | 19.2864 | 191.8674 | 0 | 0 | 0 | 0 | 0
3668 | 153 | 2 | 6 | Monday | 19 | 0 | 22.204 | 33.9567 | 45.9068 | 57.1787 | 38.983 | 0 | 1.2216 | 25.2 | 8.5196 | 188.1203 | 0 | 0 | 0 | 0 | 0
3669 | 153 | 2 | 6 | Monday | 20 | 0 | 20.825 | 33.9403 | 56.0296 | 60.483 | 27.845 | 0 | 1.1294 | 25.2 | 3.5738 | 199.7016 | 0 | 0 | 0 | 0 | 0
3670 | 153 | 2 | 6 | Monday | 21 | 0 | 14.447 | 33.8595 | 67.5543 | 55.4564 | 16.707 | 0 | 0.7653 | 25.2 | 1.533 | 198.5426 | 0 | 0 | 0 | 0 | 0
3671 | 153 | 2 | 6 | Monday | 22 | 0 | 3.592 | 33.7263 | 49.7368 | 40.0199 | 11.138 | 0 | 0.1866 | 16.2 | 0.2508 | 143.7541 | 0 | 0 | 0 | 0 | 0
3672 | 153 | 2 | 6 | Monday | 23 | 0 | 0.187 | 33.7182 | 26.9226 | 24.6242 | 11.138 | 0 | 0.0637 | 16.2 | 0 | 101.7308 | 0 | 0 | 0 | 0 | 0
3673 | 154 | 3 | 6 | Tuesday | 0 | 0 | 0 | 33.7182 | 17.5343 | 18.3373 | 5.569 | 0 | 0.0017 | 14.4 | 0 | 83.9915 | 0 | 0 | 0 | 0 | 0
3674 | 154 | 3 | 6 | Tuesday | 1 | 0 | 0 | 33.7182 | 14.6472 | 16.4006 | 5.569 | 0 | 0.0017 | 11.88 | 0 | 76.6478 | 0 | 0 | 0 | 0 | 0
3675 | 154 | 3 | 6 | Tuesday | 2 | 0 | 0 | 33.7182 | 11.7686 | 14.464 | 5.569 | 0 | 0.0016 | 11.88 | 0 | 71.8325 | 0 | 0 | 0 | 0 | 0
3676 | 154 | 3 | 6 | Tuesday | 3 | 0 | 0 | 33.7182 | 11.7686 | 14.464 | 5.569 | 0 | 0.0017 | 11.88 | 0 | 71.8326 | 0 | 0 | 0 | 0 | 0
3677 | 154 | 3 | 6 | Tuesday | 4 | 0 | 0 | 33.7182 | 13.0128 | 14.464 | 5.569 | 0 | 0.0017 | 11.88 | 0 | 73.0767 | 0 | 0 | 0 | 0 | 0
3678 | 154 | 3 | 6 | Tuesday | 5 | 0 | 0 | 33.7184 | 22.3405 | 20.5805 | 5.569 | 0 | 0.0016 | 11.88 | 0.2802 | 88.5211 | 0 | 0 | 0 | 0 | 0
3679 | 154 | 3 | 6 | Tuesday | 6 | 0 | 0 | 33.7182 | 37.3461 | 35.484 | 27.845 | 0 | 0.0099 | 15.12 | 2.7567 | 121.6783 | 0 | 0 | 0 | 0 | 0
3680 | 154 | 3 | 6 | Tuesday | 7 | 0 | 0 | 33.7182 | 50.1868 | 46.6998 | 38.983 | 0 | 0.0186 | 15.12 | 9.6612 | 145.7435 | 0 | 0 | 0 | 0 | 0
3681 | 154 | 3 | 6 | Tuesday | 8 | 0 | 0 | 33.7184 | 55.7524 | 52.1343 | 44.552 | 0.1373 | 0.1325 | 18.72 | 21.2376 | 160.4576 | 0 | 0 | 0 | 2.0891 | 0
3682 | 154 | 3 | 6 | Tuesday | 9 | 0 | 3.293 | 33.7367 | 56.3684 | 52.8606 | 27.845 | 28.7686 | 0.2714 | 18.72 | 33.7475 | 165.4612 | 0.9236 | 0 | 0 | 2.8757 | 0
3683 | 154 | 3 | 6 | Tuesday | 10 | 0 | 10.099 | 33.9724 | 54.6043 | 51.878 | 11.138 | 69.443 | 0.7454 | 14.4 | 44.6674 | 166.5821 | 58.305 | 0 | 0 | 0.3369 | 0
3684 | 154 | 3 | 6 | Tuesday | 11 | 0 | 22.64 | 33.9838 | 53.9063 | 51.878 | 11.138 | 93.1068 | 1.3617 | 18.36 | 52.4782 | 184.2583 | 81.9688 | 0 | 0 | 0 | 0
3685 | 154 | 3 | 6 | Tuesday | 12 | 0 | 29.792 | 34.0708 | 51.6379 | 51.1854 | 16.707 | 101.9594 | 1.7427 | 18.36 | 57.4489 | 188.9622 | 85.2524 | 0 | 0 | 0 | 0
3686 | 154 | 3 | 6 | Tuesday | 13 | 0 | 35.611 | 34.0424 | 51.9764 | 51.878 | 16.707 | 97.1558 | 1.847 | 18.36 | 59.2351 | 192.1358 | 80.4488 | 0 | 0 | 0 | 0
3687 | 154 | 3 | 6 | Tuesday | 14 | 0 | 51.785 | 34.0328 | 52.1391 | 51.878 | 5.569 | 76.7495 | 1.9339 | 18.36 | 57.1469 | 192.8092 | 71.1805 | 0 | 0 | 0 | 0
3688 | 154 | 3 | 6 | Tuesday | 15 | 0 | 75.413 | 34.1347 | 52.6284 | 51.878 | 5.569 | 32.2232 | 2.1073 | 18.36 | 51.622 | 195.5065 | 26.6542 | 0 | 0 | 0 | 0
3689 | 154 | 3 | 6 | Tuesday | 16 | 0 | 84.355 | 34.1293 | 53.3085 | 50.7246 | 22.276 | 12.0545 | 2.194 | 22.68 | 43.047 | 200.5565 | 0 | 0 | 0 | 0 | 0
3690 | 154 | 3 | 6 | Tuesday | 17 | 0 | 85.77 | 34.1599 | 46.213 | 43.0931 | 27.845 | 0 | 2.1677 | 28.8 | 31.9209 | 192.1073 | 0 | 0 | 0 | 0 | 0
3691 | 154 | 3 | 6 | Tuesday | 18 | 0 | 85.175 | 34.9822 | 43.4584 | 51.7393 | 38.983 | 0 | 2.1506 | 30.96 | 19.4668 | 200.7101 | 0 | 0 | 0 | 0 | 0
3692 | 154 | 3 | 6 | Tuesday | 19 | 0 | 56.97 | 34.9423 | 45.6403 | 57.1787 | 38.983 | 0 | 1.8687 | 25.2 | 8.5906 | 199.6558 | 0 | 0 | 0 | 0 | 0
3693 | 154 | 3 | 6 | Tuesday | 20 | 0 | 34.129 | 34.2484 | 53.9156 | 60.483 | 27.845 | 0 | 1.6909 | 25.2 | 3.3734 | 209.528 | 0 | 0 | 0 | 0 | 0
3694 | 154 | 3 | 6 | Tuesday | 21 | 0 | 22.262 | 33.8654 | 66.5159 | 55.4564 | 16.707 | 0 | 1.2143 | 25.2 | 1.4977 | 207.1599 | 0 | 0 | 0 | 0 | 0
3695 | 154 | 3 | 6 | Tuesday | 22 | 0 | 7.162 | 33.7213 | 49.7368 | 40.0199 | 11.138 | 0 | 0.3737 | 16.2 | 0.2492 | 147.8479 | 0 | 0 | 0 | 0 | 0
3696 | 154 | 3 | 6 | Tuesday | 23 | 0 | 0.392 | 33.7182 | 26.9226 | 24.6242 | 11.138 | 0 | 0.0232 | 16.2 | 0 | 101.9125 | 0 | 0 | 0 | 0 | 0
3697 | 155 | 4 | 6 | Wednesday | 0 | 0 | 0.001 | 33.7182 | 17.5343 | 18.3373 | 5.569 | 0 | 0.0017 | 14.4 | 0 | 83.9928 | 0 | 0 | 0 | 0 | 0
3698 | 155 | 4 | 6 | Wednesday | 1 | 0 | 0 | 33.7182 | 14.6472 | 16.4006 | 5.569 | 0 | 0.002 | 11.88 | 0 | 76.6481 | 0 | 0 | 0 | 0 | 0
3699 | 155 | 4 | 6 | Wednesday | 2 | 0 | 0 | 33.7182 | 11.7686 | 14.464 | 5.569 | 0 | 0.0018 | 11.88 | 0 | 71.8327 | 0 | 0 | 0 | 0 | 0
3700 | 155 | 4 | 6 | Wednesday | 3 | 0 | 0 | 33.7182 | 11.7686 | 14.464 | 5.569 | 0 | 0.0019 | 11.88 | 0 | 71.8328 | 0 | 0 | 0 | 0 | 0
3701 | 155 | 4 | 6 | Wednesday | 4 | 0 | 0 | 33.7182 | 13.0128 | 14.464 | 5.569 | 0 | 0.0016 | 11.88 | 0 | 73.0766 | 0 | 0 | 0 | 0 | 0
3702 | 155 | 4 | 6 | Wednesday | 5 | 0 | 0 | 33.7182 | 22.288 | 20.5805 | 5.569 | 0 | 0.0017 | 11.88 | 0.2793 | 88.4684 | 0 | 0 | 0 | 0 | 0
3703 | 155 | 4 | 6 | Wednesday | 6 | 0 | 0 | 33.7182 | 35.9176 | 35.484 | 27.845 | 0 | 0.0099 | 15.12 | 2.7944 | 120.2498 | 0 | 0 | 0 | 0 | 0
3704 | 155 | 4 | 6 | Wednesday | 7 | 0 | 0 | 33.7183 | 46.5201 | 46.6998 | 38.983 | 0 | 0.0186 | 15.12 | 9.9403 | 142.0768 | 0 | 0 | 0 | 0 | 0
3705 | 155 | 4 | 6 | Wednesday | 8 | 0 | 0 | 33.7204 | 54.7293 | 52.1343 | 44.552 | 0.1699 | 0.0975 | 18.72 | 21.8131 | 159.4016 | 0 | 0 | 0 | 0.1236 | 0
3706 | 155 | 4 | 6 | Wednesday | 9 | 0 | 1.636 | 33.8765 | 55.4793 | 52.8606 | 27.845 | 30.2163 | 0.1603 | 18.72 | 34.5364 | 162.8894 | 2.3713 | 0 | 0 | 1.0121 | 0
3707 | 155 | 4 | 6 | Wednesday | 10 | 0 | 19.166 | 33.9521 | 53.4133 | 51.878 | 11.138 | 72.0067 | 1.2245 | 14.4 | 45.6082 | 176.0591 | 60.8687 | 0 | 0 | 0 | 0
3708 | 155 | 4 | 6 | Wednesday | 11 | 0 | 31.61 | 34.0748 | 52.8121 | 51.878 | 11.138 | 96.8076 | 1.7625 | 18.36 | 53.719 | 191.5623 | 85.6696 | 0 | 0 | 0 | 0
3709 | 155 | 4 | 6 | Wednesday | 12 | 0 | 56.969 | 34.1147 | 51.0187 | 51.1854 | 16.707 | 104.8061 | 2.0126 | 18.36 | 58.5322 | 191.2604 | 88.0991 | 0 | 0 | 0 | 0
3710 | 155 | 4 | 6 | Wednesday | 13 | 0 | 68.781 | 34.2874 | 51.6157 | 51.878 | 16.707 | 96.9395 | 2.1114 | 18.36 | 59.9277 | 193.7762 | 80.2325 | 0 | 0 | 0 | 0
3711 | 155 | 4 | 6 | Wednesday | 14 | 0 | 86.668 | 34.2996 | 51.59 | 51.878 | 5.569 | 64.3207 | 2.2582 | 18.36 | 57.8046 | 195.9748 | 58.7517 | 0 | 0 | 0 | 0
3712 | 155 | 4 | 6 | Wednesday | 15 | 0 | 95.107 | 34.5182 | 52.3444 | 51.878 | 5.569 | 10.6816 | 2.2875 | 18.36 | 52.2819 | 198.077 | 5.1126 | 0 | 0 | 0 | 0
3713 | 155 | 4 | 6 | Wednesday | 16 | 0 | 94.924 | 35.3614 | 53.305 | 50.7246 | 22.276 | 13.5012 | 2.2806 | 22.68 | 43.6704 | 203.0199 | 0 | 0 | 0 | 0 | 0
3714 | 155 | 4 | 6 | Wednesday | 17 | 0 | 96.157 | 35.573 | 46.205 | 43.0931 | 27.845 | 0 | 2.2677 | 28.8 | 32.4426 | 194.7431 | 0 | 0 | 0 | 0 | 0
3715 | 155 | 4 | 6 | Wednesday | 18 | 0 | 100.992 | 35.4844 | 43.4363 | 51.7393 | 38.983 | 0 | 2.2388 | 30.96 | 19.8326 | 202.9947 | 0 | 0 | 0 | 0 | 0
3716 | 155 | 4 | 6 | Wednesday | 19 | 0 | 78.534 | 35.044 | 45.6188 | 57.1787 | 38.983 | 0 | 1.9835 | 25.2 | 8.7433 | 201.3746 | 0 | 0 | 0 | 0 | 0
3717 | 155 | 4 | 6 | Wednesday | 20 | 0 | 48.646 | 34.3514 | 53.8703 | 60.483 | 27.845 | 0 | 1.7654 | 25.2 | 3.391 | 209.7214 | 0 | 0 | 0 | 0 | 0
3718 | 155 | 4 | 6 | Wednesday | 21 | 0 | 23.41 | 33.8549 | 66.3782 | 55.4564 | 16.707 | 0 | 1.2537 | 25.2 | 1.5475 | 207.6241 | 0 | 0 | 0 | 0 | 0
3719 | 155 | 4 | 6 | Wednesday | 22 | 0 | 6.352 | 33.7201 | 49.7368 | 40.0199 | 11.138 | 0 | 0.33 | 16.2 | 0.2579 | 146.8765 | 0 | 0 | 0 | 0 | 0
3720 | 155 | 4 | 6 | Wednesday | 23 | 0 | 0.488 | 33.7182 | 26.9226 | 24.6242 | 11.138 | 0 | 0.0281 | 16.2 | 0 | 102.0212 | 0 | 0 | 0 | 0 | 0
3721 | 156 | 5 | 6 | Thursday | 0 | 0 | 0.004 | 33.7182 | 17.5343 | 18.3373 | 5.569 | 0 | 0.002 | 14.4 | 0 | 83.9956 | 0 | 0 | 0 | 0 | 0
3722 | 156 | 5 | 6 | Thursday | 1 | 0 | 0 | 33.7182 | 14.6472 | 16.4006 | 5.569 | 0 | 0.0017 | 11.88 | 0 | 76.6478 | 0 | 0 | 0 | 0 | 0
3723 | 156 | 5 | 6 | Thursday | 2 | 0 | 0 | 33.7182 | 11.7686 | 14.464 | 5.569 | 0 | 0.0017 | 11.88 | 0 | 71.8326 | 0 | 0 | 0 | 0 | 0
3724 | 156 | 5 | 6 | Thursday | 3 | 0 | 0 | 33.7182 | 11.7686 | 14.464 | 5.569 | 0 | 0.0017 | 11.88 | 0 | 71.8326 | 0 | 0 | 0 | 0 | 0
3725 | 156 | 5 | 6 | Thursday | 4 | 0 | 0 | 33.7182 | 13.0128 | 14.464 | 5.569 | 0 | 0.0017 | 11.88 | 0 | 73.0767 | 0 | 0 | 0 | 0 | 0
3726 | 156 | 5 | 6 | Thursday | 5 | 0 | 0 | 33.7182 | 22.3132 | 20.5805 | 5.569 | 0 | 0.0019 | 11.88 | 0.2784 | 88.4938 | 0 | 0 | 0 | 0 | 0
3727 | 156 | 5 | 6 | Thursday | 6 | 0 | 0 | 33.7182 | 36.9078 | 35.484 | 27.845 | 0 | 0.0099 | 15.12 | 2.7457 | 121.24 | 0 | 0 | 0 | 0 | 0
3728 | 156 | 5 | 6 | Thursday | 7 | 0 | 0 | 33.7222 | 49.246 | 46.6998 | 38.983 | 0 | 0.0186 | 15.12 | 9.5883 | 144.8066 | 0 | 0 | 0 | 0 | 0
3729 | 156 | 5 | 6 | Thursday | 8 | 0 | 0 | 33.7283 | 55.6341 | 52.1343 | 44.552 | 0 | 0.1119 | 18.72 | 21.1344 | 160.3287 | 0 | 0 | 0 | 0.1146 | 0
3730 | 156 | 5 | 6 | Thursday | 9 | 0 | 2.175 | 33.8689 | 55.8369 | 52.8606 | 27.845 | 26.463 | 0.1843 | 18.72 | 33.1949 | 163.877 | 0 | 0 | 0 | 1.1019 | 0
3731 | 156 | 5 | 6 | Thursday | 10 | 0 | 25.848 | 33.9316 | 53.5628 | 51.878 | 11.138 | 66.8368 | 1.5758 | 14.4 | 43.141 | 183.0642 | 55.6988 | 0 | 0 | 0 | 0
3732 | 156 | 5 | 6 | Thursday | 11 | 0 | 50.772 | 34.0382 | 52.8742 | 51.878 | 11.138 | 91.2196 | 1.9507 | 18.36 | 50.9853 | 193.4988 | 80.0816 | 0 | 0 | 0 | 0
3733 | 156 | 5 | 6 | Thursday | 12 | 0 | 93.3 | 34.2894 | 50.944 | 51.1854 | 16.707 | 101.1084 | 2.3632 | 18.36 | 55.8192 | 195.6606 | 84.4014 | 0 | 0 | 0 | 0
3734 | 156 | 5 | 6 | Thursday | 13 | 0 | 103.633 | 34.8388 | 51.5453 | 51.878 | 16.707 | 90.9492 | 2.445 | 18.36 | 56.0327 | 199.1192 | 74.2422 | 0 | 0 | 0 | 0
3735 | 156 | 5 | 6 | Thursday | 14 | 0 | 106.133 | 35.4191 | 51.5975 | 51.878 | 5.569 | 65.4653 | 2.4104 | 18.36 | 52.4715 | 200.2114 | 59.8963 | 0 | 0 | 0 | 0
3736 | 156 | 5 | 6 | Thursday | 15 | 0 | 111.843 | 35.5923 | 52.2349 | 51.878 | 5.569 | 30.9985 | 2.38 | 18.36 | 45.2253 | 202.0779 | 25.4295 | 0 | 0 | 0 | 0
3737 | 156 | 5 | 6 | Thursday | 16 | 0 | 144.154 | 35.1373 | 53.4025 | 50.7246 | 22.276 | 3.5898 | 2.5838 | 22.68 | 36.6329 | 210.671 | 0 | 0 | 0 | 0 | 0
3738 | 156 | 5 | 6 | Thursday | 17 | 0 | 151.221 | 34.5346 | 46.3943 | 43.0931 | 27.845 | 0 | 2.6452 | 28.8 | 26.0678 | 202.2809 | 0 | 0 | 0 | 0 | 0
3739 | 156 | 5 | 6 | Thursday | 18 | 0 | 158.935 | 34.3835 | 43.7501 | 51.7393 | 38.983 | 0 | 2.7308 | 30.96 | 14.3844 | 210.5935 | 0 | 0 | 0 | 0 | 0
3740 | 156 | 5 | 6 | Thursday | 19 | 0 | 171.32 | 34.437 | 46.0606 | 57.1787 | 38.983 | 0 | 2.8392 | 25.2 | 7.2156 | 214.0835 | 0 | 0 | 0 | 0 | 0
3741 | 156 | 5 | 6 | Thursday | 20 | 0 | 182.314 | 34.535 | 58.9786 | 60.483 | 27.845 | 0 | 2.946 | 25.2 | 3.7329 | 231.6643 | 0 | 0 | 0 | 0 | 0
3742 | 156 | 5 | 6 | Thursday | 21 | 0 | 164.142 | 34.4025 | 68.4461 | 55.4564 | 16.707 | 0 | 2.5983 | 25.2 | 1.5762 | 232.7 | 0 | 0 | 0 | 0 | 0
3743 | 156 | 5 | 6 | Thursday | 22 | 0 | 100.341 | 33.7966 | 49.7368 | 40.0199 | 11.138 | 0 | 2.0564 | 16.2 | 0.2534 | 180.4948 | 0 | 0 | 0 | 0 | 0
3744 | 156 | 5 | 6 | Thursday | 23 | 0 | 51.448 | 33.7193 | 26.9226 | 24.6242 | 11.138 | 0 | 1.7819 | 16.2 | 0 | 137.4889 | 0 | 0 | 0 | 0 | 0
3745 | 157 | 6 | 6 | Friday | 0 | 0 | 36.901 | 33.7182 | 17.5343 | 18.3373 | 5.569 | 0 | 1.7115 | 14.4 | 0 | 119.8902 | 0 | 0 | 0 | 0 | 0
3746 | 157 | 6 | 6 | Friday | 1 | 0 | 17.58 | 33.7182 | 14.6472 | 16.4006 | 5.569 | 0 | 0.9542 | 11.88 | 0 | 97.606 | 0 | 0 | 0 | 0 | 0
3747 | 157 | 6 | 6 | Friday | 2 | 0 | 6.182 | 33.7182 | 11.7686 | 14.464 | 5.569 | 0 | 0.3255 | 11.88 | 0 | 79.1986 | 0 | 0 | 0 | 0 | 0
3748 | 157 | 6 | 6 | Friday | 3 | 0 | 2.963 | 33.7182 | 11.7686 | 14.464 | 5.569 | 0 | 0.1552 | 11.88 | 0 | 75.338 | 0 | 0 | 0 | 0 | 0
3749 | 157 | 6 | 6 | Friday | 4 | 0 | 1.019 | 33.7182 | 13.0128 | 14.464 | 5.569 | 0 | 0.054 | 11.88 | 0 | 74.2703 | 0 | 0 | 0 | 0 | 0
3750 | 157 | 6 | 6 | Friday | 5 | 0 | 0.98 | 33.7182 | 22.4697 | 20.5805 | 5.569 | 0 | 0.0516 | 11.88 | 0.2636 | 89.7882 | 0 | 0 | 0 | 0 | 0
3751 | 157 | 6 | 6 | Friday | 6 | 0 | 2.721 | 33.7182 | 38.4411 | 35.484 | 27.845 | 0 | 0.1489 | 15.12 | 2.6321 | 125.9065 | 0 | 0 | 0 | 0 | 0
3752 | 157 | 6 | 6 | Friday | 7 | 0 | 3.5 | 33.7186 | 50.1591 | 46.6998 | 38.983 | 0 | 0.1978 | 15.12 | 9.0474 | 149.7467 | 0 | 0 | 0 | 0 | 0
3753 | 157 | 6 | 6 | Friday | 8 | 0 | 9.879 | 33.7772 | 56.2488 | 52.1343 | 44.552 | 0 | 0.6178 | 18.72 | 18.9212 | 172.4796 | 0 | 0 | 0 | 0.2246 | 0
3754 | 157 | 6 | 6 | Friday | 9 | 0 | 19.011 | 33.8153 | 55.8499 | 52.8606 | 27.845 | 17.2719 | 1.0998 | 18.72 | 27.7986 | 183.9904 | 0 | 0 | 0 | 1.5643 | 0
3755 | 157 | 6 | 6 | Friday | 10 | 0 | 52.866 | 34.0549 | 52.8271 | 51.878 | 11.138 | 49.7928 | 2.0758 | 14.4 | 36.1117 | 189.6485 | 38.6548 | 0 | 0 | 0.183 | 0
3756 | 157 | 6 | 6 | Friday | 11 | 0 | 95.674 | 35.2989 | 52.0686 | 51.878 | 11.138 | 77.2339 | 2.3377 | 18.36 | 44.6501 | 198.7255 | 66.0959 | 0 | 0 | 0 | 0
3757 | 157 | 6 | 6 | Friday | 12 | 0 | 122.328 | 35.7639 | 50.3988 | 51.1854 | 16.707 | 87.1095 | 2.5488 | 18.36 | 49.4131 | 200.4912 | 70.4025 | 0 | 0 | 0 | 0
3758 | 157 | 6 | 6 | Friday | 13 | 0 | 144.285 | 35.3969 | 51.5731 | 51.878 | 16.707 | 55.1944 | 2.6758 | 18.36 | 42.6922 | 205.0624 | 38.4874 | 0 | 0 | 0 | 0
3759 | 157 | 6 | 6 | Friday | 14 | 0 | 157.848 | 34.8544 | 51.8239 | 51.878 | 5.569 | 24.5283 | 2.7295 | 18.36 | 34.4524 | 207.3395 | 18.9593 | 0 | 0 | 0 | 0
3760 | 157 | 6 | 6 | Friday | 15 | 0 | 173.796 | 34.4701 | 52.4084 | 51.878 | 5.569 | 15.9978 | 2.8512 | 18.36 | 32.8552 | 210.0903 | 10.4288 | 0 | 0 | 0 | 0
3761 | 157 | 6 | 6 | Friday | 16 | 0 | 173.255 | 34.3058 | 53.4999 | 50.7246 | 22.276 | 1.7149 | 2.836 | 22.68 | 28.4316 | 213.5298 | 0 | 0 | 0 | 0 | 0
3762 | 157 | 6 | 6 | Friday | 17 | 0 | 104.579 | 34.1215 | 46.6716 | 43.0931 | 27.845 | 0 | 2.1879 | 28.8 | 21.3091 | 194.8646 | 0 | 0 | 0 | 0 | 0
3763 | 157 | 6 | 6 | Friday | 18 | 0 | 26.304 | 33.9259 | 44.0678 | 51.7393 | 38.983 | 0 | 1.4495 | 30.96 | 15.0628 | 190.8454 | 0 | 0 | 0 | 0 | 0
3764 | 157 | 6 | 6 | Friday | 19 | 0 | 26.356 | 33.9294 | 49.0146 | 57.1787 | 38.983 | 0 | 1.4539 | 25.2 | 7.8225 | 195.7213 | 0 | 0 | 0 | 0 | 0
3765 | 157 | 6 | 6 | Friday | 20 | 0 | 32.572 | 33.9741 | 63.0273 | 60.483 | 27.845 | 0 | 1.6724 | 25.2 | 3.6003 | 217.4923 | 0 | 0 | 0 | 0 | 0
3766 | 157 | 6 | 6 | Friday | 21 | 0 | 22.401 | 33.8337 | 68.4809 | 55.4564 | 16.707 | 0 | 1.2056 | 25.2 | 1.661 | 208.5112 | 0 | 0 | 0 | 0 | 0
3767 | 157 | 6 | 6 | Friday | 22 | 0 | 7.837 | 33.7208 | 49.7368 | 40.0199 | 11.138 | 0 | 0.408 | 16.2 | 0.274 | 148.5608 | 0 | 0 | 0 | 0 | 0
3768 | 157 | 6 | 6 | Friday | 23 | 0 | 1.063 | 33.7182 | 26.9226 | 24.6242 | 11.138 | 0 | 0.0572 | 16.2 | 0 | 102.6722 | 0 | 0 | 0 | 0 | 0
3769 | 158 | 7 | 6 | Saturday | 0 | 0 | 0.143 | 33.7182 | 18.3332 | 19.1419 | 5.569 | 0 | 0.2026 | 15.84 | 0 | 87.3902 | 0 | 0 | 0 | 0 | 0
3770 | 158 | 7 | 6 | Saturday | 1 | 0 | 0.01 | 33.7182 | 17.5283 | 18.3373 | 5.569 | 0 | 0.3211 | 12.6 | 0 | 82.5161 | 0 | 0 | 0 | 0 | 0
3771 | 158 | 7 | 6 | Saturday | 2 | 0 | 0 | 33.7182 | 11.771 | 14.464 | 5.569 | 0 | 0.2584 | 12.6 | 0 | 72.8117 | 0 | 0 | 0 | 0 | 0
3772 | 158 | 7 | 6 | Saturday | 3 | 0 | 0 | 33.7182 | 11.771 | 14.464 | 5.569 | 0 | 0.3206 | 12.6 | 0 | 72.8739 | 0 | 0 | 0 | 0 | 0
3773 | 158 | 7 | 6 | Saturday | 4 | 0 | 0 | 33.7182 | 11.771 | 14.464 | 5.569 | 0 | 0.3983 | 12.6 | 0 | 72.9516 | 0 | 0 | 0 | 0 | 0
3774 | 158 | 7 | 6 | Saturday | 5 | 0 | 0 | 33.7182 | 13.0152 | 14.464 | 5.569 | 0 | 0.4761 | 12.6 | 0.114 | 74.2735 | 0 | 0 | 0 | 0 | 0
3775 | 158 | 7 | 6 | Saturday | 6 | 0 | 0 | 33.7182 | 30.2529 | 24.9086 | 27.845 | 0 | 0.0649 | 14.4 | 1.0261 | 103.3446 | 0 | 0 | 0 | 3.0164 | 0
3776 | 158 | 7 | 6 | Saturday | 7 | 0 | 0 | 33.7182 | 31.3749 | 26.405 | 38.983 | 0 | 0.1449 | 11.52 | 2.7777 | 103.163 | 0 | 0 | 0 | 6.9633 | 0
3777 | 158 | 7 | 6 | Saturday | 8 | 0 | 0 | 33.7182 | 38.812 | 37.4339 | 44.552 | 0 | 0.2325 | 16.2 | 4.6978 | 126.3966 | 0 | 0 | 0 | 11.4511 | 0
3778 | 158 | 7 | 6 | Saturday | 9 | 0 | 0 | 33.7669 | 36.4756 | 37.9057 | 27.845 | 0 | 0.1723 | 16.2 | 6.0865 | 124.5205 | 0 | 0 | 0 | 8.9091 | 0
3779 | 158 | 7 | 6 | Saturday | 10 | 0 | 7.198 | 33.9325 | 32.7327 | 37.2508 | 11.138 | 0 | 0.4513 | 15.12 | 9.0017 | 127.2719 | 0 | 0 | 0 | 3.9212 | 0
3780 | 158 | 7 | 6 | Saturday | 11 | 0 | 17.622 | 33.9844 | 29.772 | 35.3135 | 11.138 | 1.4487 | 1.0173 | 21.6 | 14.296 | 140.9205 | 0 | 0 | 0 | 4.1163 | 0
3781 | 158 | 7 | 6 | Saturday | 12 | 0 | 22.922 | 34.0627 | 26.2054 | 34.2247 | 16.707 | 14.7796 | 1.3871 | 23.4 | 19.1064 | 144.738 | 0 | 0 | 0 | 6.2575 | 0
3782 | 158 | 7 | 6 | Saturday | 13 | 0 | 22.73 | 34.0039 | 25.0397 | 33.0722 | 16.707 | 29.2918 | 1.3627 | 23.4 | 24.6546 | 141.3891 | 12.5848 | 0 | 0 | 5.8195 | 0
3783 | 158 | 7 | 6 | Saturday | 14 | 0 | 15.861 | 33.9027 | 23.2225 | 33.0722 | 5.569 | 35.4617 | 0.923 | 23.4 | 28.4965 | 131.6753 | 29.8927 | 0 | 0 | 1.6074 | 0
3784 | 158 | 7 | 6 | Saturday | 15 | 0 | 14.039 | 33.8649 | 23.8136 | 33.0722 | 5.569 | 24.3173 | 0.7992 | 23.4 | 26.8155 | 130.1343 | 18.7483 | 0 | 0 | 1.2704 | 0
3785 | 158 | 7 | 6 | Saturday | 16 | 0 | 12.242 | 33.8162 | 24.6923 | 33.0722 | 22.276 | 16.1228 | 0.7555 | 23.4 | 25.4039 | 128.9767 | 0 | 0 | 0 | 4.6393 | 0
3786 | 158 | 7 | 6 | Saturday | 17 | 0 | 12.384 | 33.8038 | 22.7799 | 32.9581 | 27.845 | 3.8985 | 0.7794 | 27 | 21.9147 | 130.7148 | 0 | 0 | 0 | 6.4454 | 0
3787 | 158 | 7 | 6 | Saturday | 18 | 0 | 14.36 | 33.8736 | 34.2473 | 46.5147 | 38.983 | 0 | 0.9766 | 28.8 | 14.7044 | 159.9433 | 0 | 0 | 0 | 11.2746 | 0
3788 | 158 | 7 | 6 | Saturday | 19 | 0 | 16.017 | 33.9226 | 39.2902 | 50.3878 | 38.983 | 0 | 1.1133 | 28.8 | 7.9653 | 170.8371 | 0 | 0 | 0 | 13.7907 | 0
3789 | 158 | 7 | 6 | Saturday | 20 | 0 | 14.741 | 33.9002 | 48.5784 | 50.3878 | 27.845 | 0 | 0.9895 | 27 | 3.9574 | 176.7991 | 0 | 0 | 0 | 11.2811 | 0
3790 | 158 | 7 | 6 | Saturday | 21 | 0 | 13.816 | 33.8903 | 60.6979 | 50.3878 | 16.707 | 0 | 0.8617 | 27 | 1.4276 | 187.7804 | 0 | 0 | 0 | 7.3098 | 0
3791 | 158 | 7 | 6 | Saturday | 22 | 0 | 5.542 | 33.7421 | 49.2003 | 40.077 | 11.138 | 0 | 0.3799 | 19.8 | 0.2037 | 149.1929 | 0 | 0 | 0 | 5.0917 | 0
3792 | 158 | 7 | 6 | Saturday | 23 | 0 | 1.106 | 33.7182 | 28.1779 | 24.6242 | 11.138 | 0 | 0.1551 | 19.8 | 0 | 107.6713 | 0 | 0 | 0 | 5.2627 | 0
3793 | 159 | 8 | 6 | Sunday | 0 | 0 | 0.02 | 33.7182 | 24.1043 | 23.0149 | 5.569 | 0 | 0.0517 | 19.8 | 0 | 100.7108 | 0 | 0 | 0 | 2.6944 | 0
3794 | 159 | 8 | 6 | Sunday | 1 | 0 | 0 | 33.7182 | 23.3102 | 22.2101 | 5.569 | 0 | 0.0515 | 19.8 | 0 | 99.0901 | 0 | 0 | 0 | 2.737 | 0
3795 | 159 | 8 | 6 | Sunday | 2 | 0 | 0 | 33.7182 | 17.5379 | 18.3373 | 5.569 | 0 | 0.0523 | 15.48 | 0 | 85.1257 | 0 | 0 | 0 | 2.7791 | 0
3796 | 159 | 8 | 6 | Sunday | 3 | 0 | 0 | 33.7182 | 17.5379 | 18.3373 | 5.569 | 0 | 0.053 | 15.48 | 0 | 85.1264 | 0 | 0 | 0 | 2.8204 | 0
3797 | 159 | 8 | 6 | Sunday | 4 | 0 | 0 | 33.7182 | 17.5379 | 18.3373 | 5.569 | 0 | 0.0538 | 15.48 | 0 | 85.1272 | 0 | 0 | 0 | 2.8611 | 0
3798 | 159 | 8 | 6 | Sunday | 5 | 0 | 0 | 33.7182 | 18.7717 | 18.3373 | 5.569 | 0 | 0.0545 | 15.48 | 0.3546 | 86.3617 | 0 | 0 | 0 | 2.9016 | 0
3799 | 159 | 8 | 6 | Sunday | 6 | 0 | 0 | 33.7182 | 24.5512 | 24.6242 | 27.845 | 0 | 0.2847 | 18.72 | 2.9727 | 101.8983 | 0 | 0 | 0 | 15.0702 | 0
3800 | 159 | 8 | 6 | Sunday | 7 | 0 | 0 | 33.7182 | 25.1965 | 29.9942 | 38.983 | 0 | 0.4295 | 18.72 | 6.4844 | 108.0585 | 0 | 0 | 0 | 22.5715 | 0
3801 | 159 | 8 | 6 | Sunday | 8 | 0 | 0 | 33.7182 | 25.4665 | 33.2132 | 44.552 | 0 | 0.5295 | 23.4 | 8.5647 | 116.3274 | 0 | 0 | 0 | 27.7363 | 0
3802 | 159 | 8 | 6 | Sunday | 9 | 0 | 0 | 33.7227 | 21.08 | 29.3396 | 27.845 | 5.5198 | 0.351 | 23.4 | 11.8082 | 107.8932 | 0 | 0 | 0 | 18.2252 | 0
3803 | 159 | 8 | 6 | Sunday | 10 | 0 | 2.165 | 33.8963 | 21.9097 | 32.5586 | 11.138 | 24.1588 | 0.2818 | 19.08 | 17.1978 | 109.9521 | 13.0208 | 0 | 0 | 7.0935 | 0
3804 | 159 | 8 | 6 | Sunday | 11 | 0 | 13.065 | 33.8438 | 21.94 | 32.5586 | 11.138 | 22.348 | 0.8516 | 21.6 | 16.7524 | 125.4225 | 11.21 | 0 | 0 | 6.5706 | 0
3805 | 159 | 8 | 6 | Sunday | 12 | 0 | 11.221 | 33.7914 | 23.1306 | 33.0367 | 16.707 | 5.1207 | 0.7753 | 19.08 | 11.8542 | 122.176 | 0 | 0 | 0 | 9.5713 | 0
3806 | 159 | 8 | 6 | Sunday | 13 | 0 | 7.73 | 33.73 | 20.3149 | 29.1634 | 16.707 | 0 | 0.5821 | 18.36 | 9.4992 | 110.5104 | 0 | 0 | 0 | 9.8289 | 0
3807 | 159 | 8 | 6 | Sunday | 14 | 0 | 5.56 | 33.7182 | 20.311 | 29.1634 | 5.569 | 0 | 0.347 | 18 | 9.4031 | 107.553 | 0 | 0 | 0 | 3.3426 | 0
3808 | 159 | 8 | 6 | Sunday | 15 | 0 | 5.534 | 33.7182 | 20.5099 | 29.1634 | 5.569 | 0 | 0.3462 | 15.84 | 8.6891 | 105.5626 | 0 | 0 | 0 | 3.3777 | 0
3809 | 159 | 8 | 6 | Sunday | 16 | 0 | 4.521 | 33.7182 | 21.2063 | 27.5539 | 22.276 | 0 | 0.4899 | 23.04 | 6.1041 | 110.8976 | 0 | 0 | 0 | 13.8321 | 0
3810 | 159 | 8 | 6 | Sunday | 17 | 0 | 4.144 | 33.7182 | 22.9023 | 26.399 | 27.845 | 0 | 0.5487 | 22.32 | 4.0002 | 110.3702 | 0 | 0 | 0 | 17.9719 | 0
3811 | 159 | 8 | 6 | Sunday | 18 | 0 | 4.801 | 33.7182 | 40.396 | 38.0184 | 38.983 | 0 | 0.7435 | 23.4 | 2.7591 | 141.4682 | 0 | 0 | 0 | 26.3497 | 0
3812 | 159 | 8 | 6 | Sunday | 19 | 0 | 5.28 | 33.7182 | 54.9477 | 45.7644 | 38.983 | 0 | 0.7917 | 22.68 | 1.4766 | 163.6122 | 0 | 0 | 0 | 27.6351 | 0
3813 | 159 | 8 | 6 | Sunday | 20 | 0 | 5.543 | 33.7182 | 59.9943 | 49.6381 | 27.845 | 0 | 0.6667 | 22.68 | 1.1088 | 172.6924 | 0 | 0 | 0 | 20.471 | 0
3814 | 159 | 8 | 6 | Sunday | 21 | 0 | 3.335 | 33.7182 | 48.5011 | 41.8913 | 16.707 | 0 | 0.4035 | 22.68 | 0.7976 | 150.8006 | 0 | 0 | 0 | 12.5588 | 0
3815 | 159 | 8 | 6 | Sunday | 22 | 0 | 0.959 | 33.7182 | 40.3665 | 35.5897 | 11.138 | 0 | 0.2064 | 14.4 | 0.1563 | 125.3178 | 0 | 0 | 0 | 8.4839 | 0
3816 | 159 | 8 | 6 | Sunday | 23 | 0 | 0.029 | 33.7182 | 25.6748 | 24.6242 | 11.138 | 0 | 0.161 | 14.4 | 0 | 98.6093 | 0 | 0 | 0 | 8.5716 | 0
3817 | 160 | 9 | 6 | Monday | 0 | 0 | 0 | 33.7182 | 17.5343 | 18.3373 | 5.569 | 0 | 0.0803 | 14.4 | 0 | 84.0701 | 0 | 0 | 0 | 4.3172 | 0
3818 | 160 | 9 | 6 | Monday | 1 | 0 | 0 | 33.7182 | 14.6472 | 16.4006 | 5.569 | 0 | 0.0807 | 11.88 | 0 | 76.7268 | 0 | 0 | 0 | 4.3393 | 0
3819 | 160 | 9 | 6 | Monday | 2 | 0 | 0 | 33.7182 | 11.7686 | 14.464 | 5.569 | 0 | 0.0811 | 11.88 | 0 | 71.912 | 0 | 0 | 0 | 4.3607 | 0
3820 | 160 | 9 | 6 | Monday | 3 | 0 | 0 | 33.7182 | 11.7686 | 14.464 | 5.569 | 0 | 0.0815 | 11.88 | 0 | 71.9124 | 0 | 0 | 0 | 4.3812 | 0
3821 | 160 | 9 | 6 | Monday | 4 | 0 | 0 | 33.7182 | 13.0128 | 14.464 | 5.569 | 0 | 0.0819 | 11.88 | 0 | 73.1569 | 0 | 0 | 0 | 4.4019 | 0
3822 | 160 | 9 | 6 | Monday | 5 | 0 | 0 | 33.7182 | 22.5302 | 20.5805 | 5.569 | 0 | 0.0822 | 11.88 | 0.3227 | 88.7912 | 0 | 0 | 0 | 4.4223 | 0
3823 | 160 | 9 | 6 | Monday | 6 | 0 | 0 | 33.7182 | 38.6838 | 35.484 | 27.845 | 0 | 0.4184 | 15.12 | 2.9831 | 123.4244 | 0 | 0 | 0 | 22.3997 | 0
3824 | 160 | 9 | 6 | Monday | 7 | 0 | 0 | 33.7182 | 49.7582 | 46.6998 | 38.983 | 0.1747 | 0.6038 | 15.12 | 9.3008 | 145.9001 | 0 | 0 | 0 | 32.1092 | 0
3825 | 160 | 9 | 6 | Monday | 8 | 0 | 0 | 33.7182 | 55.9594 | 52.1343 | 44.552 | 17.0353 | 0.6961 | 18.72 | 17.2953 | 161.228 | 0 | 0 | 0 | 37.063 | 0
3826 | 160 | 9 | 6 | Monday | 9 | 0 | 0 | 33.7255 | 56.5193 | 52.8606 | 27.845 | 40.5514 | 0.4722 | 18.72 | 24.2579 | 162.2975 | 12.7064 | 0 | 0 | 21.828 | 0
3827 | 160 | 9 | 6 | Monday | 10 | 0 | 2.502 | 33.8779 | 54.2109 | 51.878 | 11.138 | 61.5667 | 0.3662 | 14.4 | 31.3629 | 157.4386 | 50.4287 | 0 | 0 | 7.5507 | 0
3828 | 160 | 9 | 6 | Monday | 11 | 0 | 11.164 | 33.9156 | 52.8233 | 51.878 | 11.138 | 70.149 | 0.8058 | 18.36 | 35.5743 | 169.8573 | 59.011 | 0 | 0 | 5.9463 | 0
3829 | 160 | 9 | 6 | Monday | 12 | 0.387 | 14.855 | 33.9679 | 50.5019 | 51.1854 | 16.707 | 76.536 | 1.0299 | 18.36 | 39.6165 | 171.1113 | 59.829 | 0 | 0 | 6.7594 | 0
3830 | 160 | 9 | 6 | Monday | 13 | 0 | 15.71 | 33.9623 | 51.5358 | 51.878 | 16.707 | 66.7419 | 1.0104 | 18.36 | 39.2635 | 173.7374 | 50.0349 | 0 | 0 | 3.9808 | 0
3831 | 160 | 9 | 6 | Monday | 14 | 0 | 13.088 | 33.9079 | 51.9362 | 51.878 | 5.569 | 41.6861 | 0.7652 | 18.36 | 34.1596 | 171.0022 | 36.1171 | 0 | 0 | 0.7427 | 0
3832 | 160 | 9 | 6 | Monday | 15 | 0 | 11.824 | 33.8856 | 52.7397 | 51.878 | 5.569 | 23.0362 | 0.9358 | 18.36 | 29.8411 | 170.5873 | 17.4672 | 0 | 0 | 0.1884 | 0
3833 | 160 | 9 | 6 | Monday | 16 | 0 | 11.273 | 33.8731 | 53.5664 | 50.7246 | 22.276 | 12.577 | 0.638 | 22.68 | 27.9285 | 173.6741 | 0 | 0 | 0 | 1.3583 | 0
3834 | 160 | 9 | 6 | Monday | 17 | 0 | 12.477 | 33.9024 | 46.3666 | 43.0931 | 27.845 | 0.9552 | 0.7148 | 28.8 | 23.1567 | 166.3713 | 0 | 0 | 0 | 2.8764 | 0
3835 | 160 | 9 | 6 | Monday | 18 | 0 | 15.935 | 33.9706 | 43.5222 | 51.7393 | 38.983 | 0 | 0.9794 | 30.96 | 15.2812 | 178.4068 | 0 | 0 | 0 | 6.6921 | 0
3836 | 160 | 9 | 6 | Monday | 19 | 0 | 13.554 | 33.9479 | 46.2526 | 57.1787 | 38.983 | 0 | 0.9019 | 25.2 | 7.7971 | 178.1403 | 0 | 0 | 0 | 9.5822 | 0
3837 | 160 | 9 | 6 | Monday | 20 | 0 | 13.89 | 33.9585 | 57.4112 | 60.483 | 27.845 | 0 | 0.8921 | 25.2 | 3.549 | 192.9673 | 0 | 0 | 0 | 8.4876 | 0
3838 | 160 | 9 | 6 | Monday | 21 | 0 | 10.169 | 33.9086 | 67.5647 | 55.4564 | 16.707 | 0 | 0.6363 | 25.2 | 1.5855 | 193.764 | 0 | 0 | 0 | 5.7139 | 0
3839 | 160 | 9 | 6 | Monday | 22 | 0 | 3.144 | 33.7365 | 49.7368 | 40.0199 | 11.138 | 0 | 0.2373 | 16.2 | 0.2863 | 143.331 | 0 | 0 | 0 | 4.0603 | 0
3840 | 160 | 9 | 6 | Monday | 23 | 0 | 0.188 | 33.7182 | 26.9226 | 24.6242 | 11.138 | 0 | 0.1413 | 16.2 | 0 | 101.8101 | 0 | 0 | 0 | 4.2569 | 0
3841 | 161 | 10 | 6 | Tuesday | 0 | 0 | 0 | 33.7182 | 17.5343 | 18.3373 | 5.569 | 0 | 0.0417 | 14.4 | 0 | 84.0315 | 0 | 0 | 0 | 2.2009 | 0
3842 | 161 | 10 | 6 | Tuesday | 1 | 0 | 0 | 33.7182 | 14.6472 | 16.4006 | 5.569 | 0 | 0.0426 | 11.88 | 0 | 76.6887 | 0 | 0 | 0 | 2.2502 | 0
3843 | 161 | 10 | 6 | Tuesday | 2 | 0 | 0 | 33.7241 | 11.7686 | 14.464 | 5.569 | 0 | 0.0435 | 11.88 | 0 | 71.8803 | 0 | 0 | 0 | 2.2982 | 0
3844 | 161 | 10 | 6 | Tuesday | 3 | 0 | 0 | 33.7625 | 11.7686 | 14.464 | 5.569 | 0 | 0.0444 | 11.88 | 0 | 71.9195 | 0 | 0 | 0 | 2.3459 | 0
3845 | 161 | 10 | 6 | Tuesday | 4 | 0 | 0 | 33.7714 | 13.0128 | 14.464 | 5.569 | 0 | 0.0452 | 11.88 | 0 | 73.1734 | 0 | 0 | 0 | 2.3929 | 0
3846 | 161 | 10 | 6 | Tuesday | 5 | 0 | 0 | 33.7714 | 22.2529 | 20.5805 | 5.569 | 0 | 0.0461 | 11.88 | 0.3078 | 88.5309 | 0 | 0 | 0 | 2.4391 | 0
3847 | 161 | 10 | 6 | Tuesday | 6 | 0 | 0 | 33.7218 | 35.5662 | 35.484 | 27.845 | 0 | 0.2441 | 15.12 | 3.0268 | 120.1361 | 0 | 0 | 0 | 12.8421 | 0
3848 | 161 | 10 | 6 | Tuesday | 7 | 0 | 0 | 33.7182 | 46.465 | 46.6998 | 38.983 | 0 | 0.3767 | 15.12 | 10.1833 | 142.3798 | 0 | 0 | 0 | 19.6718 | 0
3849 | 161 | 10 | 6 | Tuesday | 8 | 0 | 0 | 33.7182 | 54.9389 | 52.1343 | 44.552 | 8.4269 | 0.4843 | 18.72 | 21.0767 | 159.9957 | 0 | 0 | 0 | 24.5261 | 0
3850 | 161 | 10 | 6 | Tuesday | 9 | 0 | 0.087 | 33.7288 | 55.734 | 52.8606 | 27.845 | 44.9831 | 0.3554 | 18.72 | 31.2931 | 161.4925 | 17.1381 | 0 | 0 | 14.7985 | 0
3851 | 161 | 10 | 6 | Tuesday | 10 | 0 | 2.574 | 33.9156 | 53.4786 | 51.878 | 11.138 | 73.4651 | 0.3352 | 14.4 | 40.0387 | 156.7909 | 62.3271 | 0 | 0 | 4.6248 | 0
3852 | 161 | 10 | 6 | Tuesday | 11 | 0 | 11.936 | 33.9229 | 52.4897 | 51.878 | 11.138 | 86.6762 | 0.814 | 18.36 | 45.9136 | 170.3738 | 75.5382 | 0 | 0 | 2.7129 | 0
3853 | 161 | 10 | 6 | Tuesday | 12 | 0 | 15.052 | 33.9664 | 50.5283 | 51.1854 | 16.707 | 77.8529 | 1.0126 | 18.36 | 45.8339 | 171.3321 | 61.1459 | 0 | 0 | 1.2482 | 0
3854 | 161 | 10 | 6 | Tuesday | 13 | 0 | 15.566 | 33.9577 | 51.4959 | 51.878 | 16.707 | 61.9712 | 0.9498 | 18.36 | 43.7431 | 173.4765 | 45.2642 | 0 | 0 | 0 | 0
3855 | 161 | 10 | 6 | Tuesday | 14 | 0 | 13.099 | 33.9083 | 51.5724 | 51.878 | 5.569 | 52.4564 | 0.7696 | 18.36 | 43.1718 | 170.6559 | 46.8874 | 0 | 0 | 0 | 0
3856 | 161 | 10 | 6 | Tuesday | 15 | 0 | 13.18 | 33.9119 | 52.292 | 51.878 | 5.569 | 31.0389 | 0.7403 | 18.36 | 38.7102 | 171.4368 | 25.4699 | 0 | 0 | 0 | 0
3857 | 161 | 10 | 6 | Tuesday | 16 | 0 | 14.582 | 33.939 | 53.4205 | 50.7246 | 22.276 | 4.9474 | 0.7805 | 22.68 | 31.0618 | 177.316 | 0 | 0 | 0 | 0 | 0
3858 | 161 | 10 | 6 | Tuesday | 17 | 0 | 16.805 | 33.9837 | 46.1033 | 43.0931 | 27.845 | 0 | 0.9004 | 28.8 | 24.1704 | 171.2207 | 0 | 0 | 0 | 0 | 0
3859 | 161 | 10 | 6 | Tuesday | 18 | 0 | 21.888 | 34.0105 | 43.0707 | 51.7393 | 38.983 | 0 | 1.1987 | 30.96 | 17.161 | 185.0527 | 0 | 0 | 0 | 0 | 0
3860 | 161 | 10 | 6 | Tuesday | 19 | 0 | 18.896 | 33.9504 | 45.3893 | 57.1787 | 38.983 | 0 | 1.1297 | 25.2 | 9.0998 | 183.4701 | 0 | 0 | 0 | 0.345 | 0
3861 | 161 | 10 | 6 | Tuesday | 20 | 0 | 16.319 | 33.9158 | 53.6402 | 60.483 | 27.845 | 0 | 0.9093 | 25.2 | 4.0456 | 191.7981 | 0 | 0 | 0 | 2.1335 | 0
3862 | 161 | 10 | 6 | Tuesday | 21 | 0 | 11.136 | 33.821 | 66.3879 | 55.4564 | 16.707 | 0 | 0.6219 | 25.2 | 1.7445 | 193.5315 | 0 | 0 | 0 | 2.0889 | 0
3863 | 161 | 10 | 6 | Tuesday | 22 | 0 | 3.467 | 33.7255 | 49.7368 | 40.0199 | 11.138 | 0 | 0.2112 | 16.2 | 0.3016 | 143.6427 | 0 | 0 | 0 | 1.7176 | 0
3864 | 161 | 10 | 6 | Tuesday | 23 | 0 | 0.204 | 33.7182 | 26.9226 | 24.6242 | 11.138 | 0 | 0.0495 | 16.2 | 0 | 101.7349 | 0 | 0 | 0 | 1.9719 | 0
3865 | 162 | 11 | 6 | Wednesday | 0 | 0 | 0 | 33.7182 | 17.5343 | 18.3373 | 5.569 | 0 | 0.0213 | 14.4 | 0 | 84.0111 | 0 | 0 | 0 | 1.0801 | 0
3866 | 162 | 11 | 6 | Wednesday | 1 | 0 | 0 | 33.7182 | 14.6472 | 16.4006 | 5.569 | 0 | 0.0225 | 11.88 | 0 | 76.6685 | 0 | 0 | 0 | 1.1437 | 0
3867 | 162 | 11 | 6 | Wednesday | 2 | 0 | 0 | 33.7182 | 11.7686 | 14.464 | 5.569 | 0 | 0.0236 | 11.88 | 0 | 71.8545 | 0 | 0 | 0 | 1.2061 | 0
3868 | 162 | 11 | 6 | Wednesday | 3 | 0 | 0 | 33.7253 | 11.7686 | 14.464 | 5.569 | 0 | 0.0247 | 11.88 | 0 | 71.8627 | 0 | 0 | 0 | 1.2678 | 0
3869 | 162 | 11 | 6 | Wednesday | 4 | 0 | 0 | 33.7285 | 13.0128 | 14.464 | 5.569 | 0 | 0.0258 | 11.88 | 0 | 73.1111 | 0 | 0 | 0 | 1.3288 | 0
3870 | 162 | 11 | 6 | Wednesday | 5 | 0 | 0 | 33.7245 | 22.4242 | 20.5805 | 5.569 | 0 | 0.0269 | 11.88 | 0.3029 | 88.6362 | 0 | 0 | 0 | 1.3888 | 0
3871 | 162 | 11 | 6 | Wednesday | 6 | 0 | 0 | 33.7182 | 37.6068 | 35.484 | 27.845 | 0 | 0.1518 | 15.12 | 2.8931 | 122.0807 | 0 | 0 | 0 | 7.7804 | 0
3872 | 162 | 11 | 6 | Wednesday | 7 | 0 | 0 | 33.7182 | 48.504 | 46.6998 | 38.983 | 0 | 0.2565 | 15.12 | 9.1799 | 144.2986 | 0 | 0 | 0 | 13.0845 | 0
3873 | 162 | 11 | 6 | Wednesday | 8 | 0 | 0 | 33.7193 | 55.6548 | 52.1343 | 44.552 | 2.6555 | 0.3525 | 18.72 | 19.1815 | 160.581 | 0 | 0 | 0 | 17.8047 | 0
3874 | 162 | 11 | 6 | Wednesday | 9 | 0 | 0.146 | 33.7349 | 56.4097 | 52.8606 | 27.845 | 33.3128 | 0.2808 | 18.72 | 29.8454 | 162.1637 | 5.4678 | 0 | 0 | 11.5569 | 0
3875 | 162 | 11 | 6 | Wednesday | 10 | 0 | 2.76 | 33.9399 | 54.0255 | 51.878 | 11.138 | 63.2342 | 0.3111 | 14.4 | 39.7442 | 157.5398 | 52.0962 | 0 | 0 | 3.6653 | 0
3876 | 162 | 11 | 6 | Wednesday | 11 | 0 | 13.013 | 33.9285 | 53.3933 | 51.878 | 11.138 | 77.0304 | 0.8443 | 18.36 | 45.6998 | 172.4785 | 65.8924 | 0 | 0 | 2.0405 | 0
3877 | 162 | 11 | 6 | Wednesday | 12 | 0 | 15.997 | 34.0168 | 51.4587 | 51.1854 | 16.707 | 76.7743 | 1.0566 | 18.36 | 47.5533 | 173.379 | 60.0673 | 0 | 0 | 0.5717 | 0
3878 | 162 | 11 | 6 | Wednesday | 13 | 0 | 16.54 | 33.979 | 52.254 | 51.878 | 16.707 | 63.7037 | 0.9787 | 18.36 | 45.6741 | 175.3386 | 46.9967 | 0 | 0 | 0 | 0
3879 | 162 | 11 | 6 | Wednesday | 14 | 0 | 13.995 | 33.9256 | 52.2945 | 51.878 | 5.569 | 45.4061 | 0.807 | 18.36 | 42.5011 | 172.401 | 39.8371 | 0 | 0 | 0 | 0
3880 | 162 | 11 | 6 | Wednesday | 15 | 0 | 12.74 | 33.9029 | 52.3977 | 51.878 | 5.569 | 34.265 | 0.7213 | 18.36 | 41.7333 | 171.0385 | 28.696 | 0 | 0 | 0 | 0
3881 | 162 | 11 | 6 | Wednesday | 16 | 0 | 12.232 | 33.8919 | 53.2694 | 50.7246 | 22.276 | 15.1001 | 0.6689 | 22.68 | 37.2751 | 174.4644 | 0 | 0 | 0 | 0 | 0
3882 | 162 | 11 | 6 | Wednesday | 17 | 0 | 12.747 | 33.9078 | 46.2088 | 43.0931 | 27.845 | 0.2409 | 0.6758 | 28.8 | 29.6633 | 166.4718 | 0 | 0 | 0 | 0 | 0
3883 | 162 | 11 | 6 | Wednesday | 18 | 0 | 14.995 | 33.9576 | 43.4455 | 51.7393 | 38.983 | 0 | 0.8065 | 30.96 | 19.8506 | 177.1271 | 0 | 0 | 0 | 0 | 0
3884 | 162 | 11 | 6 | Wednesday | 19 | 0 | 13.924 | 33.9537 | 45.7566 | 57.1787 | 38.983 | 0 | 0.7479 | 25.2 | 9.3835 | 177.8963 | 0 | 0 | 0 | 0 | 0
3885 | 162 | 11 | 6 | Wednesday | 20 | 0 | 14.236 | 33.9637 | 55.2484 | 60.483 | 27.845 | 0 | 0.9733 | 25.2 | 3.6703 | 191.2655 | 0 | 0 | 0 | 0.2811 | 0
3886 | 162 | 11 | 6 | Wednesday | 21 | 0 | 10.751 | 33.9188 | 66.6287 | 55.4564 | 16.707 | 0 | 0.5831 | 25.2 | 1.6878 | 193.4146 | 0 | 0 | 0 | 1.0895 | 0
3887 | 162 | 11 | 6 | Wednesday | 22 | 0 | 3.402 | 33.7403 | 49.7368 | 40.0199 | 11.138 | 0 | 0.1961 | 16.2 | 0.3016 | 143.5717 | 0 | 0 | 0 | 1.0755 | 0
3888 | 162 | 11 | 6 | Wednesday | 23 | 0 | 0.267 | 33.7182 | 26.9226 | 24.6242 | 11.138 | 0 | 0.0412 | 16.2 | 0 | 101.7946 | 0 | 0 | 0 | 1.3456 | 0
3889 | 163 | 12 | 6 | Thursday | 0 | 0 | 0 | 33.7182 | 17.5343 | 18.3373 | 5.569 | 0 | 0.0157 | 14.4 | 0 | 84.0056 | 0 | 0 | 0 | 0.7729 | 0
3890 | 163 | 12 | 6 | Thursday | 1 | 0 | 0 | 33.7182 | 14.6472 | 16.4006 | 5.569 | 0 | 0.0169 | 11.88 | 0 | 76.663 | 0 | 0 | 0 | 0.8405 | 0
3891 | 163 | 12 | 6 | Thursday | 2 | 0 | 0 | 33.7287 | 11.7686 | 14.464 | 5.569 | 0 | 0.0181 | 11.88 | 0 | 71.8595 | 0 | 0 | 0 | 0.9069 | 0
3892 | 163 | 12 | 6 | Thursday | 3 | 0 | 0 | 33.7651 | 11.7686 | 14.464 | 5.569 | 0 | 0.0193 | 11.88 | 0 | 71.8971 | 0 | 0 | 0 | 0.9724 | 0
3893 | 163 | 12 | 6 | Thursday | 4 | 0 | 0 | 33.7714 | 13.0128 | 14.464 | 5.569 | 0 | 0.0205 | 11.88 | 0 | 73.1487 | 0 | 0 | 0 | 1.0373 | 0
3894 | 163 | 12 | 6 | Thursday | 5 | 0 | 0 | 33.7714 | 22.3452 | 20.5805 | 5.569 | 0 | 0.0217 | 11.88 | 0.2832 | 88.5988 | 0 | 0 | 0 | 1.101 | 0
3895 | 163 | 12 | 6 | Thursday | 6 | 0 | 0 | 33.7208 | 37.3341 | 35.484 | 27.845 | 0 | 0.1265 | 15.12 | 2.7339 | 121.7854 | 0 | 0 | 0 | 6.3932 | 0
3896 | 163 | 12 | 6 | Thursday | 7 | 0 | 0 | 33.7182 | 50.2698 | 46.6998 | 38.983 | 0 | 0.2236 | 15.12 | 8.6437 | 146.0314 | 0 | 0 | 0 | 11.2792 | 0
3897 | 163 | 12 | 6 | Thursday | 8 | 0 | 0 | 33.7188 | 56.3855 | 52.1343 | 44.552 | 0 | 0.3146 | 18.72 | 17.0908 | 161.2733 | 0 | 0 | 0 | 15.9543 | 0
3898 | 163 | 12 | 6 | Thursday | 9 | 0 | 0.104 | 33.7277 | 56.7074 | 52.8606 | 27.845 | 18.4809 | 0.2473 | 18.72 | 26.5115 | 162.3758 | 0 | 0 | 0 | 11.1269 | 0
3899 | 163 | 12 | 6 | Thursday | 10 | 0 | 2.565 | 33.9124 | 53.7613 | 51.878 | 11.138 | 56.1486 | 0.292 | 14.4 | 38.1984 | 157.0175 | 45.0106 | 0 | 0 | 3.7862 | 0
3900 | 163 | 12 | 6 | Thursday | 11 | 0 | 11.863 | 33.9274 | 52.5303 | 51.878 | 11.138 | 73.3043 | 0.7815 | 18.36 | 44.1105 | 170.3073 | 62.1663 | 0 | 0 | 2.2957 | 0
3901 | 163 | 12 | 6 | Thursday | 12 | 0 | 15.45 | 33.9743 | 50.6311 | 51.1854 | 16.707 | 83.4786 | 1.0426 | 18.36 | 48.3234 | 171.9035 | 66.7716 | 0 | 0 | 0.8749 | 0
3902 | 163 | 12 | 6 | Thursday | 13 | 0 | 16.3 | 33.9698 | 51.4538 | 51.878 | 16.707 | 91.5543 | 1.0096 | 18.36 | 53.6495 | 174.3005 | 74.8473 | 0 | 0 | 0 | 0
3903 | 163 | 12 | 6 | Thursday | 14 | 0 | 14.453 | 33.9348 | 51.6029 | 51.878 | 5.569 | 74.2375 | 0.8777 | 18.36 | 51.9537 | 172.2849 | 68.6685 | 0 | 0 | 0 | 0
3904 | 163 | 12 | 6 | Thursday | 15 | 0 | 14.017 | 33.9275 | 52.3645 | 51.878 | 5.569 | 40.9728 | 0.8014 | 18.36 | 45.5404 | 172.4918 | 35.4038 | 0 | 0 | 0 | 0
3905 | 163 | 12 | 6 | Thursday | 16 | 0 | 13.337 | 33.9138 | 53.3745 | 50.7246 | 22.276 | 8.0677 | 0.7177 | 22.68 | 36.9762 | 175.8354 | 0 | 0 | 0 | 0 | 0
3906 | 163 | 12 | 6 | Thursday | 17 | 0 | 16.825 | 33.9834 | 46.2229 | 43.0931 | 27.845 | 0 | 0.9016 | 28.8 | 26.7934 | 171.3625 | 0 | 0 | 0 | 0 | 0
3907 | 163 | 12 | 6 | Thursday | 18 | 0 | 19.092 | 34.0188 | 43.3987 | 51.7393 | 38.983 | 0 | 1.0367 | 30.96 | 16.2698 | 181.9861 | 0 | 0 | 0 | 0 | 0
3908 | 163 | 12 | 6 | Thursday | 19 | 0 | 15.737 | 33.9893 | 45.6173 | 57.1787 | 38.983 | 0 | 0.8473 | 25.2 | 8.5424 | 179.8533 | 0 | 0 | 0 | 0 | 0
3909 | 163 | 12 | 6 | Thursday | 20 | 0 | 14.39 | 33.9652 | 53.3513 | 60.483 | 27.845 | 0 | 0.7647 | 25.2 | 4.1379 | 189.3278 | 0 | 0 | 0 | 0 | 0
3910 | 163 | 12 | 6 | Thursday | 21 | 0 | 10.758 | 33.9184 | 65.9375 | 55.4564 | 16.707 | 0 | 0.5636 | 25.2 | 1.8663 | 192.7112 | 0 | 0 | 0 | 0 | 0
3911 | 163 | 12 | 6 | Thursday | 22 | 0 | 3.379 | 33.7399 | 49.7368 | 40.0199 | 11.138 | 0 | 0.1875 | 16.2 | 0.3421 | 143.5382 | 0 | 0 | 0 | 0 | 0
3912 | 163 | 12 | 6 | Thursday | 23 | 0 | 0.274 | 33.7182 | 26.9226 | 24.6242 | 11.138 | 0 | 0.336 | 16.2 | 0 | 102.0976 | 0 | 0 | 0 | 0 | 0
3913 | 164 | 13 | 6 | Friday | 0 | 0 | 0 | 33.7182 | 17.5343 | 18.3373 | 5.569 | 0 | 0.2273 | 14.4 | 0 | 84.2173 | 0 | 0 | 0 | 0 | 0
3914 | 164 | 13 | 6 | Friday | 1 | 0 | 0 | 33.7182 | 14.6472 | 16.4006 | 5.569 | 0 | 0.3361 | 11.88 | 0 | 76.9822 | 0 | 0 | 0 | 0 | 0
3915 | 164 | 13 | 6 | Friday | 2 | 0 | 0 | 33.7182 | 11.7686 | 14.464 | 5.569 | 0 | 0.4139 | 11.88 | 0 | 72.2448 | 0 | 0 | 0 | 0 | 0
3916 | 164 | 13 | 6 | Friday | 3 | 0 | 0 | 33.7182 | 11.7686 | 14.464 | 5.569 | 0 | 0.4916 | 11.88 | 0 | 72.3225 | 0 | 0 | 0 | 0 | 0
3917 | 164 | 13 | 6 | Friday | 4 | 0 | 0 | 33.7182 | 13.0128 | 14.464 | 5.569 | 0 | 0.5693 | 11.88 | 0 | 73.6444 | 0 | 0 | 0 | 0 | 0
3918 | 164 | 13 | 6 | Friday | 5 | 0 | 0 | 33.7182 | 22.464 | 20.5805 | 5.569 | 0 | 0.6471 | 11.88 | 0.3359 | 89.2898 | 0 | 0 | 0 | 0 | 0
3919 | 164 | 13 | 6 | Friday | 6 | 0 | 0 | 33.7182 | 37.5766 | 35.484 | 27.845 | 0 | 0.078 | 15.12 | 3.0744 | 121.9767 | 0 | 0 | 0 | 3.7341 | 0
3920 | 164 | 13 | 6 | Friday | 7 | 0 | 0 | 33.7182 | 47.8696 | 46.6998 | 38.983 | 0 | 0.1624 | 15.12 | 9.5349 | 143.5701 | 0 | 0 | 0 | 7.9215 | 0
3921 | 164 | 13 | 6 | Friday | 8 | 0 | 0 | 33.7198 | 54.8733 | 52.1343 | 44.552 | 1.0617 | 0.2522 | 18.72 | 18.9534 | 159.6997 | 0 | 0 | 0 | 12.4428 | 0
3922 | 164 | 13 | 6 | Friday | 9 | 0 | 0.178 | 33.7442 | 55.474 | 52.8606 | 27.845 | 30.8244 | 0.2258 | 18.72 | 29.7236 | 161.2174 | 2.9794 | 0 | 0 | 8.6699 | 0
3923 | 164 | 13 | 6 | Friday | 10 | 0 | 8.281 | 33.9404 | 53.144 | 51.878 | 11.138 | 74.9212 | 0.6032 | 14.4 | 42.7898 | 162.9935 | 63.7832 | 0 | 0 | 2.4483 | 0
3924 | 164 | 13 | 6 | Friday | 11 | 0 | 20.695 | 34.0357 | 52.0425 | 51.878 | 11.138 | 91.1377 | 1.3765 | 18.36 | 48.4959 | 180.8869 | 79.9997 | 0 | 0 | 0.5244 | 0
3925 | 164 | 13 | 6 | Friday | 12 | 0 | 30.715 | 34.0981 | 50.2132 | 51.1854 | 16.707 | 91.067 | 1.795 | 18.36 | 50.9038 | 189.1181 | 74.36 | 0 | 0 | 0 | 0
3926 | 164 | 13 | 6 | Friday | 13 | 0 | 38.574 | 34.1067 | 51.243 | 51.878 | 16.707 | 62.2848 | 1.8118 | 18.36 | 45.3896 | 191.4239 | 45.5778 | 0 | 0 | 0 | 0
3927 | 164 | 13 | 6 | Friday | 14 | 0 | 46.6 | 34.0865 | 51.6881 | 51.878 | 5.569 | 19.9166 | 1.8003 | 18.36 | 34.5442 | 192.0018 | 14.3476 | 0 | 0 | 0 | 0
3928 | 164 | 13 | 6 | Friday | 15 | 0 | 42.301 | 34.0557 | 53.0534 | 51.878 | 5.569 | 2.1 | 1.7432 | 18.36 | 28.8377 | 193.2791 | 0 | 0 | 0 | 0 | 0
3929 | 164 | 13 | 6 | Friday | 16 | 0 | 40.722 | 34.0498 | 53.996 | 50.7246 | 22.276 | 0 | 1.7335 | 22.68 | 21.9906 | 197.3728 | 0 | 0 | 0 | 0 | 0
3930 | 164 | 13 | 6 | Friday | 17 | 0 | 31.643 | 34.031 | 47.1013 | 43.0931 | 27.845 | 0 | 1.6528 | 28.8 | 15.1534 | 188.1497 | 0 | 0 | 0 | 0 | 0
3931 | 164 | 13 | 6 | Friday | 18 | 0 | 28.861 | 34.0295 | 45.3434 | 51.7393 | 38.983 | 0 | 1.6022 | 30.96 | 10.1707 | 195.8776 | 0 | 0 | 0 | 0 | 0
3932 | 164 | 13 | 6 | Friday | 19 | 0 | 26.31 | 34.0018 | 51.0737 | 57.1787 | 38.983 | 0 | 1.4645 | 25.2 | 6.1531 | 198.3814 | 0 | 0 | 0 | 0 | 0
3933 | 164 | 13 | 6 | Friday | 20 | 0 | 26.549 | 34.005 | 62.2706 | 60.483 | 27.845 | 0 | 1.7026 | 25.2 | 3.5662 | 213.3907 | 0 | 0 | 0 | 0.2028 | 0
3934 | 164 | 13 | 6 | Friday | 21 | 0 | 22.08 | 33.9541 | 68.4387 | 55.4564 | 16.707 | 0 | 1.2235 | 25.2 | 1.5723 | 208.9969 | 0 | 0 | 0 | 1.0337 | 0
3935 | 164 | 13 | 6 | Friday | 22 | 0 | 9.398 | 33.7845 | 49.7368 | 40.0199 | 11.138 | 0 | 0.5134 | 16.2 | 0.2563 | 150.6237 | 0 | 0 | 0 | 1.0424 | 0
3936 | 164 | 13 | 6 | Friday | 23 | 0 | 1.402 | 33.7182 | 26.9226 | 24.6242 | 11.138 | 0 | 0.0983 | 16.2 | 0 | 103.08 | 0 | 0 | 0 | 1.3134 | 0
3937 | 165 | 14 | 6 | Saturday | 0 | 0 | 0.021 | 33.7182 | 18.3332 | 19.1419 | 5.569 | 0 | 0.0164 | 15.84 | 0 | 87.0722 | 0 | 0 | 0 | 0.7571 | 0
3938 | 165 | 14 | 6 | Saturday | 1 | 0 | 0 | 33.7182 | 17.5283 | 18.3373 | 5.569 | 0 | 0.0166 | 12.6 | 0 | 82.2004 | 0 | 0 | 0 | 0.8249 | 0
3939 | 165 | 14 | 6 | Saturday | 2 | 0 | 0 | 33.7182 | 11.771 | 14.464 | 5.569 | 0 | 0.0178 | 12.6 | 0 | 72.5711 | 0 | 0 | 0 | 0.8914 | 0
3940 | 165 | 14 | 6 | Saturday | 3 | 0 | 0 | 33.7182 | 11.771 | 14.464 | 5.569 | 0 | 0.0191 | 12.6 | 0 | 72.5723 | 0 | 0 | 0 | 0.9573 | 0
3941 | 165 | 14 | 6 | Saturday | 4 | 0 | 0 | 33.7182 | 11.771 | 14.464 | 5.569 | 0 | 0.0202 | 12.6 | 0 | 72.5735 | 0 | 0 | 0 | 1.0222 | 0
3942 | 165 | 14 | 6 | Saturday | 5 | 0 | 0 | 33.7182 | 13.015 | 14.464 | 5.569 | 0 | 0.0214 | 12.6 | 0.1465 | 73.8186 | 0 | 0 | 0 | 1.0862 | 0
3943 | 165 | 14 | 6 | Saturday | 6 | 0 | 0 | 33.7182 | 29.5992 | 24.9086 | 27.845 | 0 | 0.1252 | 14.4 | 1.3913 | 102.7511 | 0 | 0 | 0 | 6.3219 | 0
3944 | 165 | 14 | 6 | Saturday | 7 | 0 | 0 | 33.7182 | 27.1519 | 26.405 | 38.983 | 0 | 0.2219 | 11.52 | 4.6974 | 99.017 | 0 | 0 | 0 | 11.1864 | 0
3945 | 165 | 14 | 6 | Saturday | 8 | 0 | 0 | 33.7182 | 32.6244 | 37.4339 | 44.552 | 0.2099 | 0.3131 | 16.2 | 13.5988 | 120.2897 | 0 | 0 | 0 | 15.8567 | 0
3946 | 165 | 14 | 6 | Saturday | 9 | 0 | 0 | 33.7337 | 31.521 | 37.9057 | 27.845 | 27.3428 | 0.2498 | 16.2 | 26.6576 | 119.6102 | 0 | 0 | 0 | 10.7819 | 0
3947 | 165 | 14 | 6 | Saturday | 10 | 0 | 2.751 | 33.9127 | 29.3586 | 37.2508 | 11.138 | 54.4915 | 0.2944 | 15.12 | 34.946 | 118.912 | 43.3535 | 0 | 0 | 3.5361 | 0
3948 | 165 | 14 | 6 | Saturday | 11 | 0 | 11.015 | 33.9156 | 27.9781 | 35.3135 | 11.138 | 64.8042 | 0.7214 | 21.6 | 39.4587 | 131.4419 | 53.6662 | 0 | 0 | 2.1985 | 0
3949 | 165 | 14 | 6 | Saturday | 12 | 0 | 12.046 | 33.9022 | 25.1291 | 34.2247 | 16.707 | 73.0027 | 0.8442 | 23.4 | 44.0971 | 130.528 | 56.2957 | 0 | 0 | 1.0439 | 0
3950 | 165 | 14 | 6 | Saturday | 13 | 0 | 13.827 | 33.9387 | 24.288 | 33.0722 | 16.707 | 66.7018 | 0.8349 | 23.4 | 44.5842 | 130.4886 | 49.9948 | 0 | 0 | 0 | 0
3951 | 165 | 14 | 6 | Saturday | 14 | 0 | 14.066 | 33.9458 | 22.62 | 33.0722 | 5.569 | 46.9702 | 0.8134 | 23.4 | 41.1566 | 129.0649 | 41.4012 | 0 | 0 | 0 | 0
3952 | 165 | 14 | 6 | Saturday | 15 | 0 | 14.858 | 33.9591 | 22.9983 | 33.0722 | 5.569 | 35.5082 | 0.8416 | 23.4 | 39.8965 | 130.4857 | 29.9392 | 0 | 0 | 0 | 0
3953 | 165 | 14 | 6 | Saturday | 16 | 0 | 16.256 | 33.9933 | 24.0717 | 33.0722 | 22.276 | 23.3987 | 0.9071 | 23.4 | 37.9422 | 133.3336 | 1.1227 | 0 | 0 | 0 | 0
3954 | 165 | 14 | 6 | Saturday | 17 | 0 | 16.937 | 34.0038 | 22.2206 | 32.9581 | 27.845 | 2.3111 | 0.9144 | 27 | 30.7021 | 135.7361 | 0 | 0 | 0 | 0 | 0
3955 | 165 | 14 | 6 | Saturday | 18 | 0 | 16.83 | 34.0003 | 34.4376 | 46.5147 | 38.983 | 0 | 0.9104 | 28.8 | 19.8149 | 163.0267 | 0 | 0 | 0 | 0 | 0
3956 | 165 | 14 | 6 | Saturday | 19 | 0 | 16.417 | 34.0057 | 42.8775 | 50.3878 | 38.983 | 0 | 0.8846 | 28.8 | 9.4094 | 174.7114 | 0 | 0 | 0 | 0 | 0
3957 | 165 | 14 | 6 | Saturday | 20 | 0 | 14.103 | 33.9973 | 48.7562 | 50.3878 | 27.845 | 0 | 0.9618 | 27 | 3.8226 | 176.3564 | 0 | 0 | 0 | 0.3081 | 0
3958 | 165 | 14 | 6 | Saturday | 21 | 0 | 12.732 | 33.982 | 59.332 | 50.3878 | 16.707 | 0 | 0.6898 | 27 | 1.8198 | 185.1615 | 0 | 0 | 0 | 1.1064 | 0
3959 | 165 | 14 | 6 | Saturday | 22 | 0 | 4.728 | 33.7725 | 49.2003 | 40.077 | 11.138 | 0 | 0.2646 | 19.8 | 0.3423 | 148.2273 | 0 | 0 | 0 | 1.0866 | 0
3960 | 165 | 14 | 6 | Saturday | 23 | 0 | 0.914 | 33.7182 | 28.1779 | 24.6242 | 11.138 | 0 | 0.0742 | 19.8 | 0 | 107.3825 | 0 | 0 | 0 | 1.3565 | 0
3961 | 166 | 15 | 6 | Sunday | 0 | 0 | 0.009 | 33.7182 | 24.1043 | 23.0149 | 5.569 | 0 | 0.0672 | 19.8 | 0 | 100.7147 | 0 | 0 | 0 | 0.7783 | 0
3962 | 166 | 15 | 6 | Sunday | 1 | 0 | 0 | 33.7182 | 23.3102 | 22.2101 | 5.569 | 0 | 0.017 | 19.8 | 0 | 99.0556 | 0 | 0 | 0 | 0.8457 | 0
3963 | 166 | 15 | 6 | Sunday | 2 | 0 | 0 | 33.7182 | 17.5379 | 18.3373 | 5.569 | 0 | 0.0182 | 15.48 | 0 | 85.0916 | 0 | 0 | 0 | 0.9121 | 0
3964 | 166 | 15 | 6 | Sunday | 3 | 0 | 0 | 33.7367 | 17.5379 | 18.3373 | 5.569 | 0 | 0.0194 | 15.48 | 0 | 85.1113 | 0 | 0 | 0 | 0.9775 | 0
3965 | 166 | 15 | 6 | Sunday | 4 | 0 | 0 | 33.7703 | 17.5379 | 18.3373 | 5.569 | 0 | 0.0206 | 15.48 | 0 | 85.1461 | 0 | 0 | 0 | 1.0423 | 0
3966 | 166 | 15 | 6 | Sunday | 5 | 0 | 0 | 33.7714 | 18.427 | 18.3373 | 5.569 | 0 | 0.0218 | 15.48 | 0.434 | 86.0374 | 0 | 0 | 0 | 1.106 | 0
3967 | 166 | 15 | 6 | Sunday | 6 | 0 | 0 | 33.7331 | 21.1788 | 24.6242 | 27.845 | 0 | 0.1269 | 18.72 | 3.7195 | 98.3831 | 0 | 0 | 0 | 6.4172 | 0
3968 | 166 | 15 | 6 | Sunday | 7 | 0 | 0 | 33.7182 | 24.6787 | 29.9942 | 38.983 | 0 | 0.2242 | 18.72 | 9.2245 | 107.3353 | 0 | 0 | 0 | 11.3105 | 0
3969 | 166 | 15 | 6 | Sunday | 8 | 0 | 0 | 33.7182 | 24.087 | 33.2132 | 44.552 | 0.1776 | 0.3155 | 23.4 | 16.5867 | 114.7339 | 0 | 0 | 0 | 15.9863 | 0
3970 | 166 | 15 | 6 | Sunday | 9 | 0 | 0 | 33.7182 | 19.5965 | 29.3396 | 27.845 | 21.8168 | 0.2452 | 23.4 | 25.9644 | 106.2995 | 0 | 0 | 0 | 11.0103 | 0
3971 | 166 | 15 | 6 | Sunday | 10 | 0 | 0 | 33.7182 | 20.2653 | 32.5586 | 11.138 | 54.556 | 0.1577 | 19.08 | 36.1866 | 105.7798 | 43.418 | 0 | 0 | 3.728 | 0
3972 | 166 | 15 | 6 | Sunday | 11 | 0 | 0 | 33.7962 | 19.3763 | 32.5586 | 11.138 | 77.1333 | 0.1657 | 21.6 | 44.3528 | 107.4968 | 65.9953 | 0 | 0 | 2.2088 | 0
3973 | 166 | 15 | 6 | Sunday | 12 | 0 | 3.587 | 34.0303 | 18.9691 | 33.0367 | 16.707 | 74.3299 | 0.4036 | 19.08 | 44.9976 | 109.4459 | 57.6229 | 0 | 0 | 0.7376 | 0
3974 | 166 | 15 | 6 | Sunday | 13 | 0 | 11.497 | 33.8914 | 16.7999 | 29.1634 | 16.707 | 39.052 | 0.6712 | 18.36 | 35.9025 | 111.6492 | 22.345 | 0 | 0 | 0 | 0
3975 | 166 | 15 | 6 | Sunday | 14 | 0 | 11.67 | 33.8944 | 17.2642 | 29.1634 | 5.569 | 10.7956 | 0.6345 | 18 | 27.9387 | 112.0225 | 5.2266 | 0 | 0 | 0 | 0
3976 | 166 | 15 | 6 | Sunday | 15 | 0 | 13.404 | 33.9408 | 17.5851 | 29.1634 | 5.569 | 4.52 | 0.7225 | 15.84 | 25.7621 | 112.3958 | 0 | 0 | 0 | 0 | 0
3977 | 166 | 15 | 6 | Sunday | 16 | 0 | 14.57 | 33.9801 | 17.2792 | 27.5539 | 22.276 | 0.0096 | 0.7881 | 23.04 | 21.8093 | 119.2399 | 0 | 0 | 0 | 0 | 0
3978 | 166 | 15 | 6 | Sunday | 17 | 0 | 14.708 | 33.995 | 17.0537 | 26.399 | 27.845 | 0 | 1.0154 | 22.32 | 16.1962 | 117.5387 | 0 | 0 | 0 | 0.279 | 0
3979 | 166 | 15 | 6 | Sunday | 18 | 0 | 15.776 | 34.0135 | 27.4621 | 38.0184 | 38.983 | 0 | 0.9296 | 23.4 | 11.9821 | 141.7956 | 0 | 0 | 0 | 3.4731 | 0
3980 | 166 | 15 | 6 | Sunday | 19 | 0 | 16.174 | 33.9804 | 37.552 | 45.7644 | 38.983 | 0 | 1.0066 | 22.68 | 7.289 | 159.2544 | 0 | 0 | 0 | 6.632 | 0
3981 | 166 | 15 | 6 | Sunday | 20 | 0 | 13.901 | 33.9617 | 49.2827 | 49.6381 | 27.845 | 0 | 0.8646 | 22.68 | 3.7016 | 171.8631 | 0 | 0 | 0 | 6.5291 | 0
3982 | 166 | 15 | 6 | Sunday | 21 | 0 | 8.707 | 33.88 | 47.7342 | 41.8913 | 16.707 | 0 | 0.5413 | 22.68 | 1.6183 | 156.3084 | 0 | 0 | 0 | 4.5955 | 0
3983 | 166 | 15 | 6 | Sunday | 22 | 0 | 4.649 | 33.7722 | 40.3665 | 35.5897 | 11.138 | 0 | 0.3023 | 14.4 | 0.241 | 129.5081 | 0 | 0 | 0 | 3.3374 | 0
3984 | 166 | 15 | 6 | Sunday | 23 | 0 | 0.798 | 33.7182 | 25.6748 | 24.6242 | 11.138 | 0 | 0.1083 | 14.4 | 0 | 99.3881 | 0 | 0 | 0 | 3.5518 | 0
3985 | 167 | 16 | 6 | Monday | 0 | 0 | 0 | 33.7182 | 17.5343 | 18.3373 | 5.569 | 0 | 0.0354 | 14.4 | 0 | 84.0257 | 0 | 0 | 0 | 1.8552 | 0
3986 | 167 | 16 | 6 | Monday | 1 | 0 | 0 | 33.7182 | 14.6472 | 16.4006 | 5.569 | 0 | 0.0364 | 11.88 | 0 | 76.6825 | 0 | 0 | 0 | 1.9087 | 0
3987 | 167 | 16 | 6 | Monday | 2 | 0 | 0 | 33.7182 | 11.7686 | 14.464 | 5.569 | 0 | 0.0374 | 11.88 | 0 | 71.8682 | 0 | 0 | 0 | 1.9615 | 0
3988 | 167 | 16 | 6 | Monday | 3 | 0 | 0 | 33.7182 | 11.7686 | 14.464 | 5.569 | 0 | 0.0383 | 11.88 | 0 | 71.8692 | 0 | 0 | 0 | 2.0132 | 0
3989 | 167 | 16 | 6 | Monday | 4 | 0 | 0 | 33.7182 | 13.0128 | 14.464 | 5.569 | 0 | 0.0392 | 11.88 | 0 | 73.1143 | 0 | 0 | 0 | 2.0646 | 0
3990 | 167 | 16 | 6 | Monday | 5 | 0 | 0 | 33.7182 | 22.4354 | 20.5805 | 5.569 | 0 | 0.0402 | 11.88 | 0.3505 | 88.6543 | 0 | 0 | 0 | 2.115 | 0
3991 | 167 | 16 | 6 | Monday | 6 | 0 | 0 | 33.7182 | 37.7189 | 35.484 | 27.845 | 0 | 0.2156 | 15.12 | 2.9732 | 122.2567 | 0 | 0 | 0 | 11.2803 | 0
3992 | 167 | 16 | 6 | Monday | 7 | 0 | 0 | 33.7182 | 49.9583 | 46.6998 | 38.983 | 0 | 0.3396 | 15.12 | 7.5918 | 145.836 | 0 | 0 | 0 | 17.6392 | 0
3993 | 167 | 16 | 6 | Monday | 8 | 0 | 0 | 33.7196 | 55.4721 | 52.1343 | 44.552 | 3.6431 | 0.4403 | 18.72 | 14.8961 | 160.4863 | 0 | 0 | 0 | 22.5305 | 0
3994 | 167 | 16 | 6 | Monday | 9 | 0 | 0.219 | 33.759 | 55.7861 | 52.8606 | 27.845 | 32.4994 | 0.3324 | 18.72 | 24.7168 | 161.6948 | 4.6544 | 0 | 0 | 14.2588 | 0
3995 | 167 | 16 | 6 | Monday | 10 | 0 | 13.241 | 33.9871 | 53.5896 | 51.878 | 11.138 | 66.8053 | 0.9 | 14.4 | 35.6174 | 169.3805 | 55.6673 | 0 | 0 | 4.6823 | 0
3996 | 167 | 16 | 6 | Monday | 11 | 0 | 24.133 | 34.0753 | 52.8645 | 51.878 | 11.138 | 81.1919 | 1.5005 | 18.36 | 41.277 | 185.766 | 70.0539 | 0 | 0 | 2.9028 | 0
3997 | 167 | 16 | 6 | Monday | 12 | 0 | 30.273 | 34.0937 | 50.7411 | 51.1854 | 16.707 | 68.412 | 1.8015 | 18.36 | 39.9578 | 189.8736 | 51.705 | 0 | 0 | 1.8372 | 0
3998 | 167 | 16 | 6 | Monday | 13 | 0 | 34.653 | 34.0859 | 51.9171 | 51.878 | 16.707 | 44.4796 | 1.9071 | 18.36 | 34.6116 | 192.1708 | 27.7726 | 0 | 0 | 0.2106 | 0
3999 | 167 | 16 | 6 | Monday | 14 | 0 | 37.517 | 34.0599 | 52.5121 | 51.878 | 5.569 | 17.0728 | 1.7307 | 18.36 | 27.1631 | 192.7296 | 11.5038 | 0 | 0 | 0 | 0
4000 | 167 | 16 | 6 | Monday | 15 | 0 | 36.91 | 34.0569 | 53.6652 | 51.878 | 5.569 | 0.5264 | 1.7021 | 18.36 | 20.6964 | 193.8511 | 0 | 0 | 0 | 0 | 0
4001 | 167 | 16 | 6 | Monday | 16 | 0 | 36.289 | 34.0523 | 54.5751 | 50.7246 | 22.276 | 0 | 1.9532 | 22.68 | 17.3844 | 198.1741 | 0 | 0 | 0 | 0 | 0
4002 | 167 | 16 | 6 | Monday | 17 | 0 | 22.286 | 33.9467 | 47.206 | 43.0931 | 27.845 | 0 | 1.2316 | 28.8 | 14.7679 | 178.6421 | 0 | 0 | 0 | 1.6162 | 0
4003 | 167 | 16 | 6 | Monday | 18 | 0 | 16.865 | 33.8793 | 45.149 | 51.7393 | 38.983 | 0 | 1.0023 | 30.96 | 10.6235 | 180.9711 | 0 | 0 | 0 | 5.1348 | 0
4004 | 167 | 16 | 6 | Monday | 19 | 0 | 15.583 | 33.8725 | 46.4646 | 57.1787 | 38.983 | 0 | 0.9866 | 25.2 | 7.0205 | 180.5561 | 0 | 0 | 0 | 8.1523 | 0
4005 | 167 | 16 | 6 | Monday | 20 | 0 | 15.631 | 33.8781 | 55.9006 | 60.483 | 27.845 | 0 | 0.97 | 25.2 | 4.2081 | 193.3376 | 0 | 0 | 0 | 7.5384 | 0
4006 | 167 | 16 | 6 | Monday | 21 | 0 | 11.968 | 33.8287 | 68.4149 | 55.4564 | 16.707 | 0 | 0.7229 | 25.2 | 1.6381 | 196.5667 | 0 | 0 | 0 | 5.1719 | 0
4007 | 167 | 16 | 6 | Monday | 22 | 0 | 4.045 | 33.7264 | 49.7368 | 40.0199 | 11.138 | 0 | 0.2773 | 16.2 | 0.2768 | 144.3354 | 0 | 0 | 0 | 3.71 | 0
4008 | 167 | 16 | 6 | Monday | 23 | 0 | 0.354 | 33.7182 | 26.9226 | 24.6242 | 11.138 | 0 | 0.0925 | 16.2 | 0 | 101.9398 | 0 | 0 | 0 | 3.9153 | 0
4009 | 168 | 17 | 6 | Tuesday | 0 | 0 | 0.002 | 33.7182 | 17.5343 | 18.3373 | 5.569 | 0 | 0.0388 | 14.4 | 0 | 84.0302 | 0 | 0 | 0 | 2.0333 | 0
4010 | 168 | 17 | 6 | Tuesday | 1 | 0 | 0 | 33.7182 | 14.6472 | 16.4006 | 5.569 | 0 | 0.0396 | 11.88 | 0 | 76.6857 | 0 | 0 | 0 | 2.0848 | 0
4011 | 168 | 17 | 6 | Tuesday | 2 | 0 | 0 | 33.7182 | 11.7686 | 14.464 | 5.569 | 0 | 0.0405 | 11.88 | 0 | 71.8714 | 0 | 0 | 0 | 2.1349 | 0
4012 | 168 | 17 | 6 | Tuesday | 3 | 0 | 0 | 33.7182 | 11.7686 | 14.464 | 5.569 | 0 | 0.0414 | 11.88 | 0 | 71.8723 | 0 | 0 | 0 | 2.1847 | 0
4013 | 168 | 17 | 6 | Tuesday | 4 | 0 | 0 | 33.7182 | 13.0128 | 14.464 | 5.569 | 0 | 0.0423 | 11.88 | 0 | 73.1174 | 0 | 0 | 0 | 2.2335 | 0
4014 | 168 | 17 | 6 | Tuesday | 5 | 0 | 0 | 33.7182 | 22.6232 | 20.5805 | 5.569 | 0 | 0.0432 | 11.88 | 0.2462 | 88.8451 | 0 | 0 | 0 | 2.2821 | 0
4015 | 168 | 17 | 6 | Tuesday | 6 | 0 | 0 | 33.7182 | 40.7072 | 35.484 | 27.845 | 0 | 0.2303 | 15.12 | 2.1609 | 125.2597 | 0 | 0 | 0 | 12.0851 | 0
4016 | 168 | 17 | 6 | Tuesday | 7 | 0 | 0 | 33.7182 | 52.2751 | 46.6998 | 38.983 | 0 | 0.3587 | 15.12 | 5.4293 | 148.1718 | 0 | 0 | 0 | 18.6866 | 0
4017 | 168 | 17 | 6 | Tuesday | 8 | 0 | 0 | 33.7201 | 57.9937 | 52.1343 | 44.552 | 0 | 0.4555 | 18.72 | 8.836 | 163.0237 | 0 | 0 | 0 | 23.6829 | 0
4018 | 168 | 17 | 6 | Tuesday | 9 | 0 | 0.202 | 33.7421 | 57.6548 | 52.8606 | 27.845 | 1.463 | 0.3134 | 18.72 | 13.415 | 163.5097 | 0 | 0 | 0 | 15.9582 | 0
4019 | 168 | 17 | 6 | Tuesday | 10 | 0 | 3.225 | 33.9119 | 54.6512 | 51.878 | 11.138 | 19.016 | 0.3148 | 14.4 | 19.9673 | 158.6431 | 7.878 | 0 | 0 | 6.3954 | 0
4020 | 168 | 17 | 6 | Tuesday | 11 | 0.579 | 12.057 | 33.9371 | 52.8174 | 51.878 | 11.138 | 47.4873 | 0.8238 | 18.36 | 29.3636 | 170.8563 | 36.3493 | 0 | 0 | 6.2736 | 0
4021 | 168 | 17 | 6 | Tuesday | 12 | 0 | 15.171 | 33.9695 | 50.2659 | 51.1854 | 16.707 | 74.5402 | 1.0379 | 18.36 | 39.4142 | 171.2274 | 57.8332 | 0 | 0 | 6.4348 | 0
4022 | 168 | 17 | 6 | Tuesday | 13 | 0 | 15.215 | 33.9686 | 51.3219 | 51.878 | 16.707 | 75.7366 | 0.9963 | 18.36 | 42.7018 | 172.9809 | 59.0296 | 0 | 0 | 3.9144 | 0
4023 | 168 | 17 | 6 | Tuesday | 14 | 0 | 14.036 | 33.9259 | 51.6784 | 51.878 | 5.569 | 65.3471 | 1.0283 | 18.36 | 42.5729 | 172.0514 | 59.7781 | 0 | 0 | 0.3945 | 0
4024 | 168 | 17 | 6 | Tuesday | 15 | 0 | 13.343 | 33.9158 | 52.8547 | 51.878 | 5.569 | 47.3817 | 0.8088 | 18.36 | 40.0666 | 172.2478 | 41.8127 | 0 | 0 | 0 | 0
4025 | 168 | 17 | 6 | Tuesday | 16 | 0 | 12.705 | 33.9009 | 53.4648 | 50.7246 | 22.276 | 11.9463 | 0.6894 | 22.68 | 31.065 | 175.2005 | 0 | 0 | 0 | 0 | 0
4026 | 168 | 17 | 6 | Tuesday | 17 | 0 | 13.141 | 33.9144 | 46.3689 | 43.0931 | 27.845 | 0 | 0.86 | 28.8 | 21.6911 | 167.2489 | 0 | 0 | 0 | 0 | 0
4027 | 168 | 17 | 6 | Tuesday | 18 | 0 | 15.706 | 33.9699 | 44.3465 | 51.7393 | 38.983 | 0 | 0.8902 | 30.96 | 13.0407 | 178.8934 | 0 | 0 | 0 | 2.4932 | 0
4028 | 168 | 17 | 6 | Tuesday | 19 | 0 | 14.98 | 33.972 | 50.2325 | 57.1787 | 38.983 | 0 | 0.9103 | 25.2 | 6.8944 | 183.6956 | 0 | 0 | 0 | 5.7788 | 0
4029 | 168 | 17 | 6 | Tuesday | 20 | 0 | 14.919 | 33.9948 | 65.5872 | 60.483 | 27.845 | 0 | 0.9022 | 25.2 | 3.8008 | 202.3031 | 0 | 0 | 0 | 5.963 | 0
4030 | 168 | 17 | 6 | Tuesday | 21 | 0 | 10.974 | 33.9296 | 68.7351 | 55.4564 | 16.707 | 0 | 0.653 | 25.2 | 1.5204 | 195.8423 | 0 | 0 | 0 | 4.2721 | 0
4031 | 168 | 17 | 6 | Tuesday | 22 | 0 | 3.598 | 33.7418 | 49.7368 | 40.0199 | 11.138 | 0 | 0.2436 | 16.2 | 0.2442 | 143.8331 | 0 | 0 | 0 | 3.1284 | 0
4032 | 168 | 17 | 6 | Tuesday | 23 | 0 | 0.369 | 33.7182 | 26.9226 | 24.6242 | 11.138 | 0 | 0.0829 | 16.2 | 0 | 101.9464 | 0 | 0 | 0 | 3.3479 | 0
4033 | 169 | 18 | 6 | Wednesday | 0 | 0 | 0.001 | 33.7182 | 17.5343 | 18.3373 | 5.569 | 0 | 0.0337 | 14.4 | 0 | 84.0247 | 0 | 0 | 0 | 1.7552 | 0
4034 | 169 | 18 | 6 | Wednesday | 1 | 0 | 0 | 33.7182 | 14.6472 | 16.4006 | 5.569 | 0 | 0.0346 | 11.88 | 0 | 76.6807 | 0 | 0 | 0 | 1.8098 | 0
4035 | 169 | 18 | 6 | Wednesday | 2 | 0 | 0 | 33.7182 | 11.7686 | 14.464 | 5.569 | 0 | 0.0356 | 11.88 | 0 | 71.8665 | 0 | 0 | 0 | 1.864 | 0
4036 | 169 | 18 | 6 | Wednesday | 3 | 0 | 0 | 33.7182 | 11.7686 | 14.464 | 5.569 | 0 | 0.0366 | 11.88 | 0 | 71.8674 | 0 | 0 | 0 | 1.917 | 0
4037 | 169 | 18 | 6 | Wednesday | 4 | 0 | 0 | 33.7182 | 13.0128 | 14.464 | 5.569 | 0 | 0.0375 | 11.88 | 0 | 73.1125 | 0 | 0 | 0 | 1.9697 | 0
4038 | 169 | 18 | 6 | Wednesday | 5 | 0 | 0 | 33.7182 | 22.6618 | 20.5805 | 5.569 | 0 | 0.0385 | 11.88 | 0.123 | 88.879 | 0 | 0 | 0 | 2.0213 | 0
4039 | 169 | 18 | 6 | Wednesday | 6 | 0 | 0 | 33.7182 | 43.0865 | 35.484 | 27.845 | 0 | 0.2073 | 15.12 | 1.2499 | 127.616 | 0 | 0 | 0 | 10.8287 | 0
4040 | 169 | 18 | 6 | Wednesday | 7 | 0 | 0 | 33.7182 | 53.5926 | 46.6998 | 38.983 | 0 | 0.3289 | 15.12 | 4.6549 | 149.4595 | 0 | 0 | 0 | 17.0514 | 0
4041 | 169 | 18 | 6 | Wednesday | 8 | 0 | 0 | 33.7198 | 56.9825 | 52.1343 | 44.552 | 0 | 0.4244 | 18.72 | 11.377 | 161.9811 | 0 | 0 | 0 | 21.9769 | 0
4042 | 169 | 18 | 6 | Wednesday | 9 | 0 | 0.181 | 33.738 | 56.7943 | 52.8606 | 27.845 | 13.5388 | 0.3084 | 18.72 | 19.1296 | 162.6172 | 0 | 0 | 0 | 14.69 | 0
4043 | 169 | 18 | 6 | Wednesday | 10 | 0 | 3.257 | 33.9288 | 54.2788 | 51.878 | 11.138 | 38.7919 | 0.3307 | 14.4 | 26.8375 | 158.3383 | 27.6539 | 0 | 0 | 5.4573 | 0
4044 | 169 | 18 | 6 | Wednesday | 11 | 0 | 13.401 | 33.9349 | 53.511 | 51.878 | 11.138 | 55.6031 | 0.8743 | 18.36 | 32.8185 | 173.0517 | 44.4651 | 0 | 0 | 4.3786 | 0
4045 | 169 | 18 | 6 | Wednesday | 12 | 0 | 17.804 | 34.0014 | 51.4509 | 51.1854 | 16.707 | 64.0015 | 1.134 | 18.36 | 37.0354 | 175.388 | 47.2945 | 0 | 0 | 4.6372 | 0
4046 | 169 | 18 | 6 | Wednesday | 13 | 0 | 19.915 | 34.0265 | 52.2142 | 51.878 | 16.707 | 78.9215 | 1.2339 | 18.36 | 43.7375 | 179.2529 | 62.2145 | 0 | 0 | 2.3565 | 0
4047 | 169 | 18 | 6 | Wednesday | 14 | 0 | 17.851 | 34.0046 | 52.496 | 51.878 | 5.569 | 69.094 | 1.2061 | 18.36 | 44.1206 | 177.2524 | 63.525 | 0 | 0 | 0 | 0
4048 | 169 | 18 | 6 | Wednesday | 15 | 0 | 13.609 | 33.9211 | 53.4896 | 51.878 | 5.569 | 36.1851 | 0.7716 | 18.36 | 38.6844 | 173.1388 | 30.6161 | 0 | 0 | 0 | 0
4049 | 169 | 18 | 6 | Wednesday | 16 | 0 | 11.979 | 33.9128 | 53.9931 | 50.7246 | 22.276 | 10.0344 | 0.6472 | 22.68 | 33.1357 | 174.9136 | 0 | 0 | 0 | 0 | 0
4050 | 169 | 18 | 6 | Wednesday | 17 | 0.3 | 12.429 | 33.9089 | 46.6808 | 43.0931 | 27.845 | 0 | 0.6622 | 28.8 | 23.3129 | 166.5879 | 0 | 0 | 0 | 0.2999 | 0
4051 | 169 | 18 | 6 | Wednesday | 18 | 0 | 15.2 | 33.9616 | 44.5924 | 51.7393 | 38.983 | 0 | 0.9373 | 30.96 | 14.2518 | 178.63 | 0 | 0 | 0 | 0.3531 | 0
4052 | 169 | 18 | 6 | Wednesday | 19 | 0 | 14.628 | 33.967 | 50.1106 | 57.1787 | 38.983 | 0 | 0.8487 | 25.2 | 7.8374 | 183.1259 | 0 | 0 | 0 | 3.4609 | 0
4053 | 169 | 18 | 6 | Wednesday | 20 | 0 | 14.329 | 33.9661 | 59.9078 | 60.483 | 27.845 | 0 | 0.842 | 25.2 | 4.0783 | 195.8967 | 0 | 0 | 0 | 4.4287 | 0
4054 | 169 | 18 | 6 | Wednesday | 21 | 0 | 10.512 | 33.9145 | 67.4191 | 55.4564 | 16.707 | 0 | 0.6123 | 25.2 | 1.9148 | 193.9713 | 0 | 0 | 0 | 3.3956 | 0
4055 | 169 | 18 | 6 | Wednesday | 22 | 0 | 3.355 | 33.7366 | 49.7368 | 40.0199 | 11.138 | 0 | 0.2208 | 16.2 | 0.329 | 143.5429 | 0 | 0 | 0 | 2.562 | 0
4056 | 169 | 18 | 6 | Wednesday | 23 | 0 | 0.286 | 33.7182 | 26.9226 | 24.6242 | 11.138 | 0 | 0.0686 | 16.2 | 0 | 101.8426 | 0 | 0 | 0 | 2.7954 | 0
4057 | 170 | 19 | 6 | Thursday | 0 | 0 | 0.001 | 33.7182 | 17.5343 | 18.3373 | 5.569 | 0 | 0.0287 | 14.4 | 0 | 84.0195 | 0 | 0 | 0 | 1.4841 | 0
4058 | 170 | 19 | 6 | Thursday | 1 | 0 | 0 | 33.7182 | 14.6472 | 16.4006 | 5.569 | 0 | 0.0297 | 11.88 | 0 | 76.6758 | 0 | 0 | 0 | 1.5426 | 0
4059 | 170 | 19 | 6 | Thursday | 2 | 0 | 0 | 33.7182 | 11.7686 | 14.464 | 5.569 | 0 | 0.0308 | 11.88 | 0 | 71.8616 | 0 | 0 | 0 | 1.5998 | 0
4060 | 170 | 19 | 6 | Thursday | 3 | 0 | 0 | 33.7182 | 11.7686 | 14.464 | 5.569 | 0 | 0.0318 | 11.88 | 0 | 71.8627 | 0 | 0 | 0 | 1.6565 | 0
4061 | 170 | 19 | 6 | Thursday | 4 | 0 | 0 | 33.7209 | 13.0128 | 14.464 | 5.569 | 0 | 0.0328 | 11.88 | 0 | 73.1105 | 0 | 0 | 0 | 1.7122 | 0
4062 | 170 | 19 | 6 | Thursday | 5 | 0 | 0 | 33.7316 | 22.5764 | 20.5805 | 5.569 | 0 | 0.0338 | 11.88 | 0.2799 | 88.8024 | 0 | 0 | 0 | 1.7675 | 0
4063 | 170 | 19 | 6 | Thursday | 6 | 0 | 0 | 33.7182 | 39.7285 | 35.484 | 27.845 | 0 | 0.185 | 15.12 | 2.4861 | 124.2358 | 0 | 0 | 0 | 9.6048 | 0
4064 | 170 | 19 | 6 | Thursday | 7 | 0 | 0 | 33.7182 | 51.1684 | 46.6998 | 38.983 | 0 | 0.2998 | 15.12 | 6.585 | 147.0063 | 0 | 0 | 0 | 15.4588 | 0
4065 | 170 | 19 | 6 | Thursday | 8 | 0 | 0 | 33.7196 | 56.8862 | 52.1343 | 44.552 | 0.0879 | 0.3943 | 18.72 | 13.7618 | 161.8543 | 0 | 0 | 0 | 20.3149 | 0
4066 | 170 | 19 | 6 | Thursday | 9 | 0 | 0.156 | 33.7333 | 56.5981 | 52.8606 | 27.845 | 20.2913 | 0.2968 | 18.72 | 24.1162 | 162.3776 | 0 | 0 | 0 | 13.5371 | 0
4067 | 170 | 19 | 6 | Thursday | 10 | 0 | 2.769 | 33.9029 | 53.8328 | 51.878 | 11.138 | 38.3363 | 0.2943 | 14.4 | 29.602 | 157.3029 | 27.1983 | 0 | 0 | 4.883 | 0
4068 | 170 | 19 | 6 | Thursday | 11 | 0 | 11.912 | 33.9292 | 53.0368 | 51.878 | 11.138 | 27.1123 | 0.7448 | 18.36 | 26.7838 | 170.8317 | 15.9743 | 0 | 0 | 4.1624 | 0
4069 | 170 | 19 | 6 | Thursday | 12 | 0 | 14.963 | 33.9904 | 52.803 | 51.1854 | 16.707 | 3.0628 | 0.9064 | 18.36 | 18.0015 | 173.4291 | 0 | 0 | 0 | 6.0605 | 0
4070 | 170 | 19 | 6 | Thursday | 13 | 0 | 14.112 | 33.9736 | 56.4167 | 51.878 | 16.707 | 0 | 0.8627 | 18.36 | 9.3288 | 176.7536 | 0 | 0 | 0 | 6.4784 | 0
4071 | 170 | 19 | 6 | Thursday | 14 | 0 | 11.354 | 33.8985 | 56.3573 | 51.878 | 5.569 | 0 | 0.6332 | 18.36 | 10.282 | 173.4071 | 0 | 0 | 0 | 2.254 | 0
4072 | 170 | 19 | 6 | Thursday | 15 | 0 | 10.967 | 33.8677 | 54.6541 | 51.878 | 5.569 | 2.4418 | 0.6171 | 18.36 | 18.1166 | 171.2376 | 0 | 0 | 0 | 2.295 | 0
4073 | 170 | 19 | 6 | Thursday | 16 | 0 | 10.692 | 33.9165 | 54.5856 | 50.7246 | 22.276 | 4.1798 | 0.7401 | 22.68 | 19.2755 | 174.2109 | 0 | 0 | 0 | 9.3968 | 0
4074 | 170 | 19 | 6 | Thursday | 17 | 0 | 11.479 | 33.9178 | 47.6711 | 43.0931 | 27.845 | 0 | 0.8374 | 28.8 | 13.0892 | 166.734 | 0 | 0 | 0 | 12.6382 | 0
4075 | 170 | 19 | 6 | Thursday | 18 | 0 | 14.287 | 33.9734 | 46.2554 | 51.7393 | 38.983 | 0 | 1.1209 | 30.96 | 10.2674 | 179.5008 | 0 | 0 | 0 | 19.4077 | 0
4076 | 170 | 19 | 6 | Thursday | 19 | 0 | 13.802 | 33.9563 | 50.3104 | 57.1787 | 38.983 | 0 | 1.1283 | 25.2 | 7.2995 | 182.7007 | 0 | 0 | 0 | 21.2599 | 0
4077 | 170 | 19 | 6 | Thursday | 20 | 0 | 13.926 | 33.9598 | 61.651 | 60.483 | 27.845 | 0 | 1.0355 | 25.2 | 3.7907 | 197.3914 | 0 | 0 | 0 | 16.2392 | 0
4078 | 170 | 19 | 6 | Thursday | 21 | 0 | 10.184 | 33.9089 | 68.3759 | 55.4564 | 16.707 | 0 | 0.7178 | 25.2 | 1.6276 | 194.6731 | 0 | 0 | 0 | 10.1416 | 0
4079 | 170 | 19 | 6 | Thursday | 22 | 0 | 3.228 | 33.7356 | 49.7368 | 40.0199 | 11.138 | 0 | 0.2938 | 16.2 | 0.2869 | 143.477 | 0 | 0 | 0 | 6.9219 | 0
4080 | 170 | 19 | 6 | Thursday | 23 | 0 | 0.243 | 33.7182 | 26.9226 | 24.6242 | 11.138 | 0 | 0.144 | 16.2 | 0 | 101.872 | 0 | 0 | 0 | 7.0478 | 0
4081 | 171 | 20 | 6 | Friday | 0 | 0 | 0 | 33.7182 | 17.5343 | 18.3373 | 5.569 | 0 | 0.0667 | 14.4 | 0 | 84.0566 | 0 | 0 | 0 | 3.5698 | 0
4082 | 171 | 20 | 6 | Friday | 1 | 0 | 0 | 33.7182 | 14.6472 | 16.4006 | 5.569 | 0 | 0.0673 | 11.88 | 0 | 76.7134 | 0 | 0 | 0 | 3.6016 | 0
4083 | 171 | 20 | 6 | Friday | 2 | 0 | 0 | 33.7182 | 11.7686 | 14.464 | 5.569 | 0 | 0.0678 | 11.88 | 0 | 71.8987 | 0 | 0 | 0 | 3.6324 | 0
4084 | 171 | 20 | 6 | Friday | 3 | 0 | 0 | 33.7182 | 11.7686 | 14.464 | 5.569 | 0 | 0.0684 | 11.88 | 0 | 71.8993 | 0 | 0 | 0 | 3.6623 | 0
4085 | 171 | 20 | 6 | Friday | 4 | 0 | 0 | 33.7182 | 13.0128 | 14.464 | 5.569 | 0 | 0.0689 | 11.88 | 0 | 73.144 | 0 | 0 | 0 | 3.6925 | 0
4086 | 171 | 20 | 6 | Friday | 5 | 0 | 0 | 33.7182 | 22.577 | 20.5805 | 5.569 | 0 | 0.0695 | 11.88 | 0.2306 | 88.8251 | 0 | 0 | 0 | 3.722 | 0
4087 | 171 | 20 | 6 | Friday | 6 | 0 | 0 | 33.7182 | 38.8301 | 35.484 | 27.845 | 0 | 0.3568 | 15.12 | 2.2019 | 123.5092 | 0 | 0 | 0 | 19.0245 | 0
4088 | 171 | 20 | 6 | Friday | 7 | 0 | 0 | 33.7182 | 48.1111 | 46.6998 | 38.983 | 0 | 0.5234 | 15.12 | 7.2441 | 144.1726 | 0 | 0 | 0 | 27.7176 | 0
4089 | 171 | 20 | 6 | Friday | 8 | 0 | 0 | 33.7193 | 55.3081 | 52.1343 | 44.552 | 7.9182 | 0.6364 | 18.72 | 15.445 | 160.5182 | 0 | 0 | 0 | 32.9103 | 0
4090 | 171 | 20 | 6 | Friday | 9 | 0 | 0.137 | 33.7312 | 55.9375 | 52.8606 | 27.845 | 37.161 | 0.4385 | 18.72 | 24.5395 | 161.836 | 9.316 | 0 | 0 | 19.8975 | 0
4091 | 171 | 20 | 6 | Friday | 10 | 0 | 2.738 | 33.8801 | 53.4957 | 51.878 | 11.138 | 64.5912 | 0.3694 | 14.4 | 33.8835 | 156.9848 | 53.4532 | 0 | 0 | 6.8048 | 0
4092 | 171 | 20 | 6 | Friday | 11 | 0.27 | 11.592 | 33.9329 | 52.7616 | 51.878 | 11.138 | 80.0454 | 0.8331 | 18.36 | 40.1004 | 170.3027 | 68.9074 | 0 | 0 | 5.328 | 0
4093 | 171 | 20 | 6 | Friday | 12 | 0 | 15.509 | 33.9751 | 51.2075 | 51.1854 | 16.707 | 87.6028 | 1.0447 | 18.36 | 44.6589 | 172.5464 | 70.8958 | 0 | 0 | 4.6539 | 0
4094 | 171 | 20 | 6 | Friday | 13 | 0 | 16.216 | 33.9717 | 52.2449 | 51.878 | 16.707 | 76.6973 | 1.0161 | 18.36 | 45.8845 | 175.0093 | 59.9903 | 0 | 0 | 1.9049 | 0
4095 | 171 | 20 | 6 | Friday | 14 | 0 | 12.747 | 33.9265 | 51.6786 | 51.878 | 5.569 | 42.2999 | 0.8763 | 18.36 | 39.7886 | 170.5055 | 36.7309 | 0 | 0 | 0 | 0
4096 | 171 | 20 | 6 | Friday | 15 | 0.071 | 11.324 | 33.8742 | 52.3107 | 51.878 | 5.569 | 21.9349 | 0.642 | 18.36 | 34.416 | 169.3125 | 16.3659 | 0 | 0 | 0.0713 | 0
4097 | 171 | 20 | 6 | Friday | 16 | 0 | 11.689 | 33.8867 | 53.8118 | 50.7246 | 22.276 | 3.3773 | 0.6211 | 22.68 | 27.7547 | 174.3661 | 0 | 0 | 0 | 0 | 0
4098 | 171 | 20 | 6 | Friday | 17 | 0 | 12.123 | 33.9141 | 46.9768 | 43.0931 | 27.845 | 0 | 0.872 | 28.8 | 21.3158 | 166.7679 | 0 | 0 | 0 | 0.1537 | 0
4099 | 171 | 20 | 6 | Friday | 18 | 0 | 14.663 | 33.9528 | 43.9803 | 51.7393 | 38.983 | 0 | 0.8463 | 30.96 | 17.1391 | 177.338 | 0 | 0 | 0 | 3.2182 | 0
4100 | 171 | 20 | 6 | Friday | 19 | 0 | 13.618 | 33.9487 | 46.1769 | 57.1787 | 38.983 | 0 | 0.8474 | 25.2 | 9.5671 | 178.0797 | 0 | 0 | 0 | 6.4057 | 0
4101 | 171 | 20 | 6 | Friday | 20 | 0 | 14.088 | 33.9614 | 56.3354 | 60.483 | 27.845 | 0 | 0.8644 | 25.2 | 3.865 | 192.081 | 0 | 0 | 0 | 6.3791 | 0
4102 | 171 | 20 | 6 | Friday | 21 | 0 | 10.462 | 33.9136 | 66.5112 | 55.4564 | 16.707 | 0 | 0.63 | 25.2 | 1.8179 | 193.0257 | 0 | 0 | 0 | 4.5097 | 0
4103 | 171 | 20 | 6 | Friday | 22 | 0 | 3.312 | 33.7378 | 49.7368 | 40.0199 | 11.138 | 0 | 0.2317 | 16.2 | 0.3433 | 143.5081 | 0 | 0 | 0 | 3.282 | 0
4104 | 171 | 20 | 6 | Friday | 23 | 0 | 0.246 | 33.7182 | 26.9226 | 24.6242 | 11.138 | 0 | 0.0794 | 16.2 | 0 | 101.811 | 0 | 0 | 0 | 3.4979 | 0
4105 | 172 | 21 | 6 | Saturday | 0 | 0 | 0 | 33.7182 | 18.3332 | 19.1419 | 5.569 | 0 | 0.0859 | 15.84 | 0 | 87.1193 | 0 | 0 | 0 | 1.8286 | 0
4106 | 172 | 21 | 6 | Saturday | 1 | 0 | 0 | 33.7182 | 17.5283 | 18.3373 | 5.569 | 0 | 0.0359 | 12.6 | 0 | 82.2197 | 0 | 0 | 0 | 1.8826 | 0
4107 | 172 | 21 | 6 | Saturday | 2 | 0 | 0 | 33.7182 | 11.771 | 14.464 | 5.569 | 0 | 0.0369 | 12.6 | 0 | 72.5902 | 0 | 0 | 0 | 1.9355 | 0
4108 | 172 | 21 | 6 | Saturday | 3 | 0 | 0 | 33.721 | 11.771 | 14.464 | 5.569 | 0 | 0.0378 | 12.6 | 0 | 72.5939 | 0 | 0 | 0 | 1.9877 | 0
4109 | 172 | 21 | 6 | Saturday | 4 | 0 | 0 | 33.7412 | 11.771 | 14.464 | 5.569 | 0 | 0.0388 | 12.6 | 0 | 72.615 | 0 | 0 | 0 | 2.0393 | 0
4110 | 172 | 21 | 6 | Saturday | 5 | 0 | 0 | 33.7592 | 12.8248 | 14.464 | 5.569 | 0 | 0.0397 | 12.6 | 0.3309 | 73.6878 | 0 | 0 | 0 | 2.0903 | 0
4111 | 172 | 21 | 6 | Saturday | 6 | 0 | 0 | 33.7194 | 25.0747 | 24.9086 | 27.845 | 0 | 0.2134 | 14.4 | 3.0183 | 98.316 | 0 | 0 | 0 | 11.1606 | 0
4112 | 172 | 21 | 6 | Saturday | 7 | 0 | 0 | 33.7182 | 26.5443 | 26.405 | 38.983 | 0 | 0.3368 | 11.52 | 8.3747 | 98.5242 | 0 | 0 | 0 | 17.4833 | 0
4113 | 172 | 21 | 6 | Saturday | 8 | 0 | 0 | 33.7182 | 33.6424 | 37.4339 | 44.552 | 0.3465 | 0.4332 | 16.2 | 14.33 | 121.4277 | 0 | 0 | 0 | 22.4256 | 0
4114 | 172 | 21 | 6 | Saturday | 9 | 0 | 0 | 33.7182 | 32.0127 | 37.9057 | 27.845 | 18.6269 | 0.309 | 16.2 | 21.0036 | 120.1456 | 0 | 0 | 0 | 14.7853 | 0
4115 | 172 | 21 | 6 | Saturday | 10 | 0 | 2.141 | 33.84 | 29.9248 | 37.2508 | 11.138 | 46.7135 | 0.2833 | 15.12 | 29.7281 | 118.7348 | 35.5755 | 0 | 0 | 5.3088 | 0
4116 | 172 | 21 | 6 | Saturday | 11 | 0 | 8.344 | 33.9351 | 28.0769 | 35.3135 | 11.138 | 51.1798 | 0.5942 | 21.6 | 32.4418 | 128.5438 | 40.0418 | 0 | 0 | 4.1621 | 0
4117 | 172 | 21 | 6 | Saturday | 12 | 0 | 10.711 | 33.8752 | 25.4211 | 34.2247 | 16.707 | 34.2451 | 0.705 | 23.4 | 28.652 | 129.2101 | 17.5381 | 0 | 0 | 4.9229 | 0
4118 | 172 | 21 | 6 | Saturday | 13 | 0 | 10.795 | 33.8773 | 25.8747 | 33.0722 | 16.707 | 13.1528 | 0.6685 | 23.4 | 22.5479 | 128.5679 | 0 | 0 | 0 | 4.509 | 0
4119 | 172 | 21 | 6 | Saturday | 14 | 0 | 9.591 | 33.8533 | 24.9826 | 33.0722 | 5.569 | 2.6014 | 0.5299 | 23.4 | 19.2608 | 126.2111 | 0 | 0 | 0 | 1.5299 | 0
4120 | 172 | 21 | 6 | Saturday | 15 | 0 | 9.955 | 33.8631 | 24.8092 | 33.0722 | 5.569 | 8.1001 | 0.5579 | 23.4 | 20.6579 | 126.4688 | 2.5311 | 0 | 0 | 1.5235 | 0
4121 | 172 | 21 | 6 | Saturday | 16 | 0 | 12.184 | 33.909 | 25.3134 | 33.0722 | 22.276 | 5.3048 | 0.7649 | 23.4 | 19.382 | 129.6372 | 0 | 0 | 0 | 6.264 | 0
4122 | 172 | 21 | 6 | Saturday | 17 | 0 | 11.704 | 33.8955 | 22.9708 | 32.9581 | 27.845 | 0.7746 | 0.7816 | 27 | 17.7232 | 130.2645 | 0 | 0 | 0 | 8.8384 | 0
4123 | 172 | 21 | 6 | Saturday | 18 | 0 | 13.68 | 33.9531 | 34.8178 | 46.5147 | 38.983 | 0 | 0.9976 | 28.8 | 13.7227 | 159.8791 | 0 | 0 | 0 | 14.4512 | 0
4124 | 172 | 21 | 6 | Saturday | 19 | 0 | 15.79 | 33.9739 | 42.6933 | 50.3878 | 38.983 | 0 | 1.154 | 28.8 | 7.277 | 174.0869 | 0 | 0 | 0 | 16.708 | 0
4125 | 172 | 21 | 6 | Saturday | 20 | 0 | 13.244 | 33.9551 | 49.7379 | 50.3878 | 27.845 | 0 | 0.9433 | 27 | 3.3539 | 176.3483 | 0 | 0 | 0 | 13.2175 | 0
4126 | 172 | 21 | 6 | Saturday | 21 | 0 | 12.052 | 33.9411 | 59.9415 | 50.3878 | 16.707 | 0 | 0.7864 | 27 | 1.5028 | 185.0911 | 0 | 0 | 0 | 8.4158 | 0
4127 | 172 | 21 | 6 | Saturday | 22 | 0 | 4.432 | 33.7602 | 49.2003 | 40.077 | 11.138 | 0 | 0.3354 | 19.8 | 0.3003 | 147.9659 | 0 | 0 | 0 | 5.8065 | 0
4128 | 172 | 21 | 6 | Saturday | 23 | 0 | 0.723 | 33.7182 | 28.1779 | 24.6242 | 11.138 | 0 | 0.1484 | 19.8 | 0 | 107.2501 | 0 | 0 | 0 | 5.96 | 0
4129 | 173 | 22 | 6 | Sunday | 0 | 0 | 0.004 | 33.7182 | 24.1043 | 23.0149 | 5.569 | 0 | 0.0572 | 19.8 | 0 | 100.6987 | 0 | 0 | 0 | 3.0362 | 0
4130 | 173 | 22 | 6 | Sunday | 1 | 0 | 0 | 33.7182 | 23.3102 | 22.2101 | 5.569 | 0 | 0.0577 | 19.8 | 0 | 99.0963 | 0 | 0 | 0 | 3.0747 | 0
4131 | 173 | 22 | 6 | Sunday | 2 | 0 | 0 | 33.7182 | 17.5379 | 18.3373 | 5.569 | 0 | 0.0584 | 15.48 | 0 | 85.1318 | 0 | 0 | 0 | 3.1124 | 0
4132 | 173 | 22 | 6 | Sunday | 3 | 0 | 0 | 33.7182 | 17.5379 | 18.3373 | 5.569 | 0 | 0.059 | 15.48 | 0 | 85.1324 | 0 | 0 | 0 | 3.1491 | 0
4133 | 173 | 22 | 6 | Sunday | 4 | 0 | 0 | 33.7186 | 17.5379 | 18.3373 | 5.569 | 0 | 0.0597 | 15.48 | 0 | 85.1335 | 0 | 0 | 0 | 3.1859 | 0
4134 | 173 | 22 | 6 | Sunday | 5 | 0 | 0 | 33.7301 | 18.5448 | 18.3373 | 5.569 | 0 | 0.0604 | 15.48 | 0.3181 | 86.1526 | 0 | 0 | 0 | 3.222 | 0
4135 | 173 | 22 | 6 | Sunday | 6 | 0 | 0 | 33.7182 | 22.3727 | 24.6242 | 27.845 | 0 | 0.3129 | 18.72 | 3.0231 | 99.748 | 0 | 0 | 0 | 16.6146 | 0
4136 | 173 | 22 | 6 | Sunday | 7 | 0 | 0 | 33.7182 | 24.5812 | 29.9942 | 38.983 | 0 | 0.4662 | 18.72 | 9.5265 | 107.4799 | 0 | 0 | 0 | 24.5813 | 0
4137 | 173 | 22 | 6 | Sunday | 8 | 0 | 0 | 33.7182 | 24.0472 | 33.2132 | 44.552 | 12.0163 | 0.5798 | 23.4 | 17.732 | 114.9584 | 0 | 0 | 0 | 29.4512 | 0
4138 | 173 | 22 | 6 | Sunday | 9 | 0 | 0 | 33.7182 | 19.9528 | 29.3396 | 27.845 | 25.7978 | 0.3787 | 23.4 | 19.4179 | 106.7893 | 0 | 0 | 0 | 17.9813 | 0
4139 | 173 | 22 | 6 | Sunday | 10 | 0 | 0 | 33.7184 | 21.1604 | 32.5586 | 11.138 | 28.8792 | 0.1715 | 19.08 | 20.0138 | 106.6889 | 17.7412 | 0 | 0 | 6.7183 | 0
4140 | 173 | 22 | 6 | Sunday | 11 | 0 | 0 | 33.9991 | 19.9723 | 32.5586 | 11.138 | 58.9006 | 0.2015 | 21.6 | 30.454 | 108.3315 | 47.7626 | 0 | 0 | 5.7563 | 0
4141 | 173 | 22 | 6 | Sunday | 12 | 0 | 12.57 | 33.9286 | 19.3415 | 33.0367 | 16.707 | 77.4974 | 0.9046 | 19.08 | 37.7019 | 120.2387 | 60.7904 | 0 | 0 | 6.2238 | 0
4142 | 173 | 22 | 6 | Sunday | 13 | 0 | 12.97 | 33.9198 | 16.8022 | 29.1634 | 16.707 | 68.5752 | 0.8695 | 18.36 | 37.591 | 113.6376 | 51.8682 | 0 | 0 | 3.7839 | 0
4143 | 173 | 22 | 6 | Sunday | 14 | 0 | 13.945 | 33.9388 | 16.9937 | 29.1634 | 5.569 | 43.9556 | 0.8263 | 18 | 32.7186 | 114.6764 | 38.3866 | 0 | 0 | 0.6359 | 0
4144 | 173 | 22 | 6 | Sunday | 15 | 0 | 14.713 | 33.9555 | 18.3525 | 29.1634 | 5.569 | 6.664 | 1.2826 | 15.84 | 21.6602 | 115.2159 | 1.095 | 0 | 0 | 0.014 | 0
4145 | 173 | 22 | 6 | Sunday | 16 | 0 | 10.346 | 33.8785 | 18.8697 | 27.5539 | 22.276 | 0 | 0.5881 | 23.04 | 11.8334 | 115.4203 | 0 | 0 | 0 | 2.1251 | 0
4146 | 173 | 22 | 6 | Sunday | 17 | 0 | 5.755 | 33.7877 | 20.6057 | 26.399 | 27.845 | 0 | 0.3814 | 22.32 | 5.6861 | 109.7371 | 0 | 0 | 0 | 4.185 | 0
4147 | 173 | 22 | 6 | Sunday | 18 | 0 | 4.298 | 33.7193 | 40.8666 | 38.0184 | 38.983 | 0 | 0.3903 | 23.4 | 2.5615 | 141.0432 | 0 | 0 | 0 | 8.4061 | 0
4148 | 173 | 22 | 6 | Sunday | 19 | 0 | 4.869 | 33.8166 | 54.0473 | 45.7644 | 38.983 | 0 | 0.4699 | 22.68 | 1.6702 | 162.0441 | 0 | 0 | 0 | 11.1564 | 0
4149 | 173 | 22 | 6 | Sunday | 20 | 0 | 5.359 | 33.8421 | 56.8554 | 49.6381 | 27.845 | 0 | 0.4576 | 22.68 | 1.789 | 169.2684 | 0 | 0 | 0 | 9.5324 | 0
4150 | 173 | 22 | 6 | Sunday | 21 | 0 | 3.556 | 33.7343 | 48.3064 | 41.8913 | 16.707 | 0 | 0.3009 | 22.68 | 1.2825 | 150.7583 | 0 | 0 | 0 | 6.3108 | 0
4151 | 173 | 22 | 6 | Sunday | 22 | 0 | 1.132 | 33.7182 | 40.3665 | 35.5897 | 11.138 | 0 | 0.1415 | 14.4 | 0.2221 | 125.4403 | 0 | 0 | 0 | 4.446 | 0
4152 | 173 | 22 | 6 | Sunday | 23 | 0 | 0.027 | 33.7182 | 25.6748 | 24.6242 | 11.138 | 0 | 0.089 | 14.4 | 0 | 98.5355 | 0 | 0 | 0 | 4.6331 | 0
4153 | 174 | 23 | 6 | Monday | 0 | 0 | 0 | 33.7182 | 17.5343 | 18.3373 | 5.569 | 0 | 0.0451 | 14.4 | 0 | 84.0349 | 0 | 0 | 0 | 2.3856 | 0
4154 | 174 | 23 | 6 | Monday | 1 | 0 | 0 | 33.7182 | 14.6472 | 16.4006 | 5.569 | 0 | 0.0459 | 11.88 | 0 | 76.692 | 0 | 0 | 0 | 2.4322 | 0
4155 | 174 | 23 | 6 | Monday | 2 | 0 | 0 | 33.7228 | 11.7686 | 14.464 | 5.569 | 0 | 0.0468 | 11.88 | 0 | 71.8822 | 0 | 0 | 0 | 2.4782 | 0
4156 | 174 | 23 | 6 | Monday | 3 | 0 | 0 | 33.7462 | 11.7686 | 14.464 | 5.569 | 0 | 0.0476 | 11.88 | 0 | 71.9065 | 0 | 0 | 0 | 2.5233 | 0
4157 | 174 | 23 | 6 | Monday | 4 | 0 | 0 | 33.7542 | 13.0128 | 14.464 | 5.569 | 0 | 0.0484 | 11.88 | 0 | 73.1594 | 0 | 0 | 0 | 2.568 | 0
4158 | 174 | 23 | 6 | Monday | 5 | 0 | 0 | 33.7676 | 22.5136 | 20.5805 | 5.569 | 0 | 0.0492 | 11.88 | 0.2879 | 88.791 | 0 | 0 | 0 | 2.6121 | 0
4159 | 174 | 23 | 6 | Monday | 6 | 0.006 | 0 | 33.7193 | 38.8897 | 35.484 | 27.845 | 0 | 0.2594 | 15.12 | 2.616 | 123.4724 | 0 | 0 | 0 | 13.682 | 0
4160 | 174 | 23 | 6 | Monday | 7 | 0.001 | 0 | 33.7182 | 50.7975 | 46.6998 | 38.983 | 0 | 0.3965 | 15.12 | 7.4181 | 146.732 | 0 | 0 | 0 | 20.7572 | 0
4161 | 174 | 23 | 6 | Monday | 8 | 0 | 0 | 33.7182 | 55.6336 | 52.1343 | 44.552 | 2.207 | 0.4979 | 18.72 | 14.5996 | 160.704 | 0 | 0 | 0 | 25.8123 | 0
4162 | 174 | 23 | 6 | Monday | 9 | 0 | 0 | 33.7252 | 55.9545 | 52.8606 | 27.845 | 25.5109 | 0.3496 | 18.72 | 22.5319 | 161.6098 | 0 | 0 | 0 | 16.4131 | 0
4163 | 174 | 23 | 6 | Monday | 10 | 0 | 2.216 | 33.8756 | 53.9147 | 51.878 | 11.138 | 50.0638 | 0.3016 | 14.4 | 30.4358 | 156.7669 | 38.9258 | 0 | 0 | 5.8089 | 0
4164 | 174 | 23 | 6 | Monday | 11 | 0 | 11.371 | 33.9186 | 53.4646 | 51.878 | 11.138 | 63.888 | 0.7801 | 18.36 | 36.4144 | 170.6992 | 52.75 | 0 | 0 | 4.4688 | 0
4165 | 174 | 23 | 6 | Monday | 12 | 0.325 | 15.099 | 33.9716 | 51.5384 | 51.1854 | 16.707 | 62.4391 | 0.9871 | 18.36 | 37.8382 | 172.3727 | 45.7321 | 0 | 0 | 4.9067 | 0
4166 | 174 | 23 | 6 | Monday | 13 | 0 | 15.991 | 33.9709 | 52.1037 | 51.878 | 16.707 | 50.0643 | 0.98 | 18.36 | 35.1737 | 174.5882 | 33.3573 | 0 | 0 | 2.9092 | 0
4167 | 174 | 23 | 6 | Monday | 14 | 0 | 15.999 | 33.9672 | 52.1071 | 51.878 | 5.569 | 41.0704 | 1.0584 | 18.36 | 33.7631 | 174.6745 | 35.5014 | 0 | 0 | 0.4219 | 0
4168 | 174 | 23 | 6 | Monday | 15 | 0 | 15.174 | 33.9505 | 53.2854 | 51.878 | 5.569 | 40.3187 | 1.0173 | 18.36 | 35.8198 | 174.9022 | 34.7497 | 0 | 0 | 0 | 0
4169 | 174 | 23 | 6 | Monday | 16 | 0 | 12.001 | 33.8874 | 53.7766 | 50.7246 | 22.276 | 19.1934 | 0.663 | 22.68 | 32.8594 | 174.7106 | 0 | 0 | 0 | 0 | 0
4170 | 174 | 23 | 6 | Monday | 17 | 0 | 11.537 | 33.8885 | 47.1364 | 43.0931 | 27.845 | 0 | 0.8267 | 28.8 | 19.2491 | 166.2224 | 0 | 0 | 0 | 0.2726 | 0
4171 | 174 | 23 | 6 | Monday | 18 | 0 | 14.229 | 33.9483 | 46.2529 | 51.7393 | 38.983 | 0 | 0.8269 | 30.96 | 10.8201 | 179.1163 | 0 | 0 | 0 | 3.4578 | 0
4172 | 174 | 23 | 6 | Monday | 19 | 0 | 13.74 | 33.9544 | 49.9207 | 57.1787 | 38.983 | 0 | 0.8579 | 25.2 | 7.6898 | 181.9724 | 0 | 0 | 0 | 6.6189 | 0
4173 | 174 | 23 | 6 | Monday | 20 | 0 | 13.843 | 33.9602 | 60.737 | 60.483 | 27.845 | 0 | 0.8537 | 25.2 | 3.9475 | 196.206 | 0 | 0 | 0 | 6.5205 | 0
4174 | 174 | 23 | 6 | Monday | 21 | 0 | 9.77 | 33.9033 | 67.8078 | 55.4564 | 16.707 | 0 | 0.5946 | 25.2 | 1.853 | 193.529 | 0 | 0 | 0 | 4.5904 | 0
4175 | 174 | 23 | 6 | Monday | 22 | 0 | 2.989 | 33.7327 | 49.7368 | 40.0199 | 11.138 | 0 | 0.216 | 16.2 | 0.3466 | 143.1374 | 0 | 0 | 0 | 3.3342 | 0
4176 | 174 | 23 | 6 | Monday | 23 | 0 | 0.172 | 33.7182 | 26.9226 | 24.6242 | 11.138 | 0 | 0.0766 | 16.2 | 0 | 101.7272 | 0 | 0 | 0 | 3.5486 | 0
4177 | 175 | 24 | 6 | Tuesday | 0 | 0 | 0 | 33.7182 | 17.5343 | 18.3373 | 5.569 | 0 | 0.0354 | 14.4 | 0 | 84.0252 | 0 | 0 | 0 | 1.8537 | 0
4178 | 175 | 24 | 6 | Tuesday | 1 | 0 | 0 | 33.7182 | 14.6472 | 16.4006 | 5.569 | 0 | 0.0364 | 11.88 | 0 | 76.6825 | 0 | 0 | 0 | 1.907 | 0
4179 | 175 | 24 | 6 | Tuesday | 2 | 0 | 0 | 33.7316 | 11.7686 | 14.464 | 5.569 | 0 | 0.0373 | 11.88 | 0 | 71.8816 | 0 | 0 | 0 | 1.9599 | 0
4180 | 175 | 24 | 6 | Tuesday | 3 | 0 | 0 | 33.7664 | 11.7686 | 14.464 | 5.569 | 0 | 0.0383 | 11.88 | 0 | 71.9173 | 0 | 0 | 0 | 2.0116 | 0
4181 | 175 | 24 | 6 | Tuesday | 4 | 0.015 | 0 | 33.7714 | 13.0128 | 14.464 | 5.569 | 0 | 0.0395 | 11.88 | 0 | 73.1677 | 0 | 0 | 0 | 2.0778 | 0
4182 | 175 | 24 | 6 | Tuesday | 5 | 0.074 | 0 | 33.7714 | 22.6562 | 20.5805 | 5.569 | 0 | 0.0415 | 11.88 | 0.2484 | 88.9296 | 0 | 0 | 0 | 2.188 | 0
4183 | 175 | 24 | 6 | Tuesday | 6 | 0.062 | 0 | 33.7222 | 41.7816 | 35.484 | 27.845 | 0 | 0.2166 | 15.12 | 2.1274 | 126.3244 | 0 | 0 | 0 | 11.3355 | 0
4184 | 175 | 24 | 6 | Tuesday | 7 | 0.003 | 0 | 33.7182 | 51.87 | 46.6998 | 38.983 | 0 | 0.3395 | 15.12 | 5.8424 | 147.7475 | 0 | 0 | 0 | 17.6333 | 0
4185 | 175 | 24 | 6 | Tuesday | 8 | 0 | 0 | 33.7182 | 57.019 | 52.1343 | 44.552 | 0 | 0.4354 | 18.72 | 12.7181 | 162.027 | 0 | 0 | 0 | 22.5805 | 0
4186 | 175 | 24 | 6 | Tuesday | 9 | 0 | 0 | 33.7256 | 56.6564 | 52.8606 | 27.845 | 16.2497 | 0.3089 | 18.72 | 21.9663 | 162.2715 | 0 | 0 | 0 | 14.9837 | 0
4187 | 175 | 24 | 6 | Tuesday | 10 | 0 | 2.337 | 33.8538 | 53.459 | 51.878 | 11.138 | 46.6485 | 0.2954 | 14.4 | 31.4791 | 156.4133 | 35.5105 | 0 | 0 | 5.4246 | 0
4188 | 175 | 24 | 6 | Tuesday | 11 | 0 | 10.505 | 33.9205 | 52.4026 | 51.878 | 11.138 | 60.9573 | 0.7239 | 18.36 | 37.0254 | 168.6465 | 49.8193 | 0 | 0 | 4.1676 | 0
4189 | 175 | 24 | 6 | Tuesday | 12 | 0 | 14.351 | 33.9447 | 50.8658 | 51.1854 | 16.707 | 65.0195 | 0.9371 | 18.36 | 41.1209 | 170.8146 | 48.3125 | 0 | 0 | 4.1909 | 0
4190 | 175 | 24 | 6 | Tuesday | 13 | 1.348 | 15.153 | 33.9773 | 51.5881 | 51.878 | 16.707 | 77.0724 | 0.9858 | 18.36 | 46.3772 | 173.1776 | 60.3654 | 0 | 0 | 3.3399 | 0
4191 | 175 | 24 | 6 | Tuesday | 14 | 0 | 13.088 | 33.9075 | 51.4957 | 51.878 | 5.569 | 75.2873 | 0.8954 | 18.36 | 47.9955 | 170.6916 | 69.7183 | 0 | 0 | 0 | 0
4192 | 175 | 24 | 6 | Tuesday | 15 | 0 | 11.816 | 33.8854 | 52.0984 | 51.878 | 5.569 | 47.7473 | 0.6927 | 18.36 | 43.5642 | 169.6943 | 42.1783 | 0 | 0 | 0 | 0
4193 | 175 | 24 | 6 | Tuesday | 16 | 0 | 11.384 | 33.875 | 53.2507 | 50.7246 | 22.276 | 22.4025 | 0.6349 | 22.68 | 38.194 | 173.4774 | 0.1265 | 0 | 0 | 0 | 0
4194 | 175 | 24 | 6 | Tuesday | 17 | 0 | 11.938 | 33.8944 | 46.2162 | 43.0931 | 27.845 | 1.1257 | 0.6335 | 28.8 | 29.7201 | 165.5481 | 0 | 0 | 0 | 0 | 0
4195 | 175 | 24 | 6 | Tuesday | 18 | 0 | 14.224 | 33.9465 | 43.4629 | 51.7393 | 38.983 | 0 | 0.7643 | 30.96 | 19.0699 | 176.2568 | 0 | 0 | 0 | 0 | 0
4196 | 175 | 24 | 6 | Tuesday | 19 | 0 | 13.257 | 33.9441 | 45.9102 | 57.1787 | 38.983 | 0 | 0.8331 | 25.2 | 9.567 | 177.4038 | 0 | 0 | 0 | 0.426 | 0
4197 | 175 | 24 | 6 | Tuesday | 20 | 0 | 13.728 | 33.9568 | 56.4538 | 60.483 | 27.845 | 0 | 0.7694 | 25.2 | 3.8654 | 191.7109 | 0 | 0 | 0 | 2.2427 | 0
4198 | 175 | 24 | 6 | Tuesday | 21 | 0 | 10.157 | 33.9095 | 67.3243 | 55.4564 | 16.707 | 0 | 0.5707 | 25.2 | 1.5191 | 193.4462 | 0 | 0 | 0 | 2.1497 | 0
4199 | 175 | 24 | 6 | Tuesday | 22 | 0 | 3.192 | 33.7367 | 49.7368 | 40.0199 | 11.138 | 0 | 0.1977 | 16.2 | 0.2697 | 143.3429 | 0 | 0 | 0 | 1.7568 | 0
4200 | 175 | 24 | 6 | Tuesday | 23 | 0 | 0.211 | 33.7182 | 26.9226 | 24.6242 | 11.138 | 0 | 0.1015 | 16.2 | 0 | 101.7945 | 0 | 0 | 0 | 2.0102 | 0
4201 | 176 | 25 | 6 | Wednesday | 0 | 0 | 0 | 33.7182 | 17.5343 | 18.3373 | 5.569 | 0 | 0.0216 | 14.4 | 0 | 84.0114 | 0 | 0 | 0 | 1.0989 | 0
4202 | 176 | 25 | 6 | Wednesday | 1 | 0 | 0 | 33.7262 | 14.6472 | 16.4006 | 5.569 | 0 | 0.0228 | 11.88 | 0 | 76.6769 | 0 | 0 | 0 | 1.1622 | 0
4203 | 176 | 25 | 6 | Wednesday | 2 | 0 | 0 | 33.7545 | 11.7686 | 14.464 | 5.569 | 0 | 0.0239 | 11.88 | 0 | 71.8911 | 0 | 0 | 0 | 1.2245 | 0
4204 | 176 | 25 | 6 | Wednesday | 3 | 0 | 0 | 33.7708 | 11.7686 | 14.464 | 5.569 | 0 | 0.025 | 11.88 | 0 | 71.9085 | 0 | 0 | 0 | 1.286 | 0
4205 | 176 | 25 | 6 | Wednesday | 4 | 0.014 | 0 | 33.7714 | 13.0128 | 14.464 | 5.569 | 0 | 0.0264 | 11.88 | 0 | 73.1546 | 0 | 0 | 0 | 1.361 | 0
4206 | 176 | 25 | 6 | Wednesday | 5 | 0.09 | 0 | 33.7714 | 22.4881 | 20.5805 | 5.569 | 0 | 0.0289 | 11.88 | 0.2815 | 88.7488 | 0 | 0 | 0 | 1.4963 | 0
4207 | 176 | 25 | 6 | Wednesday | 6 | 0.106 | 0 | 33.7213 | 38.6287 | 35.484 | 27.845 | 0 | 0.1553 | 15.12 | 2.7038 | 123.1092 | 0 | 0 | 0 | 7.9712 | 0
4208 | 176 | 25 | 6 | Wednesday | 7 | 0.007 | 0 | 33.7182 | 50.143 | 46.6998 | 38.983 | 0 | 0.2587 | 15.12 | 9.0475 | 145.9397 | 0 | 0 | 0 | 13.2024 | 0
4209 | 176 | 25 | 6 | Wednesday | 8 | 0 | 0 | 33.7186 | 55.6413 | 52.1343 | 44.552 | 0.8272 | 0.3522 | 18.72 | 19.2814 | 160.5665 | 0 | 0 | 0 | 17.947 | 0
4210 | 176 | 25 | 6 | Wednesday | 9 | 0 | 0.117 | 33.7256 | 55.7119 | 52.8606 | 27.845 | 25.3268 | 0.2742 | 18.72 | 28.2445 | 161.4192 | 0 | 0 | 0 | 11.9683 | 0
4211 | 176 | 25 | 6 | Wednesday | 10 | 0 | 2.401 | 33.8654 | 53.3042 | 51.878 | 11.138 | 49.6284 | 0.2793 | 14.4 | 34.6211 | 156.324 | 38.4904 | 0 | 0 | 4.112 | 0
4212 | 176 | 25 | 6 | Wednesday | 11 | 0 | 10.914 | 33.9307 | 52.5889 | 51.878 | 11.138 | 72.4985 | 0.7376 | 18.36 | 42.5055 | 169.2994 | 61.3605 | 0 | 0 | 2.7242 | 0
4213 | 176 | 25 | 6 | Wednesday | 12 | 0.282 | 14.859 | 33.9657 | 50.7964 | 51.1854 | 16.707 | 75.9883 | 0.9399 | 18.36 | 45.3067 | 171.3179 | 59.2813 | 0 | 0 | 1.863 | 0
4214 | 176 | 25 | 6 | Wednesday | 13 | 0 | 15.417 | 33.9584 | 52.1588 | 51.878 | 16.707 | 52.9058 | 1.0038 | 18.36 | 40.4582 | 174.0334 | 36.1988 | 0 | 0 | 0 | 0
4215 | 176 | 25 | 6 | Wednesday | 14 | 0 | 12.929 | 33.9048 | 52.282 | 51.878 | 5.569 | 17.3745 | 0.7046 | 18.36 | 31.4692 | 171.1127 | 11.8055 | 0 | 0 | 0 | 0
4216 | 176 | 25 | 6 | Wednesday | 15 | 0 | 11.485 | 33.8778 | 53.3058 | 51.878 | 5.569 | 0 | 0.5993 | 18.36 | 20.6162 | 170.4426 | 0 | 0 | 0 | 0 | 0
4217 | 176 | 25 | 6 | Wednesday | 16 | 0 | 11.265 | 33.8724 | 55.3401 | 50.7246 | 22.276 | 0 | 0.5929 | 22.68 | 13.2854 | 175.3938 | 0 | 0 | 0 | 0 | 0
4218 | 176 | 25 | 6 | Wednesday | 17 | 0 | 11.676 | 33.8907 | 48.1987 | 43.0931 | 27.845 | 0 | 0.8365 | 28.8 | 9.5635 | 167.4472 | 0 | 0 | 0 | 0.4016 | 0
4219 | 176 | 25 | 6 | Wednesday | 18 | 0 | 14.023 | 33.9438 | 47.3418 | 51.7393 | 38.983 | 0 | 0.8201 | 30.96 | 7.4138 | 179.9718 | 0 | 0 | 0 | 3.6959 | 0
4220 | 176 | 25 | 6 | Wednesday | 19 | 0 | 13.858 | 33.9558 | 57.5806 | 57.1787 | 38.983 | 0 | 0.8683 | 25.2 | 4.6683 | 189.7715 | 0 | 0 | 0 | 6.8353 | 0
4221 | 176 | 25 | 6 | Wednesday | 20 | 0 | 13.863 | 33.9598 | 71.3564 | 60.483 | 27.845 | 0 | 0.8574 | 25.2 | 2.2163 | 206.8496 | 0 | 0 | 0 | 6.6643 | 0
4222 | 176 | 25 | 6 | Wednesday | 21 | 0 | 10.015 | 33.9067 | 69.4444 | 55.4564 | 16.707 | 0 | 0.6091 | 25.2 | 0.9633 | 195.4486 | 0 | 0 | 0 | 4.6725 | 0
4223 | 176 | 25 | 6 | Wednesday | 22 | 0 | 3.182 | 33.736 | 49.7368 | 40.0199 | 11.138 | 0 | 0.2269 | 16.2 | 0.188 | 143.3612 | 0 | 0 | 0 | 3.3872 | 0
4224 | 176 | 25 | 6 | Wednesday | 23 | 0 | 0.216 | 33.7182 | 26.9226 | 24.6242 | 11.138 | 0 | 0.1307 | 16.2 | 0 | 101.8289 | 0 | 0 | 0 | 3.6004 | 0
4225 | 177 | 26 | 6 | Thursday | 0 | 0 | 0 | 33.7182 | 17.5343 | 18.3373 | 5.569 | 0 | 0.0359 | 14.4 | 0 | 84.0257 | 0 | 0 | 0 | 1.8789 | 0
4226 | 177 | 26 | 6 | Thursday | 1 | 0 | 0 | 33.7182 | 14.6472 | 16.4006 | 5.569 | 0 | 0.0368 | 11.88 | 0 | 76.6829 | 0 | 0 | 0 | 1.9322 | 0
4227 | 177 | 26 | 6 | Thursday | 2 | 0 | 0 | 33.7196 | 11.7686 | 14.464 | 5.569 | 0 | 0.0378 | 11.88 | 0 | 71.8701 | 0 | 0 | 0 | 1.9846 | 0
4228 | 177 | 26 | 6 | Thursday | 3 | 0 | 0 | 33.7376 | 11.7686 | 14.464 | 5.569 | 0 | 0.0387 | 11.88 | 0 | 71.889 | 0 | 0 | 0 | 2.0361 | 0
4229 | 177 | 26 | 6 | Thursday | 4 | 0 | 0 | 33.7504 | 13.0128 | 14.464 | 5.569 | 0 | 0.0397 | 11.88 | 0 | 73.1468 | 0 | 0 | 0 | 2.0871 | 0
4230 | 177 | 26 | 6 | Thursday | 5 | 0 | 0 | 33.7509 | 22.6634 | 20.5805 | 5.569 | 0 | 0.0406 | 11.88 | 0.1639 | 88.9154 | 0 | 0 | 0 | 2.1374 | 0
4231 | 177 | 26 | 6 | Thursday | 6 | 0 | 0 | 33.7193 | 43.6003 | 35.484 | 27.845 | 0 | 0.2175 | 15.12 | 1.4496 | 128.1411 | 0 | 0 | 0 | 11.3879 | 0
4232 | 177 | 26 | 6 | Thursday | 7 | 0 | 0 | 33.7182 | 54.5195 | 46.6998 | 38.983 | 0 | 0.3422 | 15.12 | 4.1368 | 150.3997 | 0 | 0 | 0 | 17.7792 | 0
4233 | 177 | 26 | 6 | Thursday | 8 | 0 | 0 | 33.7189 | 57.2215 | 52.1343 | 44.552 | 0 | 0.4383 | 18.72 | 9.4534 | 162.2331 | 0 | 0 | 0 | 22.7361 | 0
4234 | 177 | 26 | 6 | Thursday | 9 | 0 | 0.181 | 33.73 | 56.9584 | 52.8606 | 27.845 | 6.2238 | 0.3081 | 18.72 | 15.3022 | 162.773 | 0 | 0 | 0 | 15.3111 | 0
4235 | 177 | 26 | 6 | Thursday | 10 | 0 | 2.813 | 33.8767 | 53.9553 | 51.878 | 11.138 | 20.3119 | 0.2891 | 14.4 | 19.4835 | 157.4415 | 9.1739 | 0 | 0 | 6.024 | 0
4236 | 177 | 26 | 6 | Thursday | 11 | 0 | 12.936 | 33.9598 | 52.8672 | 51.878 | 11.138 | 31.8031 | 0.8334 | 18.36 | 23.4676 | 171.8892 | 20.6651 | 0 | 0 | 5.4947 | 0
4237 | 177 | 26 | 6 | Thursday | 12 | 0 | 18.131 | 34.011 | 50.7689 | 51.1854 | 16.707 | 37.5461 | 1.157 | 18.36 | 26.2511 | 175.092 | 20.8391 | 0 | 0 | 7.2056 | 0
4238 | 177 | 26 | 6 | Thursday | 13 | 0 | 19.143 | 34.0203 | 51.6695 | 51.878 | 16.707 | 47.6518 | 1.2105 | 18.36 | 30.6874 | 178.0271 | 30.9448 | 0 | 0 | 5.9811 | 0
4239 | 177 | 26 | 6 | Thursday | 14 | 0 | 18.703 | 34.0172 | 51.4681 | 51.878 | 5.569 | 55.1282 | 1.1145 | 18.36 | 34.9554 | 177.421 | 49.5592 | 0 | 0 | 1.4169 | 0
4240 | 177 | 26 | 6 | Thursday | 15 | 0 | 18.714 | 34.011 | 52.0876 | 51.878 | 5.569 | 48.6913 | 1.0971 | 18.36 | 35.2525 | 178.2128 | 43.1223 | 0 | 0 | 0.7946 | 0
4241 | 177 | 26 | 6 | Thursday | 16 | 0 | 21.03 | 34.0696 | 53.1121 | 50.7246 | 22.276 | 34.052 | 1.2307 | 22.68 | 32.5929 | 185.3654 | 11.776 | 0 | 0 | 1.6781 | 0
4242 | 177 | 26 | 6 | Thursday | 17 | 0 | 24.842 | 34.0416 | 45.9342 | 43.0931 | 27.845 | 13.2372 | 1.4306 | 28.8 | 27.3795 | 181.2883 | 0 | 0 | 0 | 2.0767 | 0
4243 | 177 | 26 | 6 | Thursday | 18 | 0 | 29.197 | 34.0657 | 43.2669 | 51.7393 | 38.983 | 0.0109 | 1.7138 | 30.96 | 19.1556 | 194.4125 | 0 | 0 | 0 | 5.2631 | 0
4244 | 177 | 26 | 6 | Thursday | 19 | 0 | 27.829 | 34.049 | 45.8442 | 57.1787 | 38.983 | 0 | 1.7115 | 25.2 | 9.4939 | 195.601 | 0 | 0 | 0 | 8.2699 | 0
4245 | 177 | 26 | 6 | Thursday | 20 | 0 | 26.959 | 34.0277 | 54.5723 | 60.483 | 27.845 | 0 | 1.6379 | 25.2 | 3.8708 | 206.3643 | 0 | 0 | 0 | 7.6164 | 0
4246 | 177 | 26 | 6 | Thursday | 21 | 0 | 20.16 | 33.9352 | 66.106 | 55.4564 | 16.707 | 0 | 1.1861 | 25.2 | 1.8019 | 204.2717 | 0 | 0 | 0 | 5.2165 | 0
4247 | 177 | 26 | 6 | Thursday | 22 | 0 | 6.643 | 33.7497 | 49.7368 | 40.0199 | 11.138 | 0 | 0.4143 | 16.2 | 0.3375 | 147.3514 | 0 | 0 | 0 | 3.7388 | 0
4248 | 177 | 26 | 6 | Thursday | 23 | 0 | 0.467 | 33.7182 | 26.9226 | 24.6242 | 11.138 | 0 | 0.0987 | 16.2 | 0 | 102.0684 | 0 | 0 | 0 | 3.9433 | 0
4249 | 178 | 27 | 6 | Friday | 0 | 0 | 0.002 | 33.7182 | 17.5343 | 18.3373 | 5.569 | 0 | 0.039 | 14.4 | 0 | 84.0305 | 0 | 0 | 0 | 2.0472 | 0
4250 | 178 | 27 | 6 | Friday | 1 | 0 | 0 | 33.7182 | 14.6472 | 16.4006 | 5.569 | 0 | 0.0399 | 11.88 | 0 | 76.6859 | 0 | 0 | 0 | 2.0983 | 0
4251 | 178 | 27 | 6 | Friday | 2 | 0 | 0 | 33.7182 | 11.7686 | 14.464 | 5.569 | 0 | 0.0408 | 11.88 | 0 | 71.8717 | 0 | 0 | 0 | 2.1484 | 0
4252 | 178 | 27 | 6 | Friday | 3 | 0 | 0 | 33.7182 | 11.7686 | 14.464 | 5.569 | 0 | 0.0417 | 11.88 | 0 | 71.8726 | 0 | 0 | 0 | 2.1979 | 0
4253 | 178 | 27 | 6 | Friday | 4 | 0 | 0 | 33.7192 | 13.0128 | 14.464 | 5.569 | 0 | 0.0426 | 11.88 | 0 | 73.1185 | 0 | 0 | 0 | 2.2467 | 0
4254 | 178 | 27 | 6 | Friday | 5 | 0 | 0 | 33.738 | 22.2907 | 20.5805 | 5.569 | 0 | 0.0434 | 11.88 | 0.2794 | 88.5326 | 0 | 0 | 0 | 2.295 | 0
4255 | 178 | 27 | 6 | Friday | 6 | 0 | 0 | 33.7182 | 35.9397 | 35.484 | 27.845 | 0 | 0.2314 | 15.12 | 2.7161 | 120.4933 | 0 | 0 | 0 | 12.1474 | 0
4256 | 178 | 27 | 6 | Friday | 7 | 0 | 0 | 33.7182 | 46.5436 | 46.6998 | 38.983 | 0 | 0.3602 | 15.12 | 9.4716 | 142.4418 | 0 | 0 | 0 | 18.7677 | 0
4257 | 178 | 27 | 6 | Friday | 8 | 0 | 0 | 33.7212 | 54.951 | 52.1343 | 44.552 | 12.9202 | 0.4716 | 18.72 | 20.817 | 159.9982 | 0 | 0 | 0 | 23.4431 | 0
4258 | 178 | 27 | 6 | Friday | 9 | 0 | 4.316 | 33.9867 | 55.9201 | 52.8606 | 27.845 | 56.6607 | 0.5738 | 18.72 | 33.1309 | 166.8714 | 28.8157 | 0 | 0 | 13.636 | 0
4259 | 178 | 27 | 6 | Friday | 10 | 0 | 22.985 | 33.888 | 53.9387 | 51.878 | 11.138 | 92.0136 | 1.4346 | 14.4 | 44.0164 | 180.6143 | 80.8756 | 0 | 0 | 3.7971 | 0
4260 | 178 | 27 | 6 | Friday | 11 | 0 | 33.177 | 34.0307 | 53.0677 | 51.878 | 11.138 | 113.1382 | 1.9419 | 18.36 | 52.212 | 192.5866 | 102.0002 | 0 | 0 | 1.3004 | 0
4261 | 178 | 27 | 6 | Friday | 12 | 0 | 55.816 | 34.0789 | 50.9933 | 51.1854 | 16.707 | 120.079 | 2.0251 | 18.36 | 57.2966 | 191.139 | 103.372 | 0 | 0 | 0 | 0
4262 | 178 | 27 | 6 | Friday | 13 | 0 | 82.424 | 34.1737 | 51.7627 | 51.878 | 16.707 | 112.3753 | 2.2712 | 18.36 | 58.8834 | 195.5832 | 95.6683 | 0 | 0 | 0 | 0
4263 | 178 | 27 | 6 | Friday | 14 | 0 | 92.847 | 34.0798 | 51.9262 | 51.878 | 5.569 | 90.6762 | 2.3755 | 18.36 | 57.004 | 197.2606 | 85.1072 | 0 | 0 | 0 | 0
4264 | 178 | 27 | 6 | Friday | 15 | 0 | 96.063 | 34.2068 | 52.683 | 51.878 | 5.569 | 56.8854 | 2.3564 | 18.36 | 51.8004 | 198.6785 | 51.3164 | 0 | 0 | 0 | 0
4265 | 178 | 27 | 6 | Friday | 16 | 0 | 97.56 | 34.634 | 53.3855 | 50.7246 | 22.276 | 19.937 | 2.303 | 22.68 | 43.5932 | 203.2875 | 0 | 0 | 0 | 0 | 0
4266 | 178 | 27 | 6 | Friday | 17 | 0 | 99.453 | 35.1523 | 46.2328 | 43.0931 | 27.845 | 0.0341 | 2.2804 | 28.8 | 32.8522 | 195.5314 | 0 | 0 | 0 | 0 | 0
4267 | 178 | 27 | 6 | Friday | 18 | 0 | 115.207 | 35.5186 | 43.432 | 51.7393 | 38.983 | 0 | 2.3715 | 30.96 | 20.6916 | 205.8482 | 0 | 0 | 0 | 0 | 0
4268 | 178 | 27 | 6 | Friday | 19 | 0 | 159.04 | 34.8757 | 45.4974 | 57.1787 | 38.983 | 0 | 2.7281 | 25.2 | 9.5857 | 212.7975 | 0 | 0 | 0 | 0 | 0
4269 | 178 | 27 | 6 | Friday | 20 | 0 | 162.08 | 34.4965 | 53.5898 | 60.483 | 27.845 | 0 | 2.7506 | 25.2 | 3.7092 | 223.9561 | 0 | 0 | 0 | 0 | 0
4270 | 178 | 27 | 6 | Friday | 21 | 0 | 152.175 | 34.2247 | 65.9539 | 55.4564 | 16.707 | 0 | 2.6742 | 25.2 | 1.754 | 229.1415 | 0 | 0 | 0 | 0 | 0
4271 | 178 | 27 | 6 | Friday | 22 | 0 | 100.829 | 33.886 | 49.7368 | 40.0199 | 11.138 | 0 | 2.1195 | 16.2 | 0.3316 | 180.9395 | 0 | 0 | 0 | 0 | 0
4272 | 178 | 27 | 6 | Friday | 23 | 0 | 27.734 | 33.7212 | 26.9226 | 24.6242 | 11.138 | 0 | 1.3061 | 16.2 | 0 | 129.3629 | 0 | 0 | 0 | 0 | 0
4273 | 179 | 28 | 6 | Saturday | 0 | 0 | 7.165 | 33.7182 | 18.3332 | 19.1419 | 5.569 | 0 | 0.3768 | 15.84 | 0 | 95.5094 | 0 | 0 | 0 | 0 | 0
4274 | 179 | 28 | 6 | Saturday | 1 | 0 | 2.809 | 33.7182 | 17.5283 | 18.3373 | 5.569 | 0 | 0.146 | 12.6 | 0 | 85.4523 | 0 | 0 | 0 | 0 | 0
4275 | 179 | 28 | 6 | Saturday | 2 | 0 | 0.235 | 33.7182 | 11.771 | 14.464 | 5.569 | 0 | 0.0136 | 12.6 | 0 | 72.826 | 0 | 0 | 0 | 0 | 0
4276 | 179 | 28 | 6 | Saturday | 3 | 0 | 0.015 | 33.7182 | 11.771 | 14.464 | 5.569 | 0 | 0.0025 | 12.6 | 0 | 72.5721 | 0 | 0 | 0 | 0 | 0
4277 | 179 | 28 | 6 | Saturday | 4 | 0 | 0 | 33.7182 | 11.771 | 14.464 | 5.569 | 0 | 0.0017 | 12.6 | 0 | 72.555 | 0 | 0 | 0 | 0 | 0
4278 | 179 | 28 | 6 | Saturday | 5 | 0 | 0 | 33.7182 | 12.8631 | 14.464 | 5.569 | 0 | 0.0017 | 12.6 | 0.3229 | 73.647 | 0 | 0 | 0 | 0 | 0
4279 | 179 | 28 | 6 | Saturday | 6 | 0 | 0 | 33.7182 | 24.7615 | 24.9086 | 27.845 | 0 | 0.0099 | 14.4 | 2.9363 | 97.7982 | 0 | 0 | 0 | 0 | 0
4280 | 179 | 28 | 6 | Saturday | 7 | 0 | 0 | 33.7182 | 24.4092 | 26.405 | 38.983 | 0 | 0.0187 | 11.52 | 9.4247 | 96.071 | 0 | 0 | 0 | 0 | 0
4281 | 179 | 28 | 6 | Saturday | 8 | 0 | 0 | 33.7494 | 31.9704 | 37.4339 | 44.552 | 0.2325 | 0.1513 | 16.2 | 20.9528 | 119.505 | 0 | 0 | 0 | 1.0555 | 0
4282 | 179 | 28 | 6 | Saturday | 9 | 0 | 7.725 | 34.0291 | 31.016 | 37.9057 | 27.845 | 31.4292 | 0.5063 | 16.2 | 33.6789 | 128.3516 | 3.5842 | 0 | 0 | 2.1181 | 0
4283 | 179 | 28 | 6 | Saturday | 10 | 0 | 28.337 | 33.9525 | 29.0665 | 37.2508 | 11.138 | 72.6683 | 1.7138 | 15.12 | 44.6309 | 147.5182 | 61.5303 | 0 | 0 | 0.11 | 0
4284 | 179 | 28 | 6 | Saturday | 11 | 0 | 61.644 | 34.0628 | 27.5327 | 35.3135 | 11.138 | 97.4834 | 2.0768 | 21.6 | 52.689 | 155.8053 | 86.3454 | 0 | 0 | 0 | 0
4285 | 179 | 28 | 6 | Saturday | 12 | 0 | 89.643 | 34.1464 | 24.5944 | 34.2247 | 16.707 | 106.9924 | 2.3732 | 23.4 | 57.5526 | 157.0274 | 90.2854 | 0 | 0 | 0 | 0
4286 | 179 | 28 | 6 | Saturday | 13 | 0 | 95.942 | 34.4113 | 23.7908 | 33.0722 | 16.707 | 101.0056 | 2.4293 | 23.4 | 59.1255 | 156.4806 | 84.2986 | 0 | 0 | 0 | 0
4287 | 179 | 28 | 6 | Saturday | 14 | 0 | 99.789 | 35.0342 | 22.6461 | 33.0722 | 5.569 | 71.0105 | 2.3904 | 23.4 | 57.2883 | 156.7489 | 65.4415 | 0 | 0 | 0 | 0
4288 | 179 | 28 | 6 | Saturday | 15 | 0 | 103.43 | 35.4205 | 23.6371 | 33.0722 | 5.569 | 10.6816 | 2.3079 | 23.4 | 52.0985 | 158.6656 | 5.1126 | 0 | 0 | 0 | 0
4289 | 179 | 28 | 6 | Saturday | 16 | 0 | 105.558 | 35.5594 | 24.3053 | 33.0722 | 22.276 | 20.7082 | 2.3363 | 23.4 | 43.7962 | 159.9483 | 0 | 0 | 0 | 0 | 0
4290 | 179 | 28 | 6 | Saturday | 17 | 0 | 116.868 | 35.4503 | 22.1498 | 32.9581 | 27.845 | 0.045 | 2.3631 | 27 | 32.9524 | 162.7821 | 0 | 0 | 0 | 0 | 0
4291 | 179 | 28 | 6 | Saturday | 18 | 0 | 168.674 | 34.6863 | 33.8488 | 46.5147 | 38.983 | 0 | 2.8044 | 28.8 | 20.7399 | 196.0834 | 0 | 0 | 0 | 0 | 0
4292 | 179 | 28 | 6 | Saturday | 19 | 0 | 171.61 | 34.3945 | 38.8841 | 50.3878 | 38.983 | 0 | 2.8333 | 28.8 | 9.7516 | 204.8393 | 0 | 0 | 0 | 0 | 0
4293 | 179 | 28 | 6 | Saturday | 20 | 0 | 166.375 | 34.2852 | 43.7978 | 50.3878 | 27.845 | 0 | 2.7829 | 27 | 3.7767 | 206.8067 | 0 | 0 | 0 | 0 | 0
4294 | 179 | 28 | 6 | Saturday | 21 | 0 | 165.294 | 34.2224 | 58.1125 | 50.3878 | 16.707 | 0 | 2.7788 | 27 | 1.7581 | 220.0808 | 0 | 0 | 0 | 0 | 0
4295 | 179 | 28 | 6 | Saturday | 22 | 0 | 133.501 | 33.8653 | 49.2003 | 40.077 | 11.138 | 0 | 2.3976 | 19.8 | 0.3313 | 188.1985 | 0 | 0 | 0 | 0 | 0
4296 | 179 | 28 | 6 | Saturday | 23 | 0 | 53.231 | 33.7274 | 28.1779 | 24.6242 | 11.138 | 0 | 1.677 | 19.8 | 0 | 140.637 | 0 | 0 | 0 | 0 | 0
4297 | 180 | 29 | 6 | Sunday | 0 | 0 | 8.146 | 33.7182 | 24.1043 | 23.0149 | 5.569 | 0 | 0.4303 | 19.8 | 0 | 110.281 | 0 | 0 | 0 | 0 | 0
4298 | 180 | 29 | 6 | Sunday | 1 | 0 | 3.058 | 33.7182 | 23.3102 | 22.2101 | 5.569 | 0 | 0.1589 | 19.8 | 0 | 102.5971 | 0 | 0 | 0 | 0 | 0
4299 | 180 | 29 | 6 | Sunday | 2 | 0 | 0.269 | 33.7182 | 17.5379 | 18.3373 | 5.569 | 0 | 0.0154 | 15.48 | 0 | 85.3841 | 0 | 0 | 0 | 0 | 0
4300 | 180 | 29 | 6 | Sunday | 3 | 0 | 0 | 33.7182 | 17.5379 | 18.3373 | 5.569 | 0 | 0.0017 | 15.48 | 0 | 85.0751 | 0 | 0 | 0 | 0 | 0
4301 | 180 | 29 | 6 | Sunday | 4 | 0 | 0 | 33.7182 | 17.5379 | 18.3373 | 5.569 | 0 | 0.0019 | 15.48 | 0 | 85.0753 | 0 | 0 | 0 | 0 | 0
4302 | 180 | 29 | 6 | Sunday | 5 | 0 | 0 | 33.7182 | 18.5724 | 18.3373 | 5.569 | 0 | 0.0017 | 15.48 | 0.3382 | 86.1096 | 0 | 0 | 0 | 0 | 0
4303 | 180 | 29 | 6 | Sunday | 6 | 0 | 0 | 33.7182 | 21.7628 | 24.6242 | 27.845 | 0 | 0.0099 | 18.72 | 2.9823 | 98.8352 | 0 | 0 | 0 | 0 | 0
4304 | 180 | 29 | 6 | Sunday | 7 | 0 | 0 | 33.7182 | 23.36 | 29.9942 | 38.983 | 0 | 0.0187 | 18.72 | 9.3537 | 105.8111 | 0 | 0 | 0 | 0 | 0
4305 | 180 | 29 | 6 | Sunday | 8 | 0 | 0 | 33.8111 | 23.7683 | 33.2132 | 44.552 | 0 | 0.1107 | 23.4 | 20.0656 | 114.3032 | 0 | 0 | 0 | 0.0172 | 0
4306 | 180 | 29 | 6 | Sunday | 9 | 0 | 3.337 | 34.0356 | 19.4974 | 29.3396 | 27.845 | 19.3799 | 0.235 | 23.4 | 30.1804 | 110.2815 | 0 | 0 | 0 | 1.0366 | 0
4307 | 180 | 29 | 6 | Sunday | 10 | 0 | 21.721 | 33.9714 | 19.9461 | 32.5586 | 11.138 | 57.0387 | 1.4423 | 19.08 | 39.9617 | 131.696 | 45.9007 | 0 | 0 | 0.0139 | 0
4308 | 180 | 29 | 6 | Sunday | 11 | 0 | 51.576 | 34.0557 | 19.0697 | 32.5586 | 11.138 | 79.4782 | 1.9936 | 21.6 | 46.9375 | 143.8749 | 68.3402 | 0 | 0 | 0 | 0
4309 | 180 | 29 | 6 | Sunday | 12 | 0 | 84.156 | 34.7834 | 18.9223 | 33.0367 | 16.707 | 91.8587 | 2.3451 | 19.08 | 51.6641 | 146.0532 | 75.1517 | 0 | 0 | 0 | 0
4310 | 180 | 29 | 6 | Sunday | 13 | 0 | 93.695 | 35.367 | 16.443 | 29.1634 | 16.707 | 88.8033 | 2.3882 | 18.36 | 53.5664 | 141.0344 | 72.0963 | 0 | 0 | 0 | 0
4311 | 180 | 29 | 6 | Sunday | 14 | 0 | 92.497 | 35.4442 | 16.5946 | 29.1634 | 5.569 | 56.8635 | 2.332 | 18 | 48.6974 | 140.5214 | 51.2945 | 0 | 0 | 0 | 0
4312 | 180 | 29 | 6 | Sunday | 15 | 0 | 94.342 | 35.4599 | 17.5307 | 29.1634 | 5.569 | 21.9641 | 2.2866 | 15.84 | 41.6387 | 139.2821 | 16.3951 | 0 | 0 | 0 | 0
4313 | 180 | 29 | 6 | Sunday | 16 | 0 | 98.2 | 35.3952 | 17.1366 | 27.5539 | 22.276 | 0.2726 | 2.2787 | 23.04 | 31.7935 | 144.6389 | 0 | 0 | 0 | 0 | 0
4314 | 180 | 29 | 6 | Sunday | 17 | 0 | 96.63 | 35.3422 | 16.8977 | 26.399 | 27.845 | 0 | 2.2899 | 22.32 | 19.667 | 142.1048 | 0 | 0 | 0 | 0 | 0
4315 | 180 | 29 | 6 | Sunday | 18 | 0 | 106.06 | 35.2402 | 27.6834 | 38.0184 | 38.983 | 0 | 2.2654 | 23.4 | 11.2478 | 166.3062 | 0 | 0 | 0 | 0 | 0
4316 | 180 | 29 | 6 | Sunday | 19 | 0 | 43.807 | 34.4672 | 37.5342 | 45.7644 | 38.983 | 0 | 1.6337 | 22.68 | 7.0492 | 173.7942 | 0 | 0 | 0 | 0 | 0
4317 | 180 | 29 | 6 | Sunday | 20 | 0 | 14.401 | 33.8342 | 50.6477 | 49.6381 | 27.845 | 0 | 0.7682 | 22.68 | 3.8467 | 173.2047 | 0 | 0 | 0 | 0 | 0
4318 | 180 | 29 | 6 | Sunday | 21 | 0 | 6.47 | 33.7393 | 48.0763 | 41.8913 | 16.707 | 0 | 0.3369 | 22.68 | 1.3287 | 153.7216 | 0 | 0 | 0 | 0 | 0
4319 | 180 | 29 | 6 | Sunday | 22 | 0 | 3.186 | 33.7182 | 40.3665 | 35.5897 | 11.138 | 0 | 0.1652 | 14.4 | 0.2111 | 127.6851 | 0 | 0 | 0 | 0 | 0
4320 | 180 | 29 | 6 | Sunday | 23 | 0 | 0.535 | 33.7182 | 25.6748 | 24.6242 | 11.138 | 0 | 0.0303 | 14.4 | 0 | 99.026 | 0 | 0 | 0 | 0 | 0
4321 | 181 | 30 | 6 | Monday | 0 | 0 | 0.008 | 33.7182 | 17.5343 | 18.3373 | 5.569 | 0 | 0.0022 | 14.4 | 0 | 84.0011 | 0 | 0 | 0 | 0 | 0
4322 | 181 | 30 | 6 | Monday | 1 | 0 | 0 | 33.7182 | 14.6472 | 16.4006 | 5.569 | 0 | 0.0017 | 11.88 | 0 | 76.6478 | 0 | 0 | 0 | 0 | 0
4323 | 181 | 30 | 6 | Monday | 2 | 0 | 0 | 33.7182 | 11.7686 | 14.464 | 5.569 | 0 | 0.0017 | 11.88 | 0 | 71.8326 | 0 | 0 | 0 | 0 | 0
4324 | 181 | 30 | 6 | Monday | 3 | 0 | 0 | 33.7182 | 11.7686 | 14.464 | 5.569 | 0 | 0.0017 | 11.88 | 0 | 71.8326 | 0 | 0 | 0 | 0 | 0
4325 | 181 | 30 | 6 | Monday | 4 | 0 | 0 | 33.7182 | 13.0128 | 14.464 | 5.569 | 0 | 0.0019 | 11.88 | 0 | 73.0769 | 0 | 0 | 0 | 0 | 0
4326 | 181 | 30 | 6 | Monday | 5 | 0 | 0 | 33.7182 | 22.6634 | 20.5805 | 5.569 | 0 | 0.0017 | 11.88 | 0.0738 | 88.8439 | 0 | 0 | 0 | 0 | 0
4327 | 181 | 30 | 6 | Monday | 6 | 0 | 0 | 33.7182 | 44.2806 | 35.484 | 27.845 | 0 | 0.01 | 15.12 | 0.6393 | 128.6129 | 0 | 0 | 0 | 0 | 0
4328 | 181 | 30 | 6 | Monday | 7 | 0 | 0 | 33.7182 | 60.4754 | 46.6998 | 38.983 | 0 | 0.1562 | 15.12 | 1.613 | 156.1696 | 0 | 0 | 0 | 0.3753 | 0
4329 | 181 | 30 | 6 | Monday | 8 | 0 | 0 | 33.7422 | 65.8088 | 52.1343 | 44.552 | 0 | 0.1022 | 18.72 | 3.0009 | 170.5076 | 0 | 0 | 0 | 4.3092 | 0
4330 | 181 | 30 | 6 | Monday | 9 | 0 | 0.353 | 33.8114 | 63.8561 | 52.8606 | 27.845 | 0 | 0.115 | 18.72 | 5.2944 | 169.745 | 0 | 0 | 0 | 4.7909 | 0
4331 | 181 | 30 | 6 | Monday | 10 | 0 | 7.569 | 33.9864 | 58.2632 | 51.878 | 11.138 | 0 | 0.4334 | 14.4 | 8.2002 | 166.9545 | 0 | 0 | 0 | 2.3437 | 0
4332 | 181 | 30 | 6 | Monday | 11 | 0 | 15.01 | 33.9499 | 56.4989 | 51.878 | 11.138 | 0 | 0.839 | 18.36 | 9.7198 | 177.7596 | 0 | 0 | 0 | 2.5829 | 0
4333 | 181 | 30 | 6 | Monday | 12 | 0 | 18.479 | 34.0504 | 53.9398 | 51.1854 | 16.707 | 0 | 1.0638 | 18.36 | 12.4448 | 178.5858 | 0 | 0 | 0 | 4.3062 | 0
4334 | 181 | 30 | 6 | Monday | 13 | 0 | 18.699 | 34.1245 | 53.8571 | 51.878 | 16.707 | 3.3173 | 1.0901 | 18.36 | 19.6585 | 179.5343 | 0 | 0 | 0 | 4.7853 | 0
4335 | 181 | 30 | 6 | Monday | 14 | 2.177 | 14.69 | 33.9567 | 52.4012 | 51.878 | 5.569 | 27.6758 | 0.8861 | 18.36 | 28.567 | 173.3703 | 22.1068 | 0 | 0 | 3.6854 | 0
4336 | 181 | 30 | 6 | Monday | 15 | 0 | 12.617 | 33.902 | 52.2844 | 51.878 | 5.569 | 37.7785 | 0.7407 | 18.36 | 32.9839 | 170.811 | 32.2095 | 0 | 0 | 1.119 | 0
4337 | 181 | 30 | 6 | Monday | 16 | 0 | 12.372 | 33.8962 | 53.0049 | 50.7246 | 22.276 | 24.8968 | 0.7542 | 22.68 | 30.5271 | 174.4407 | 2.6208 | 0 | 0 | 3.4187 | 0
4338 | 181 | 30 | 6 | Monday | 17 | 0 | 13.694 | 33.9228 | 45.7994 | 43.0931 | 27.845 | 5.4947 | 0.8213 | 28.8 | 24.3702 | 167.2478 | 0 | 0 | 0 | 4.7087 | 0
4339 | 181 | 30 | 6 | Monday | 18 | 0 | 16.564 | 33.999 | 42.8574 | 51.7393 | 38.983 | 0 | 1.0555 | 30.96 | 17.6832 | 178.5264 | 0 | 0 | 0 | 8.9697 | 0
4340 | 181 | 30 | 6 | Monday | 19 | 0 | 15.456 | 34.0108 | 45.1936 | 57.1787 | 38.983 | 0 | 1.0439 | 25.2 | 10.7201 | 179.3438 | 0 | 0 | 0 | 11.6739 | 0
4341 | 181 | 30 | 6 | Monday | 20 | 0 | 14.974 | 34.0004 | 52.1474 | 60.483 | 27.845 | 0 | 0.9766 | 25.2 | 5.2008 | 189.0028 | 0 | 0 | 0 | 9.876 | 0
4342 | 181 | 30 | 6 | Monday | 21 | 0 | 11.405 | 33.9653 | 65.4978 | 55.4564 | 16.707 | 0 | 0.7169 | 25.2 | 2.0944 | 193.1717 | 0 | 0 | 0 | 6.5072 | 0
4343 | 181 | 30 | 6 | Monday | 22 | 0 | 3.812 | 33.7462 | 49.7368 | 40.0199 | 11.138 | 0 | 0.2809 | 16.2 | 0.3616 | 144.1061 | 0 | 0 | 0 | 4.573 | 0
4344 | 181 | 30 | 6 | Monday | 23 | 0 | 0.486 | 33.7182 | 26.9226 | 24.6242 | 11.138 | 0 | 0.1145 | 16.2 | 0 | 102.1053 | 0 | 0 | 0 | 4.7568 | 0
4345 | 182 | 1 | 7 | Tuesday | 0 | 0 | 0.001 | 33.7182 | 17.5343 | 18.3373 | 5.321 | 0 | 0.0462 | 14.4 | 0 | 84.0372 | 0 | 0 | 0 | 2.4445 | 0
4346 | 182 | 1 | 7 | Tuesday | 1 | 0 | 0 | 33.7182 | 14.6472 | 16.4006 | 5.321 | 0 | 0.047 | 11.88 | 0 | 76.693 | 0 | 0 | 0 | 2.4876 | 0
4347 | 182 | 1 | 7 | Tuesday | 2 | 0 | 0 | 33.7182 | 11.7686 | 14.464 | 5.321 | 0 | 0.0477 | 11.88 | 0 | 71.8786 | 0 | 0 | 0 | 2.5292 | 0
4348 | 182 | 1 | 7 | Tuesday | 3 | 0 | 0 | 33.7182 | 11.7686 | 14.464 | 5.321 | 0 | 0.0485 | 11.88 | 0 | 71.8793 | 0 | 0 | 0 | 2.5707 | 0
4349 | 182 | 1 | 7 | Tuesday | 4 | 0 | 0 | 33.7182 | 13.0128 | 14.464 | 5.321 | 0 | 0.0492 | 11.88 | 0 | 73.1243 | 0 | 0 | 0 | 2.6115 | 0
4350 | 182 | 1 | 7 | Tuesday | 5 | 0 | 0 | 33.7182 | 22.3976 | 20.5805 | 5.321 | 0 | 0.05 | 11.88 | 0.2571 | 88.6263 | 0 | 0 | 0 | 2.6518 | 0
4351 | 182 | 1 | 7 | Tuesday | 6 | 0 | 0 | 33.7182 | 36.2234 | 35.484 | 26.607 | 0 | 0.2619 | 15.12 | 2.4298 | 120.8075 | 0 | 0 | 0 | 13.82 | 0
4352 | 182 | 1 | 7 | Tuesday | 7 | 0 | 0 | 33.7182 | 46.8007 | 46.6998 | 37.25 | 0 | 0.3975 | 15.12 | 8.2428 | 142.7363 | 0 | 0 | 0 | 20.8143 | 0
4353 | 182 | 1 | 7 | Tuesday | 8 | 0 | 4.035 | 33.9629 | 54.9478 | 52.1343 | 42.572 | 13.7504 | 0.7216 | 18.72 | 18.2968 | 164.9363 | 0 | 0 | 0 | 25.3361 | 0
4354 | 182 | 1 | 7 | Tuesday | 9 | 0 | 22.204 | 33.9663 | 55.5629 | 52.8606 | 26.607 | 51.3581 | 1.5819 | 18.72 | 28.8682 | 188.1062 | 24.7511 | 0 | 0 | 14.7408 | 0
4355 | 182 | 1 | 7 | Tuesday | 10 | 0 | 66.026 | 34.1582 | 53.0553 | 51.878 | 10.643 | 80.1184 | 2.1811 | 14.4 | 37.5874 | 191.3368 | 69.4754 | 0 | 0 | 4.4255 | 0
4356 | 182 | 1 | 7 | Tuesday | 11 | 0 | 102.058 | 34.1553 | 52.6203 | 51.878 | 10.643 | 95.929 | 2.4918 | 18.36 | 43.9633 | 198.9667 | 85.286 | 0 | 0 | 2.301 | 0
4357 | 182 | 1 | 7 | Tuesday | 12 | 0 | 115.482 | 34.4766 | 50.8288 | 51.1854 | 15.964 | 93.2646 | 2.5773 | 18.36 | 45.998 | 198.6335 | 77.3006 | 0 | 0 | 0.4575 | 0
4358 | 182 | 1 | 7 | Tuesday | 13 | 0 | 120.492 | 35.1683 | 51.5252 | 51.878 | 15.964 | 76.2055 | 2.5138 | 18.36 | 44.1275 | 201.4604 | 60.2415 | 0 | 0 | 0 | 0
4359 | 182 | 1 | 7 | Tuesday | 14 | 0 | 116.066 | 35.3043 | 51.5923 | 51.878 | 5.321 | 49.7417 | 2.4353 | 18.36 | 39.5903 | 201.062 | 44.4207 | 0 | 0 | 0 | 0
4360 | 182 | 1 | 7 | Tuesday | 15 | 0 | 121.356 | 35.4579 | 52.3173 | 51.878 | 5.321 | 23.1 | 2.4301 | 18.36 | 33.4939 | 202.7942 | 17.779 | 0 | 0 | 0 | 0
4361 | 182 | 1 | 7 | Tuesday | 16 | 0 | 143.178 | 35.1656 | 53.342 | 50.7246 | 21.286 | 6.7813 | 2.5831 | 22.68 | 28.853 | 209.7625 | 0 | 0 | 0 | 0 | 0
4362 | 182 | 1 | 7 | Tuesday | 17 | 0 | 142.897 | 34.9709 | 46.1416 | 43.0931 | 26.607 | 0 | 2.5733 | 28.8 | 22.4403 | 200.8103 | 0 | 0 | 0 | 0 | 0
4363 | 182 | 1 | 7 | Tuesday | 18 | 0 | 183.646 | 34.563 | 43.8104 | 51.7393 | 37.25 | 0 | 2.939 | 30.96 | 13.7814 | 214.3519 | 0 | 0 | 0 | 0 | 0
4364 | 182 | 1 | 7 | Tuesday | 19 | 0 | 194.91 | 34.4519 | 46.5692 | 57.1787 | 37.25 | 0 | 3.0435 | 25.2 | 7.2382 | 217.9842 | 0 | 0 | 0 | 0 | 0
4365 | 182 | 1 | 7 | Tuesday | 20 | 0 | 203.638 | 34.4641 | 55.7895 | 60.483 | 26.607 | 0 | 3.1877 | 25.2 | 3.525 | 231.5384 | 0 | 0 | 0 | 0 | 0
4366 | 182 | 1 | 7 | Tuesday | 21 | 0 | 179.252 | 34.3248 | 67.3743 | 55.4564 | 15.964 | 0 | 3.3013 | 25.2 | 1.4176 | 234.1905 | 0 | 0 | 0 | 0 | 0
4367 | 182 | 1 | 7 | Tuesday | 22 | 0 | 104.75 | 33.7933 | 49.7368 | 40.0199 | 10.643 | 0 | 2.5569 | 16.2 | 0.2534 | 181.4602 | 0 | 0 | 0 | 0.1715 | 0
4368 | 182 | 1 | 7 | Tuesday | 23 | 0 | 34.872 | 33.7201 | 26.9226 | 24.6242 | 10.643 | 0 | 1.4229 | 16.2 | 0 | 130.8909 | 0 | 0 | 0 | 0.899 | 0
4369 | 183 | 2 | 7 | Wednesday | 0 | 0 | 1.924 | 33.7182 | 17.5343 | 18.3373 | 5.321 | 0 | 0.1108 | 14.4 | 0 | 86.2378 | 0 | 0 | 0 | 0.5521 | 0
4370 | 183 | 2 | 7 | Wednesday | 1 | 0 | 0.018 | 33.7182 | 14.6472 | 16.4006 | 5.321 | 0 | 0.0138 | 11.88 | 0 | 76.6789 | 0 | 0 | 0 | 0.6193 | 0
4371 | 183 | 2 | 7 | Wednesday | 2 | 0 | 0 | 33.7182 | 11.7686 | 14.464 | 5.321 | 0 | 0.0141 | 11.88 | 0 | 71.845 | 0 | 0 | 0 | 0.6853 | 0
4372 | 183 | 2 | 7 | Wednesday | 3 | 0 | 0 | 33.7182 | 11.7686 | 14.464 | 5.321 | 0 | 0.0153 | 11.88 | 0 | 71.8462 | 0 | 0 | 0 | 0.7506 | 0
4373 | 183 | 2 | 7 | Wednesday | 4 | 0 | 0 | 33.7182 | 13.0128 | 14.464 | 5.321 | 0 | 0.0165 | 11.88 | 0 | 73.0915 | 0 | 0 | 0 | 0.8151 | 0
4374 | 183 | 2 | 7 | Wednesday | 5 | 0 | 0 | 33.7182 | 22.3833 | 20.5805 | 5.321 | 0 | 0.0176 | 11.88 | 0.2506 | 88.5797 | 0 | 0 | 0 | 0.8785 | 0
4375 | 183 | 2 | 7 | Wednesday | 6 | 0 | 0 | 33.7182 | 36.3055 | 35.484 | 26.607 | 0 | 0.106 | 15.12 | 2.3842 | 120.7337 | 0 | 0 | 0 | 5.2738 | 0
4376 | 183 | 2 | 7 | Wednesday | 7 | 0 | 0 | 33.7182 | 47.9615 | 46.6998 | 37.25 | 0 | 0.1947 | 15.12 | 8.0243 | 143.6942 | 0 | 0 | 0 | 9.6922 | 0
4377 | 183 | 2 | 7 | Wednesday | 8 | 0 | 4.504 | 33.9307 | 56.3119 | 52.1343 | 42.572 | 4.0799 | 0.5221 | 18.72 | 18.2704 | 166.4993 | 0 | 0 | 0 | 14.0559 | 0
4378 | 183 | 2 | 7 | Wednesday | 9 | 0 | 33.327 | 34.0149 | 56.0621 | 52.8606 | 26.607 | 43.3372 | 1.7586 | 18.72 | 30.5188 | 193.5168 | 16.7302 | 0 | 0 | 8.9431 | 0
4379 | 183 | 2 | 7 | Wednesday | 10 | 0 | 83.302 | 34.3183 | 53.453 | 51.878 | 10.643 | 78.9136 | 2.2999 | 14.4 | 40.7057 | 193.6011 | 68.2706 | 0 | 0 | 2.3082 | 0
4380 | 183 | 2 | 7 | Wednesday | 11 | 0 | 108.512 | 35.0467 | 52.8957 | 51.878 | 10.643 | 97.6552 | 2.5826 | 18.36 | 47.7436 | 201.1686 | 87.0122 | 0 | 0 | 0.3608 | 0
4381 | 183 | 2 | 7 | Wednesday | 12 | 0 | 125.367 | 35.7597 | 51.0695 | 51.1854 | 15.964 | 85.2422 | 2.5633 | 18.36 | 46.504 | 201.7681 | 69.2782 | 0 | 0 | 0 | 0
4382 | 183 | 2 | 7 | Wednesday | 13 | 0 | 127.527 | 35.7639 | 51.7787 | 51.878 | 15.964 | 56.1471 | 2.5324 | 18.36 | 40.4601 | 203.6319 | 40.1831 | 0 | 0 | 0 | 0
4383 | 183 | 2 | 7 | Wednesday | 14 | 0 | 140.831 | 35.3507 | 51.7756 | 51.878 | 5.321 | 46.2971 | 2.6223 | 18.36 | 39.4952 | 205.2137 | 40.9761 | 0 | 0 | 0 | 0
4384 | 183 | 2 | 7 | Wednesday | 15 | 0 | 158.334 | 34.8408 | 52.3646 | 51.878 | 5.321 | 39.305 | 2.7525 | 18.36 | 39.4243 | 208.2107 | 33.984 | 0 | 0 | 0 | 0
4385 | 183 | 2 | 7 | Wednesday | 16 | 0 | 177.377 | 34.4024 | 53.4214 | 50.7246 | 21.286 | 15.6609 | 2.8862 | 22.68 | 34.2389 | 214.7439 | 0 | 0 | 0 | 0 | 0
4386 | 183 | 2 | 7 | Wednesday | 17 | 0 | 165.736 | 34.2751 | 46.2009 | 43.0931 | 26.607 | 0.0315 | 2.7689 | 28.8 | 26.6119 | 203.88 | 0 | 0 | 0 | 0 | 0
4387 | 183 | 2 | 7 | Wednesday | 18 | 0 | 180.43 | 34.3739 | 43.4012 | 51.7393 | 37.25 | 0 | 2.9094 | 30.96 | 18.4167 | 213.8488 | 0 | 0 | 0 | 0 | 0
4388 | 183 | 2 | 7 | Wednesday | 19 | 0 | 191.857 | 34.583 | 45.9197 | 57.1787 | 37.25 | 0 | 3.0189 | 25.2 | 9.0937 | 217.3346 | 0 | 0 | 0 | 0 | 0
4389 | 183 | 2 | 7 | Wednesday | 20 | 0 | 194.09 | 34.6365 | 55.4661 | 60.483 | 26.607 | 0 | 3.0514 | 25.2 | 3.6362 | 229.9452 | 0 | 0 | 0 | 0 | 0
4390 | 183 | 2 | 7 | Wednesday | 21 | 0 | 174.27 | 34.5694 | 66.6208 | 55.4564 | 15.964 | 0 | 2.6888 | 25.2 | 1.6124 | 232.4198 | 0 | 0 | 0 | 0 | 0
4391 | 183 | 2 | 7 | Wednesday | 22 | 0 | 84.884 | 33.8132 | 49.7368 | 40.0199 | 10.643 | 0 | 1.9461 | 16.2 | 0.309 | 178.7376 | 0 | 0 | 0 | 0 | 0
4392 | 183 | 2 | 7 | Wednesday | 23 | 0 | 20.769 | 33.7193 | 26.9226 | 24.6242 | 10.643 | 0 | 1.0756 | 16.2 | 0 | 124.6689 | 0 | 0 | 0 | 0 | 0
4393 | 184 | 3 | 7 | Thursday | 0 | 0 | 3.216 | 33.7182 | 17.5343 | 18.3373 | 5.321 | 0 | 0.1675 | 14.4 | 0 | 87.7357 | 0 | 0 | 0 | 0 | 0
4394 | 184 | 3 | 7 | Thursday | 1 | 0 | 0.442 | 33.7182 | 14.6472 | 16.4006 | 5.321 | 0 | 0.024 | 11.88 | 0 | 77.1536 | 0 | 0 | 0 | 0 | 0
4395 | 184 | 3 | 7 | Thursday | 2 | 0 | 0.005 | 33.7182 | 11.7686 | 14.464 | 5.321 | 0 | 0.0019 | 11.88 | 0 | 71.8379 | 0 | 0 | 0 | 0 | 0
4396 | 184 | 3 | 7 | Thursday | 3 | 0 | 0 | 33.7182 | 11.7686 | 14.464 | 5.321 | 0 | 0.0017 | 11.88 | 0 | 71.8326 | 0 | 0 | 0 | 0 | 0
4397 | 184 | 3 | 7 | Thursday | 4 | 0 | 0 | 33.7182 | 13.0128 | 14.464 | 5.321 | 0 | 0.1318 | 11.88 | 0 | 73.2068 | 0 | 0 | 0 | 0 | 0
4398 | 184 | 3 | 7 | Thursday | 5 | 0 | 0 | 33.7182 | 22.378 | 20.5805 | 5.321 | 0 | 0.2895 | 11.88 | 0.2585 | 88.8463 | 0 | 0 | 0 | 0 | 0
4399 | 184 | 3 | 7 | Thursday | 6 | 0 | 0 | 33.7182 | 36.6893 | 35.484 | 26.607 | 0 | 0.0575 | 15.12 | 2.4895 | 121.069 | 0 | 0 | 0 | 1.4298 | 0
4400 | 184 | 3 | 7 | Thursday | 7 | 0 | 0 | 33.7182 | 47.1432 | 46.6998 | 37.25 | 0 | 0.1046 | 15.12 | 8.9477 | 142.7859 | 0 | 0 | 0 | 4.7536 | 0
4401 | 184 | 3 | 7 | Thursday | 8 | 0 | 0.529 | 33.8758 | 54.818 | 52.1343 | 42.572 | 2.3992 | 0.2174 | 18.72 | 20.1995 | 160.3539 | 0 | 0 | 0 | 8.9356 | 0
4402 | 184 | 3 | 7 | Thursday | 9 | 0 | 19.747 | 34.0004 | 55.6101 | 52.8606 | 26.607 | 39.9481 | 1.2456 | 18.72 | 32.3632 | 184.4856 | 13.3411 | 0 | 0 | 6.1925 | 0
4403 | 184 | 3 | 7 | Thursday | 10 | 0 | 65.621 | 34.2659 | 53.357 | 51.878 | 10.643 | 79.8807 | 2.1279 | 14.4 | 43.1489 | 191.6654 | 69.2377 | 0 | 0 | 1.2797 | 0
4404 | 184 | 3 | 7 | Thursday | 11 | 0 | 105.351 | 35.3357 | 52.891 | 51.878 | 10.643 | 104.646 | 2.5457 | 18.36 | 51.2016 | 201.2654 | 94.003 | 0 | 0 | 0 | 0
4405 | 184 | 3 | 7 | Thursday | 12 | 0 | 124.706 | 35.7968 | 51.0995 | 51.1854 | 15.964 | 104.9942 | 2.5865 | 18.36 | 53.6908 | 202.2247 | 89.0302 | 0 | 0 | 0 | 0
4406 | 184 | 3 | 7 | Thursday | 13 | 0 | 154.291 | 35.2738 | 51.678 | 51.878 | 15.964 | 75.0854 | 2.7797 | 18.36 | 48.1146 | 207.4557 | 59.1214 | 0 | 0 | 0 | 0
4407 | 184 | 3 | 7 | Thursday | 14 | 0 | 164.456 | 34.7695 | 51.7053 | 51.878 | 5.321 | 48.8193 | 2.8148 | 18.36 | 42.8645 | 208.9073 | 43.4983 | 0 | 0 | 0 | 0
4408 | 184 | 3 | 7 | Thursday | 15 | 0 | 181.094 | 34.4011 | 52.3709 | 51.878 | 5.321 | 29.7018 | 2.9215 | 18.36 | 39.2185 | 212.2266 | 24.3808 | 0 | 0 | 0 | 0
4409 | 184 | 3 | 7 | Thursday | 16 | 0 | 188.992 | 34.4707 | 53.4331 | 50.7246 | 21.286 | 4.5884 | 2.9624 | 22.68 | 32.0992 | 218.0311 | 0 | 0 | 0 | 0 | 0
4410 | 184 | 3 | 7 | Thursday | 17 | 0 | 186.642 | 34.4128 | 46.2496 | 43.0931 | 26.607 | 0 | 2.9297 | 28.8 | 24.4082 | 208.6013 | 0 | 0 | 0 | 0 | 0
4411 | 184 | 3 | 7 | Thursday | 18 | 0 | 199.713 | 34.6803 | 43.6265 | 51.7393 | 37.25 | 0 | 3.0659 | 30.96 | 15.7386 | 218.5253 | 0 | 0 | 0 | 0 | 0
4412 | 184 | 3 | 7 | Thursday | 19 | 0 | 212.842 | 34.9212 | 46.0623 | 57.1787 | 37.25 | 0 | 3.1957 | 25.2 | 7.9643 | 222.3127 | 0 | 0 | 0 | 0 | 0
4413 | 184 | 3 | 7 | Thursday | 20 | 0 | 219.396 | 34.9668 | 56.2814 | 60.483 | 26.607 | 0 | 3.2579 | 25.2 | 3.5705 | 235.8712 | 0 | 0 | 0 | 0 | 0
4414 | 184 | 3 | 7 | Thursday | 21 | 0 | 201.837 | 34.7928 | 67.6054 | 55.4564 | 15.964 | 0 | 3.0277 | 25.2 | 1.4613 | 237.9474 | 0 | 0 | 0 | 0 | 0
4415 | 184 | 3 | 7 | Thursday | 22 | 0 | 115.27 | 33.909 | 49.7368 | 40.0199 | 10.643 | 0 | 2.1303 | 16.2 | 0.2613 | 182.3284 | 0 | 0 | 0 | 0 | 0
4416 | 184 | 3 | 7 | Thursday | 23 | 0 | 54.072 | 33.7198 | 26.9226 | 24.6242 | 10.643 | 0 | 1.7802 | 16.2 | 0 | 137.5753 | 0 | 0 | 0 | 0 | 0
4417 | 185 | 4 | 7 | Friday | 0 | 0 | 17.407 | 33.7182 | 17.5343 | 18.3373 | 5.321 | 0 | 0.93 | 14.4 | 0 | 104.2349 | 0 | 0 | 0 | 0 | 0
4418 | 185 | 4 | 7 | Friday | 1 | 0 | 2.931 | 33.7182 | 14.6472 | 16.4006 | 5.321 | 0 | 0.1525 | 11.88 | 0 | 80.0582 | 0 | 0 | 0 | 0 | 0
4419 | 185 | 4 | 7 | Friday | 2 | 0 | 0.265 | 33.7182 | 11.7686 | 14.464 | 5.321 | 0 | 0.0151 | 11.88 | 0 | 72.1362 | 0 | 0 | 0 | 0 | 0
4420 | 185 | 4 | 7 | Friday | 3 | 0 | 0.001 | 33.7182 | 11.7686 | 14.464 | 5.321 | 0 | 0.0017 | 11.88 | 0 | 71.8336 | 0 | 0 | 0 | 0 | 0
4421 | 185 | 4 | 7 | Friday | 4 | 0 | 0 | 33.7182 | 13.0128 | 14.464 | 5.321 | 0 | 0.0018 | 11.88 | 0 | 73.0768 | 0 | 0 | 0 | 0 | 0
4422 | 185 | 4 | 7 | Friday | 5 | 0 | 0 | 33.7182 | 22.5919 | 20.5805 | 5.321 | 0 | 0.0017 | 11.88 | 0.2804 | 88.7723 | 0 | 0 | 0 | 0 | 0
4423 | 185 | 4 | 7 | Friday | 6 | 0 | 0 | 33.7513 | 39.5746 | 35.484 | 26.607 | 0 | 0.0099 | 15.12 | 2.3877 | 123.9398 | 0 | 0 | 0 | 0 | 0
4424 | 185 | 4 | 7 | Friday | 7 | 0 | 0 | 33.9906 | 51.2198 | 46.6998 | 37.25 | 0 | 0.1222 | 15.12 | 5.7492 | 147.1523 | 0 | 0 | 0 | 0.3383 | 0
4425 | 185 | 4 | 7 | Friday | 8 | 0 | 9.198 | 33.9962 | 56.6265 | 52.1343 | 42.572 | 0 | 0.5847 | 18.72 | 9.9856 | 172.1841 | 0 | 0 | 0 | 4.0418 | 0
4426 | 185 | 4 | 7 | Friday | 9 | 0 | 12.04 | 33.874 | 56.9719 | 52.8606 | 26.607 | 0 | 0.7241 | 18.72 | 14.4024 | 176.4005 | 0 | 0 | 0 | 4.5352 | 0
4427 | 185 | 4 | 7 | Friday | 10 | 0 | 19.869 | 34.0406 | 54.4126 | 51.878 | 10.643 | 3.6482 | 1.1197 | 14.4 | 19.2076 | 177.9158 | 0 | 0 | 0 | 2.2056 | 0
4428 | 185 | 4 | 7 | Friday | 11 | 0 | 30.804 | 34.0762 | 53.3227 | 51.878 | 10.643 | 20.2859 | 1.6776 | 18.36 | 24.7176 | 191.584 | 9.6429 | 0 | 0 | 2.1222 | 0
4429 | 185 | 4 | 7 | Friday | 12 | 0 | 36.815 | 34.0978 | 51.6194 | 51.1854 | 15.964 | 23.7742 | 1.7856 | 18.36 | 26.2353 | 190.5793 | 7.8102 | 0 | 0 | 2.7235 | 0
4430 | 185 | 4 | 7 | Friday | 13 | 0 | 44.275 | 34.1025 | 53.2111 | 51.878 | 15.964 | 22.3895 | 1.8143 | 18.36 | 25.4632 | 193.2368 | 6.4255 | 0 | 0 | 2.4049 | 0
4431 | 185 | 4 | 7 | Friday | 14 | 0 | 52.39 | 34.0707 | 52.6366 | 51.878 | 5.321 | 37.3063 | 1.9821 | 18.36 | 30.197 | 193.1163 | 31.9853 | 0 | 0 | 0.4701 | 0
4432 | 185 | 4 | 7 | Friday | 15 | 0 | 51.346 | 34.0339 | 53.1168 | 51.878 | 5.321 | 43.8982 | 1.9886 | 18.36 | 34.2659 | 193.5662 | 38.5772 | 0 | 0 | 0 | 0
4433 | 185 | 4 | 7 | Friday | 16 | 0 | 49.261 | 34.0449 | 53.6621 | 50.7246 | 21.286 | 22.0971 | 1.8114 | 22.68 | 29.5145 | 197.1119 | 0.8111 | 0 | 0 | 0 | 0
4434 | 185 | 4 | 7 | Friday | 17 | 0 | 62.65 | 34.3698 | 46.344 | 43.0931 | 26.607 | 1.3001 | 2.1179 | 28.8 | 21.8098 | 189.58 | 0 | 0 | 0 | 0.0151 | 0
4435 | 185 | 4 | 7 | Friday | 18 | 0 | 65.34 | 35.2591 | 43.5577 | 51.7393 | 37.25 | 0 | 1.9569 | 30.96 | 15.8907 | 198.5331 | 0 | 0 | 0 | 2.7248 | 0
4436 | 185 | 4 | 7 | Friday | 19 | 0 | 43.267 | 34.4472 | 46.1033 | 57.1787 | 37.25 | 0 | 1.8505 | 25.2 | 8.9226 | 198.812 | 0 | 0 | 0 | 5.8147 | 0
4437 | 185 | 4 | 7 | Friday | 20 | 0 | 34.752 | 34.0153 | 57.3904 | 60.483 | 26.607 | 0 | 1.8017 | 25.2 | 4.0117 | 212.5998 | 0 | 0 | 0 | 5.8935 | 0
4438 | 185 | 4 | 7 | Friday | 21 | 0 | 23.85 | 33.886 | 67.4376 | 55.4564 | 15.964 | 0 | 1.3739 | 25.2 | 1.7232 | 209.7227 | 0 | 0 | 0 | 4.1947 | 0
4439 | 185 | 4 | 7 | Friday | 22 | 0 | 10.462 | 33.7216 | 49.7368 | 40.0199 | 10.643 | 0 | 0.6045 | 16.2 | 0.2972 | 151.7064 | 0 | 0 | 0 | 3.0626 | 0
4440 | 185 | 4 | 7 | Friday | 23 | 0 | 3.15 | 33.7182 | 26.9226 | 24.6242 | 10.643 | 0 | 0.2231 | 16.2 | 0 | 105.0946 | 0 | 0 | 0 | 3.2709 | 0
4441 | 186 | 5 | 7 | Saturday | 0 | 0 | 0.877 | 33.7182 | 18.3332 | 19.1419 | 5.321 | 0 | 0.0771 | 15.84 | 0 | 88.0585 | 0 | 0 | 0 | 1.7126 | 0
4442 | 186 | 5 | 7 | Saturday | 1 | 0 | 0.032 | 33.7182 | 17.5283 | 18.3373 | 5.321 | 0 | 0.0354 | 12.6 | 0 | 82.254 | 0 | 0 | 0 | 1.7649 | 0
4443 | 186 | 5 | 7 | Saturday | 2 | 0 | 0 | 33.7182 | 11.771 | 14.464 | 5.321 | 0 | 0.0347 | 12.6 | 0 | 72.588 | 0 | 0 | 0 | 1.8159 | 0
4444 | 186 | 5 | 7 | Saturday | 3 | 0 | 0 | 33.7182 | 11.771 | 14.464 | 5.321 | 0 | 0.0356 | 12.6 | 0 | 72.5889 | 0 | 0 | 0 | 1.8668 | 0
4445 | 186 | 5 | 7 | Saturday | 4 | 0 | 0 | 33.7182 | 11.771 | 14.464 | 5.321 | 0 | 0.0365 | 12.6 | 0 | 72.5898 | 0 | 0 | 0 | 1.9166 | 0
4446 | 186 | 5 | 7 | Saturday | 5 | 0 | 0 | 33.7182 | 13.0134 | 14.464 | 5.321 | 0 | 0.0374 | 12.6 | 0.1946 | 73.8331 | 0 | 0 | 0 | 1.966 | 0
4447 | 186 | 5 | 7 | Saturday | 6 | 0 | 0 | 33.7182 | 28.8171 | 24.9086 | 26.607 | 0 | 0.2016 | 14.4 | 1.7505 | 102.0455 | 0 | 0 | 0 | 10.5143 | 0
4448 | 186 | 5 | 7 | Saturday | 7 | 0 | 0 | 33.7182 | 27.495 | 26.405 | 37.25 | 0 | 0.319 | 11.52 | 5.2861 | 99.4573 | 0 | 0 | 0 | 16.5121 | 0
4449 | 186 | 5 | 7 | Saturday | 8 | 0 | 0 | 33.7182 | 35.3763 | 37.4339 | 42.572 | 0 | 0.4108 | 16.2 | 9.0406 | 123.1392 | 0 | 0 | 0 | 21.2297 | 0
4450 | 186 | 5 | 7 | Saturday | 9 | 0 | 0 | 33.7765 | 33.7626 | 37.9057 | 26.607 | 5.1822 | 0.2806 | 16.2 | 14.1201 | 121.9254 | 0 | 0 | 0 | 14.3973 | 0
4451 | 186 | 5 | 7 | Saturday | 10 | 0 | 11.782 | 33.958 | 30.4928 | 37.2508 | 10.643 | 41.2004 | 0.7876 | 15.12 | 25.9043 | 130.4451 | 30.5574 | 0 | 0 | 5.4431 | 0
4452 | 186 | 5 | 7 | Saturday | 11 | 0 | 19.366 | 34.0481 | 27.4714 | 35.3135 | 10.643 | 76.606 | 1.2395 | 21.6 | 37.9165 | 141.1748 | 65.963 | 0 | 0 | 4.0636 | 0
4453 | 186 | 5 | 7 | Saturday | 12 | 0 | 25.64 | 34.0883 | 24.3642 | 34.2247 | 15.964 | 102.8278 | 1.6267 | 23.4 | 47.902 | 146.5161 | 86.8638 | 0 | 0 | 2.9476 | 0
4454 | 186 | 5 | 7 | Saturday | 13 | 0 | 32.582 | 34.072 | 23.8798 | 33.0722 | 15.964 | 109.5798 | 1.8978 | 23.4 | 53.1199 | 150.2167 | 93.6158 | 0 | 0 | 0.1587 | 0
4455 | 186 | 5 | 7 | Saturday | 14 | 0 | 49.966 | 34.0729 | 22.7143 | 33.0722 | 5.321 | 97.4117 | 1.9581 | 23.4 | 53.7677 | 149.6389 | 92.0907 | 0 | 0 | 0 | 0
4456 | 186 | 5 | 7 | Saturday | 15 | 0 | 62.691 | 34.3744 | 23.2556 | 33.0722 | 5.321 | 71.7137 | 2.0477 | 23.4 | 51.1004 | 151.0576 | 66.3927 | 0 | 0 | 0 | 0
4457 | 186 | 5 | 7 | Saturday | 16 | 0 | 63.249 | 34.641 | 24.1488 | 33.0722 | 21.286 | 32.3583 | 1.9858 | 23.4 | 43.2396 | 152.2369 | 11.0723 | 0 | 0 | 0 | 0
4458 | 186 | 5 | 7 | Saturday | 17 | 0 | 63.428 | 35.3451 | 22.128 | 32.9581 | 26.607 | 1.8845 | 1.9408 | 27 | 32.6431 | 154.3737 | 0 | 0 | 0 | 0 | 0
4459 | 186 | 5 | 7 | Saturday | 18 | 0 | 53.893 | 35.1216 | 33.8036 | 46.5147 | 37.25 | 0 | 1.8495 | 28.8 | 20.7599 | 180.5361 | 0 | 0 | 0 | 0 | 0
4460 | 186 | 5 | 7 | Saturday | 19 | 0 | 42.48 | 34.3805 | 39.0055 | 50.3878 | 37.25 | 0 | 1.7456 | 28.8 | 9.7675 | 188.5082 | 0 | 0 | 0 | 0 | 0
4461 | 186 | 5 | 7 | Saturday | 20 | 0 | 34.642 | 34.1848 | 44.8425 | 50.3878 | 26.607 | 0 | 1.6926 | 27 | 3.8177 | 192.1028 | 0 | 0 | 0 | 0 | 0
4462 | 186 | 5 | 7 | Saturday | 21 | 0 | 28.312 | 33.9613 | 58.6381 | 50.3878 | 15.964 | 0 | 1.5561 | 27 | 1.7401 | 203.129 | 0 | 0 | 0 | 0 | 0
4463 | 186 | 5 | 7 | Saturday | 22 | 0 | 11.723 | 33.7315 | 49.2003 | 40.077 | 10.643 | 0 | 0.6191 | 19.8 | 0.3286 | 156.2942 | 0 | 0 | 0 | 0 | 0
4464 | 186 | 5 | 7 | Saturday | 23 | 0 | 1.946 | 33.7182 | 28.1779 | 24.6242 | 10.643 | 0 | 0.1021 | 19.8 | 0 | 108.5269 | 0 | 0 | 0 | 0 | 0
4465 | 187 | 6 | 7 | Sunday | 0 | 0 | 0.081 | 33.7182 | 24.1043 | 23.0149 | 5.321 | 0 | 0.0567 | 19.8 | 0 | 100.7818 | 0 | 0 | 0 | 0 | 0
4466 | 187 | 6 | 7 | Sunday | 1 | 0 | 0 | 33.7182 | 23.3102 | 22.2101 | 5.321 | 0 | 0.0017 | 19.8 | 0 | 99.0404 | 0 | 0 | 0 | 0 | 0
4467 | 187 | 6 | 7 | Sunday | 2 | 0 | 0 | 33.7182 | 17.5379 | 18.3373 | 5.321 | 0 | 0.0016 | 15.48 | 0 | 85.075 | 0 | 0 | 0 | 0 | 0
4468 | 187 | 6 | 7 | Sunday | 3 | 0 | 0 | 33.7182 | 17.5379 | 18.3373 | 5.321 | 0 | 0.0017 | 15.48 | 0 | 85.0751 | 0 | 0 | 0 | 0 | 0
4469 | 187 | 6 | 7 | Sunday | 4 | 0 | 0 | 33.7182 | 17.5379 | 18.3373 | 5.321 | 0 | 0.0017 | 15.48 | 0 | 85.0751 | 0 | 0 | 0 | 0 | 0
4470 | 187 | 6 | 7 | Sunday | 5 | 0 | 0 | 33.7182 | 18.7631 | 18.3373 | 5.321 | 0 | 0.0017 | 15.48 | 0.3264 | 86.3003 | 0 | 0 | 0 | 0 | 0
4471 | 187 | 6 | 7 | Sunday | 6 | 0 | 0 | 33.7182 | 24.7534 | 24.6242 | 26.607 | 0 | 0.2437 | 18.72 | 2.7067 | 102.0596 | 0 | 0 | 0 | 0.275 | 0
4472 | 187 | 6 | 7 | Sunday | 7 | 0 | 0 | 33.7182 | 26.3863 | 29.9942 | 37.25 | 0 | 0.0793 | 18.72 | 6.2361 | 108.898 | 0 | 0 | 0 | 3.3629 | 0
4473 | 187 | 6 | 7 | Sunday | 8 | 0 | 0 | 33.7182 | 26.4604 | 33.2132 | 42.572 | 0 | 0.1607 | 23.4 | 8.7266 | 116.9525 | 0 | 0 | 0 | 7.5168 | 0
4474 | 187 | 6 | 7 | Sunday | 9 | 0 | 0 | 33.7182 | 20.6412 | 29.3396 | 26.607 | 0 | 0.1291 | 23.4 | 11.8301 | 107.228 | 0 | 0 | 0 | 6.5371 | 0
4475 | 187 | 6 | 7 | Sunday | 10 | 0 | 0 | 33.9682 | 21.6128 | 32.5586 | 10.643 | 0 | 0.0577 | 19.08 | 14.6547 | 107.2773 | 0 | 0 | 0 | 2.9905 | 0
4476 | 187 | 6 | 7 | Sunday | 11 | 0 | 6.671 | 33.9909 | 21.6254 | 32.5586 | 10.643 | 6.2819 | 0.416 | 21.6 | 18.8418 | 117.4055 | 0 | 0 | 0 | 3.171 | 0
4477 | 187 | 6 | 7 | Sunday | 12 | 0 | 12.311 | 33.9078 | 19.7515 | 33.0367 | 15.964 | 46.0203 | 0.8016 | 19.08 | 31.0991 | 120.1352 | 30.0563 | 0 | 0 | 4.2019 | 0
4478 | 187 | 6 | 7 | Sunday | 13 | 0 | 16.375 | 34.0199 | 16.6775 | 29.1634 | 15.964 | 85.806 | 1.058 | 18.36 | 43.9731 | 117.7778 | 69.842 | 0 | 0 | 2.0877 | 0
4479 | 187 | 6 | 7 | Sunday | 14 | 0 | 22.281 | 34.0593 | 16.8223 | 29.1634 | 5.321 | 96.2888 | 1.4389 | 18 | 50.3446 | 124.6742 | 90.9678 | 0 | 0 | 0 | 0
4480 | 187 | 6 | 7 | Sunday | 15 | 0 | 43.329 | 34.02 | 17.4417 | 29.1634 | 5.321 | 71.3591 | 1.8916 | 15.84 | 47.3193 | 132.7023 | 66.0381 | 0 | 0 | 0 | 0
4481 | 187 | 6 | 7 | Sunday | 16 | 0 | 58.786 | 34.2039 | 17.1768 | 27.5539 | 21.286 | 24.0528 | 1.9796 | 23.04 | 36.0195 | 138.487 | 2.7668 | 0 | 0 | 0 | 0
4482 | 187 | 6 | 7 | Sunday | 17 | 0 | 40.471 | 34.0064 | 16.6752 | 26.399 | 26.607 | 0.087 | 1.7657 | 22.32 | 24.6584 | 135.3856 | 0 | 0 | 0 | 0 | 0
4483 | 187 | 6 | 7 | Sunday | 18 | 0 | 27.889 | 33.9826 | 26.7897 | 38.0184 | 37.25 | 0 | 1.5856 | 23.4 | 15.8208 | 156.1018 | 0 | 0 | 0 | 0 | 0
4484 | 187 | 6 | 7 | Sunday | 19 | 0 | 24.275 | 34.0162 | 34.9383 | 45.7644 | 37.25 | 0 | 1.3463 | 22.68 | 8.6098 | 166.3446 | 0 | 0 | 0 | 0 | 0
4485 | 187 | 6 | 7 | Sunday | 20 | 0 | 19.387 | 33.9503 | 43.7131 | 49.6381 | 26.607 | 0 | 1.0594 | 22.68 | 4.3498 | 172.9418 | 0 | 0 | 0 | 0 | 0
4486 | 187 | 6 | 7 | Sunday | 21 | 0 | 10.213 | 33.798 | 46.8567 | 41.8913 | 15.964 | 0 | 0.8875 | 22.68 | 1.9693 | 157.3186 | 0 | 0 | 0 | 0 | 0
4487 | 187 | 6 | 7 | Sunday | 22 | 0 | 2.928 | 33.7189 | 40.3665 | 35.5897 | 10.643 | 0 | 0.7197 | 14.4 | 0.3073 | 127.9609 | 0 | 0 | 0 | 0 | 0
4488 | 187 | 6 | 7 | Sunday | 23 | 0 | 0.316 | 33.7182 | 25.6748 | 24.6242 | 10.643 | 0 | 0.2646 | 14.4 | 0 | 99.0237 | 0 | 0 | 0 | 0.4838 | 0
4489 | 188 | 7 | 7 | Monday | 0 | 0 | 0.002 | 33.7182 | 17.5343 | 18.3373 | 5.321 | 0 | 0.0615 | 14.4 | 0 | 84.0539 | 0 | 0 | 0 | 0.4842 | 0
4490 | 188 | 7 | 7 | Monday | 1 | 0 | 0 | 33.7182 | 14.6472 | 16.4006 | 5.321 | 0 | 0.0117 | 11.88 | 0 | 76.6578 | 0 | 0 | 0 | 0.5529 | 0
4491 | 188 | 7 | 7 | Monday | 2 | 0 | 0 | 33.7182 | 11.7686 | 14.464 | 5.321 | 0 | 0.0129 | 11.88 | 0 | 71.8438 | 0 | 0 | 0 | 0.6199 | 0
4492 | 188 | 7 | 7 | Monday | 3 | 0 | 0 | 33.7182 | 11.7686 | 14.464 | 5.321 | 0 | 0.0141 | 11.88 | 0 | 71.845 | 0 | 0 | 0 | 0.6859 | 0
4493 | 188 | 7 | 7 | Monday | 4 | 0 | 0 | 33.7182 | 13.0128 | 14.464 | 5.321 | 0 | 0.0153 | 11.88 | 0 | 73.0903 | 0 | 0 | 0 | 0.7512 | 0
4494 | 188 | 7 | 7 | Monday | 5 | 0 | 0 | 33.7182 | 22.5085 | 20.5805 | 5.321 | 0 | 0.0165 | 11.88 | 0.2452 | 88.7037 | 0 | 0 | 0 | 0.8156 | 0
4495 | 188 | 7 | 7 | Monday | 6 | 0 | 0 | 33.7182 | 37.4108 | 35.484 | 26.607 | 0 | 0.1005 | 15.12 | 2.2871 | 121.8335 | 0 | 0 | 0 | 4.9703 | 0
4496 | 188 | 7 | 7 | Monday | 7 | 0 | 0 | 33.7182 | 47.3881 | 46.6998 | 37.25 | 0 | 0.1875 | 15.12 | 8.7058 | 143.1136 | 0 | 0 | 0 | 9.2971 | 0
4497 | 188 | 7 | 7 | Monday | 8 | 0.095 | 0 | 33.7359 | 55.0354 | 52.1343 | 42.572 | 2.0592 | 0.2782 | 18.72 | 19.8612 | 159.9038 | 0 | 0 | 0 | 13.7758 | 0
4498 | 188 | 7 | 7 | Monday | 9 | 0 | 0.338 | 33.7741 | 55.9049 | 52.8606 | 26.607 | 35.0717 | 0.2479 | 18.72 | 31.1248 | 161.8725 | 8.4647 | 0 | 0 | 9.0711 | 0
4499 | 188 | 7 | 7 | Monday | 10 | 0 | 9.197 | 33.9391 | 53.4808 | 51.878 | 10.643 | 67.5092 | 0.6357 | 14.4 | 40.3487 | 164.1936 | 56.8662 | 0 | 0 | 2.6092 | 0
4500 | 188 | 7 | 7 | Monday | 11 | 0 | 17.924 | 34.0047 | 52.4591 | 51.878 | 10.643 | 80.1953 | 1.1968 | 18.36 | 45.2861 | 177.46 | 69.5523 | 0 | 0 | 0.8438 | 0
4501 | 188 | 7 | 7 | Monday | 12 | 0 | 27.634 | 34.0661 | 50.6211 | 51.1854 | 15.964 | 76.9205 | 1.622 | 18.36 | 45.8193 | 186.1895 | 60.9565 | 0 | 0 | 0 | 0
4502 | 188 | 7 | 7 | Monday | 13 | 0 | 30.27 | 34.0891 | 51.7023 | 51.878 | 15.964 | 72.4686 | 1.7688 | 18.36 | 46.8084 | 191.2115 | 56.5046 | 0 | 0 | 0 | 0
4503 | 188 | 7 | 7 | Monday | 14 | 0 | 29.605 | 34.0711 | 51.7155 | 51.878 | 5.321 | 61.1703 | 1.6821 | 18.36 | 46.3193 | 190.0043 | 55.8493 | 0 | 0 | 0 | 0
4504 | 188 | 7 | 7 | Monday | 15 | 0 | 41.978 | 34.0662 | 52.3407 | 51.878 | 5.321 | 39.3434 | 1.7963 | 18.36 | 42.4629 | 192.63 | 34.0224 | 0 | 0 | 0 | 0
4505 | 188 | 7 | 7 | Monday | 16 | 0 | 33.308 | 34.0615 | 53.4263 | 50.7246 | 21.286 | 12.23 | 1.6879 | 22.68 | 36.426 | 196.2392 | 0 | 0 | 0 | 0 | 0
4506 | 188 | 7 | 7 | Monday | 17 | 0 | 27.332 | 34.0149 | 46.1963 | 43.0931 | 26.607 | 0 | 1.5216 | 28.8 | 27.5478 | 184.4952 | 0 | 0 | 0 | 0 | 0
4507 | 188 | 7 | 7 | Monday | 18 | 0 | 29.152 | 34.0327 | 43.5106 | 51.7393 | 37.25 | 0 | 1.6212 | 30.96 | 16.8566 | 194.4488 | 0 | 0 | 0 | 0 | 0
4508 | 188 | 7 | 7 | Monday | 19 | 0 | 26.779 | 34.0042 | 46.5646 | 57.1787 | 37.25 | 0 | 1.4819 | 25.2 | 8.0353 | 194.2185 | 0 | 0 | 0 | 0 | 0
4509 | 188 | 7 | 7 | Monday | 20 | 0 | 22.193 | 33.9524 | 56.7446 | 60.483 | 26.607 | 0 | 1.2036 | 25.2 | 3.8133 | 201.8014 | 0 | 0 | 0 | 0 | 0
4510 | 188 | 7 | 7 | Monday | 21 | 0 | 14.984 | 33.8627 | 67.337 | 55.4564 | 15.964 | 0 | 0.7926 | 25.2 | 1.6173 | 198.8546 | 0 | 0 | 0 | 0 | 0
4511 | 188 | 7 | 7 | Monday | 22 | 0 | 4.643 | 33.7296 | 49.7368 | 40.0199 | 10.643 | 0 | 0.2408 | 16.2 | 0.2833 | 144.9484 | 0 | 0 | 0 | 0 | 0
4512 | 188 | 7 | 7 | Monday | 23 | 0 | 0.49 | 33.7182 | 26.9226 | 24.6242 | 10.643 | 0 | 0.0282 | 16.2 | 0 | 102.0233 | 0 | 0 | 0 | 0 | 0
4513 | 189 | 8 | 7 | Tuesday | 0 | 0 | 0.004 | 33.7182 | 17.5343 | 18.3373 | 5.321 | 0 | 0.0019 | 14.4 | 0 | 83.996 | 0 | 0 | 0 | 0 | 0
4514 | 189 | 8 | 7 | Tuesday | 1 | 0 | 0 | 33.7182 | 14.6472 | 16.4006 | 5.321 | 0 | 0.0017 | 11.88 | 0 | 76.6478 | 0 | 0 | 0 | 0 | 0
4515 | 189 | 8 | 7 | Tuesday | 2 | 0 | 0 | 33.7182 | 11.7686 | 14.464 | 5.321 | 0 | 0.1525 | 11.88 | 0 | 71.9834 | 0 | 0 | 0 | 0 | 0
4516 | 189 | 8 | 7 | Tuesday | 3 | 0 | 0 | 33.7182 | 11.7686 | 14.464 | 5.321 | 0 | 0.305 | 11.88 | 0 | 72.1359 | 0 | 0 | 0 | 0 | 0
4517 | 189 | 8 | 7 | Tuesday | 4 | 0 | 0 | 33.7182 | 13.0128 | 14.464 | 5.321 | 0 | 0.2895 | 11.88 | 0 | 73.3645 | 0 | 0 | 0 | 0 | 0
4518 | 189 | 8 | 7 | Tuesday | 5 | 0 | 0 | 33.7182 | 22.5898 | 20.5805 | 5.321 | 0 | 0.2895 | 11.88 | 0.2793 | 89.058 | 0 | 0 | 0 | 0 | 0
4519 | 189 | 8 | 7 | Tuesday | 6 | 0 | 0 | 33.7182 | 38.2992 | 35.484 | 26.607 | 0 | 0.0497 | 15.12 | 2.4654 | 122.6711 | 0 | 0 | 0 | 2.1818 | 0
4520 | 189 | 8 | 7 | Tuesday | 7 | 0 | 0 | 33.7182 | 47.5429 | 46.6998 | 37.25 | 0 | 0.1222 | 15.12 | 7.5178 | 143.2032 | 0 | 0 | 0 | 5.7162 | 0
4521 | 189 | 8 | 7 | Tuesday | 8 | 0 | 0 | 33.7211 | 55.4951 | 52.1343 | 42.572 | 0 | 0.2054 | 18.72 | 13.6103 | 160.2759 | 0 | 0 | 0 | 9.9656 | 0
4522 | 189 | 8 | 7 | Tuesday | 9 | 0 | 0.268 | 33.7919 | 56.6701 | 52.8606 | 26.607 | 4.0199 | 0.1741 | 18.72 | 20.2561 | 162.5066 | 0 | 0 | 0 | 7.9133 | 0
4523 | 189 | 8 | 7 | Tuesday | 10 | 0.044 | 5.75 | 33.9473 | 54.2038 | 51.878 | 10.643 | 38.332 | 0.4189 | 14.4 | 31.6419 | 161.0664 | 27.689 | 0 | 0 | 3.0531 | 0
4524 | 189 | 8 | 7 | Tuesday | 11 | 0 | 14.293 | 33.9429 | 52.8885 | 51.878 | 10.643 | 62.4921 | 0.8862 | 18.36 | 39.3043 | 173.4139 | 51.8491 | 0 | 0 | 1.8826 | 0
4525 | 189 | 8 | 7 | Tuesday | 12 | 0 | 22.02 | 34.0338 | 50.5088 | 51.1854 | 15.964 | 70.7282 | 1.3861 | 18.36 | 42.953 | 179.407 | 54.7642 | 0 | 0 | 0.6786 | 0
4526 | 189 | 8 | 7 | Tuesday | 13 | 0 | 20.797 | 33.9781 | 51.413 | 51.878 | 15.964 | 69.3968 | 1.2278 | 18.36 | 45.8978 | 179.4272 | 53.4328 | 0 | 0 | 0 | 0
4527 | 189 | 8 | 7 | Tuesday | 14 | 0 | 16.634 | 33.9022 | 51.4802 | 51.878 | 5.321 | 44.2604 | 0.9513 | 18.36 | 41.4478 | 174.6213 | 38.9394 | 0 | 0 | 0 | 0
4528 | 189 | 8 | 7 | Tuesday | 15 | 0 | 16.676 | 33.8917 | 52.4033 | 51.878 | 5.321 | 8.8281 | 0.8982 | 18.36 | 31.6218 | 175.554 | 3.5071 | 0 | 0 | 0 | 0
4529 | 189 | 8 | 7 | Tuesday | 16 | 0 | 15.105 | 33.8425 | 53.8647 | 50.7246 | 21.286 | 0 | 0.8013 | 22.68 | 23.4725 | 178.2501 | 0 | 0 | 0 | 0 | 0
4530 | 189 | 8 | 7 | Tuesday | 17 | 0 | 15.875 | 33.8565 | 46.7218 | 43.0931 | 26.607 | 0 | 0.8462 | 28.8 | 18.7133 | 170.4871 | 0 | 0 | 0 | 0 | 0
4531 | 189 | 8 | 7 | Tuesday | 18 | 0 | 16.696 | 33.9042 | 44.4213 | 51.7393 | 37.25 | 0 | 0.8993 | 30.96 | 14.3016 | 179.9822 | 0 | 0 | 0 | 0 | 0
4532 | 189 | 8 | 7 | Tuesday | 19 | 0 | 15.654 | 33.9162 | 47.1837 | 57.1787 | 37.25 | 0 | 0.9684 | 25.2 | 7.9135 | 181.3778 | 0 | 0 | 0 | 0.8127 | 0
4533 | 189 | 8 | 7 | Tuesday | 20 | 0 | 15.709 | 33.9352 | 59.2343 | 60.483 | 26.607 | 0 | 0.8836 | 25.2 | 3.774 | 196.726 | 0 | 0 | 0 | 2.5702 | 0
4534 | 189 | 8 | 7 | Tuesday | 21 | 0 | 11.86 | 33.8624 | 68.5763 | 55.4564 | 15.964 | 0 | 0.6646 | 25.2 | 1.4623 | 196.5871 | 0 | 0 | 0 | 2.2975 | 0
4535 | 189 | 8 | 7 | Tuesday | 22 | 0 | 4.006 | 33.7286 | 49.7368 | 40.0199 | 10.643 | 0 | 0.2411 | 16.2 | 0.2362 | 144.2587 | 0 | 0 | 0 | 1.8364 | 0
4536 | 189 | 8 | 7 | Tuesday | 23 | 0 | 0.357 | 33.7182 | 26.9226 | 24.6242 | 10.643 | 0 | 0.0591 | 16.2 | 0 | 101.9102 | 0 | 0 | 0 | 2.0751 | 0
4537 | 190 | 9 | 7 | Wednesday | 0 | 0 | 0.002 | 33.7182 | 17.5343 | 18.3373 | 5.321 | 0 | 0.0222 | 14.4 | 0 | 84.0143 | 0 | 0 | 0 | 1.1262 | 0
4538 | 190 | 9 | 7 | Wednesday | 1 | 0 | 0 | 33.7182 | 14.6472 | 16.4006 | 5.321 | 0 | 0.0232 | 11.88 | 0 | 76.6693 | 0 | 0 | 0 | 1.1856 | 0
4539 | 190 | 9 | 7 | Wednesday | 2 | 0 | 0 | 33.7182 | 11.7686 | 14.464 | 5.321 | 0 | 0.0243 | 11.88 | 0 | 71.8552 | 0 | 0 | 0 | 1.2446 | 0
4540 | 190 | 9 | 7 | Wednesday | 3 | 0 | 0 | 33.7182 | 11.7686 | 14.464 | 5.321 | 0 | 0.0253 | 11.88 | 0 | 71.8562 | 0 | 0 | 0 | 1.3025 | 0
4541 | 190 | 9 | 7 | Wednesday | 4 | 0 | 0 | 33.7182 | 13.0128 | 14.464 | 5.321 | 0 | 0.0264 | 11.88 | 0 | 73.1014 | 0 | 0 | 0 | 1.3598 | 0
4542 | 190 | 9 | 7 | Wednesday | 5 | 0 | 0 | 33.7182 | 22.6416 | 20.5805 | 5.321 | 0 | 0.0274 | 11.88 | 0.2548 | 88.8477 | 0 | 0 | 0 | 1.4163 | 0
4543 | 190 | 9 | 7 | Wednesday | 6 | 0 | 0 | 33.7182 | 39.659 | 35.484 | 26.607 | 0 | 0.1533 | 15.12 | 2.2523 | 124.1345 | 0 | 0 | 0 | 7.8652 | 0
4544 | 190 | 9 | 7 | Wednesday | 7 | 0 | 0 | 33.7182 | 48.6767 | 46.6998 | 37.25 | 0 | 0.2562 | 15.12 | 6.3479 | 144.4709 | 0 | 0 | 0 | 13.0648 | 0
4545 | 190 | 9 | 7 | Wednesday | 8 | 0 | 0 | 33.7204 | 56.6169 | 52.1343 | 42.572 | 0 | 0.3452 | 18.72 | 13.874 | 161.5369 | 0 | 0 | 0 | 17.6329 | 0
4546 | 190 | 9 | 7 | Wednesday | 9 | 0 | 0.214 | 33.752 | 56.4837 | 52.8606 | 26.607 | 14.6281 | 0.2641 | 18.72 | 23.1662 | 162.3121 | 0 | 0 | 0 | 12.0762 | 0
4547 | 190 | 9 | 7 | Wednesday | 10 | 0 | 3.706 | 33.9253 | 53.3237 | 51.878 | 10.643 | 35.1816 | 0.3292 | 14.4 | 28.5436 | 157.8638 | 24.5386 | 0 | 0 | 4.4277 | 0
4548 | 190 | 9 | 7 | Wednesday | 11 | 0.045 | 12.434 | 33.9389 | 52.6874 | 51.878 | 10.643 | 36.8228 | 0.7798 | 18.36 | 29.5607 | 171.0925 | 26.1798 | 0 | 0 | 3.6801 | 0
4549 | 190 | 9 | 7 | Wednesday | 12 | 0 | 16.088 | 33.982 | 51.1727 | 51.1854 | 15.964 | 21.9184 | 0.9733 | 18.36 | 25.4701 | 173.074 | 5.9544 | 0 | 0 | 4.6922 | 0
4550 | 190 | 9 | 7 | Wednesday | 13 | 0 | 16.345 | 33.9801 | 52.1256 | 51.878 | 15.964 | 23.2106 | 0.983 | 18.36 | 27.1188 | 175.0049 | 7.2466 | 0 | 0 | 4.3414 | 0
4551 | 190 | 9 | 7 | Wednesday | 14 | 0 | 13.991 | 33.947 | 51.7398 | 51.878 | 5.321 | 39.565 | 0.8186 | 18.36 | 33.9538 | 171.8752 | 34.244 | 0 | 0 | 1.1545 | 0
4552 | 190 | 9 | 7 | Wednesday | 15 | 0 | 13.326 | 33.9165 | 52.4192 | 51.878 | 5.321 | 41.7878 | 0.7767 | 18.36 | 36.8373 | 171.7634 | 36.4668 | 0 | 0 | 0.6531 | 0
4553 | 190 | 9 | 7 | Wednesday | 16 | 0 | 12.81 | 33.9263 | 53.7538 | 50.7246 | 21.286 | 14.6354 | 0.7311 | 22.68 | 29.9514 | 175.6703 | 0 | 0 | 0 | 1.7487 | 0
4554 | 190 | 9 | 7 | Wednesday | 17 | 0 | 12.951 | 33.9265 | 46.3678 | 43.0931 | 26.607 | 0 | 0.7466 | 28.8 | 20.583 | 166.9412 | 0 | 0 | 0 | 3.305 | 0
4555 | 190 | 9 | 7 | Wednesday | 18 | 0 | 15.369 | 33.9531 | 43.4176 | 51.7393 | 37.25 | 0 | 0.9563 | 30.96 | 14.5166 | 177.6491 | 0 | 0 | 0 | 7.1305 | 0
4556 | 190 | 9 | 7 | Wednesday | 19 | 0 | 14.557 | 33.9559 | 45.8143 | 57.1787 | 37.25 | 0 | 0.9611 | 25.2 | 8.4443 | 178.8548 | 0 | 0 | 0 | 9.8338 | 0
4557 | 190 | 9 | 7 | Wednesday | 20 | 0 | 14.721 | 33.9661 | 54.8252 | 60.483 | 26.607 | 0 | 0.9388 | 25.2 | 3.9388 | 191.3349 | 0 | 0 | 0 | 8.5613 | 0
4558 | 190 | 9 | 7 | Wednesday | 21 | 0 | 10.754 | 33.92 | 66.9882 | 55.4564 | 15.964 | 0 | 0.6677 | 25.2 | 1.5904 | 193.8633 | 0 | 0 | 0 | 5.7183 | 0
4559 | 190 | 9 | 7 | Wednesday | 22 | 0 | 3.451 | 33.7378 | 49.7368 | 40.0199 | 10.643 | 0 | 0.2528 | 16.2 | 0.2787 | 143.6789 | 0 | 0 | 0 | 4.0473 | 0
4560 | 190 | 9 | 7 | Wednesday | 23 | 0 | 0.312 | 33.7182 | 26.9226 | 24.6242 | 10.643 | 0 | 0.0961 | 16.2 | 0 | 101.899 | 0 | 0 | 0 | 4.2314 | 0
4561 | 191 | 10 | 7 | Thursday | 0 | 0 | 0.001 | 33.7182 | 17.5343 | 18.3373 | 5.321 | 0 | 0.0415 | 14.4 | 0 | 84.0324 | 0 | 0 | 0 | 2.1838 | 0
4562 | 191 | 10 | 7 | Thursday | 1 | 0 | 0 | 33.7182 | 14.6472 | 16.4006 | 5.321 | 0 | 0.0423 | 11.88 | 0 | 76.6883 | 0 | 0 | 0 | 2.2298 | 0
4563 | 191 | 10 | 7 | Thursday | 2 | 0 | 0 | 33.7182 | 11.7686 | 14.464 | 5.321 | 0 | 0.0431 | 11.88 | 0 | 71.874 | 0 | 0 | 0 | 2.2753 | 0
4564 | 191 | 10 | 7 | Thursday | 3 | 0 | 0 | 33.7182 | 11.7686 | 14.464 | 5.321 | 0 | 0.0439 | 11.88 | 0 | 71.8748 | 0 | 0 | 0 | 2.3198 | 0
4565 | 191 | 10 | 7 | Thursday | 4 | 0 | 0 | 33.7182 | 13.0128 | 14.464 | 5.321 | 0 | 0.0447 | 11.88 | 0 | 73.1197 | 0 | 0 | 0 | 2.3639 | 0
4566 | 191 | 10 | 7 | Thursday | 5 | 0 | 0 | 33.7182 | 22.6634 | 20.5805 | 5.321 | 0 | 0.0455 | 11.88 | 0.1898 | 88.8877 | 0 | 0 | 0 | 2.4074 | 0
4567 | 191 | 10 | 7 | Thursday | 6 | 0 | 0 | 33.7182 | 43.7382 | 35.484 | 26.607 | 0 | 0.2404 | 15.12 | 1.57 | 128.3009 | 0 | 0 | 0 | 12.6419 | 0
4568 | 191 | 10 | 7 | Thursday | 7 | 0 | 0 | 33.7182 | 56.3609 | 46.6998 | 37.25 | 0 | 0.3695 | 15.12 | 3.4738 | 152.2685 | 0 | 0 | 0 | 19.2812 | 0
4569 | 191 | 10 | 7 | Thursday | 8 | 0 | 0 | 33.7196 | 60.4537 | 52.1343 | 42.572 | 0 | 0.4635 | 18.72 | 5.5774 | 165.4911 | 0 | 0 | 0 | 24.1188 | 0
4570 | 191 | 10 | 7 | Thursday | 9 | 0 | 0.156 | 33.7376 | 58.934 | 52.8606 | 26.607 | 0 | 0.3117 | 18.72 | 8.5924 | 164.7326 | 0 | 0 | 0 | 16.1208 | 0
4571 | 191 | 10 | 7 | Thursday | 10 | 0 | 2.922 | 33.9096 | 55.5834 | 51.878 | 10.643 | 3.5339 | 0.2795 | 14.4 | 14.4325 | 159.2104 | 0 | 0 | 0 | 6.6449 | 0
4572 | 191 | 10 | 7 | Thursday | 11 | 0 | 12.763 | 33.9655 | 54.2667 | 51.878 | 10.643 | 22.3518 | 0.8243 | 18.36 | 21.4072 | 173.0982 | 11.7088 | 0 | 0 | 6.4339 | 0
4573 | 191 | 10 | 7 | Thursday | 12 | 0 | 15.572 | 34.0219 | 52.0171 | 51.1854 | 15.964 | 29.7061 | 1.0329 | 18.36 | 24.4429 | 173.4598 | 13.7421 | 0 | 0 | 8.8497 | 0
4574 | 191 | 10 | 7 | Thursday | 13 | 0 | 16.179 | 34.0189 | 53.1897 | 51.878 | 15.964 | 34.8225 | 1.0584 | 18.36 | 26.1581 | 176.0033 | 18.8585 | 0 | 0 | 7.954 | 0
4575 | 191 | 10 | 7 | Thursday | 14 | 0 | 15.217 | 33.93 | 52.6532 | 51.878 | 5.321 | 54.3959 | 0.9273 | 18.36 | 33.3781 | 174.2066 | 49.0749 | 0 | 0 | 2.1545 | 0
4576 | 191 | 10 | 7 | Thursday | 15 | 0 | 14.388 | 33.9015 | 53.0119 | 51.878 | 5.321 | 59.7351 | 0.877 | 18.36 | 38.2054 | 173.5899 | 54.4141 | 0 | 0 | 1.4232 | 0
4577 | 191 | 10 | 7 | Thursday | 16 | 0.679 | 12.152 | 33.9 | 53.8532 | 50.7246 | 21.286 | 22.8073 | 0.7631 | 22.68 | 28.8391 | 175.0638 | 1.5213 | 0 | 0 | 4.7208 | 0
4578 | 191 | 10 | 7 | Thursday | 17 | 0 | 12.473 | 33.9038 | 46.8801 | 43.0931 | 26.607 | 0.1355 | 0.7667 | 28.8 | 17.5498 | 166.9338 | 0 | 0 | 0 | 5.8082 | 0
4579 | 191 | 10 | 7 | Thursday | 18 | 0 | 14.849 | 33.981 | 45.1546 | 51.7393 | 37.25 | 0 | 0.9871 | 30.96 | 10.8208 | 178.8816 | 0 | 0 | 0 | 10.388 | 0
4580 | 191 | 10 | 7 | Thursday | 19 | 0 | 14.467 | 33.9745 | 52.0777 | 57.1787 | 37.25 | 0 | 1.0107 | 25.2 | 6.0913 | 185.0882 | 0 | 0 | 0 | 12.8254 | 0
4581 | 191 | 10 | 7 | Thursday | 20 | 0 | 14.444 | 33.9977 | 66.1374 | 60.483 | 26.607 | 0 | 0.9598 | 25.2 | 3.3114 | 202.3994 | 0 | 0 | 0 | 10.547 | 0
4582 | 191 | 10 | 7 | Thursday | 21 | 0 | 10.38 | 33.9485 | 69.0403 | 55.4564 | 15.964 | 0 | 0.6683 | 25.2 | 1.3181 | 195.5394 | 0 | 0 | 0 | 6.8526 | 0
4583 | 191 | 10 | 7 | Thursday | 22 | 0 | 3.276 | 33.7363 | 49.7368 | 40.0199 | 10.643 | 0 | 0.2572 | 16.2 | 0.2213 | 143.4934 | 0 | 0 | 0 | 4.7804 | 0
4584 | 191 | 10 | 7 | Thursday | 23 | 0 | 0.254 | 33.7182 | 26.9226 | 24.6242 | 10.643 | 0 | 0.1062 | 16.2 | 0 | 101.846 | 0 | 0 | 0 | 4.9464 | 0
4585 | 192 | 11 | 7 | Friday | 0 | 0 | 0 | 33.7182 | 17.5343 | 18.3373 | 5.321 | 0 | 0.0478 | 14.4 | 0 | 84.0378 | 0 | 0 | 0 | 2.5343 | 0
4586 | 192 | 11 | 7 | Friday | 1 | 0 | 0 | 33.7182 | 14.6472 | 16.4006 | 5.321 | 0 | 0.0486 | 11.88 | 0 | 76.6947 | 0 | 0 | 0 | 2.5762 | 0
4587 | 192 | 11 | 7 | Friday | 2 | 0 | 0 | 33.7182 | 11.7686 | 14.464 | 5.321 | 0 | 0.0493 | 11.88 | 0 | 71.8802 | 0 | 0 | 0 | 2.6168 | 0
4588 | 192 | 11 | 7 | Friday | 3 | 0 | 0 | 33.7182 | 11.7686 | 14.464 | 5.321 | 0 | 0.05 | 11.88 | 0 | 71.8809 | 0 | 0 | 0 | 2.6571 | 0
4589 | 192 | 11 | 7 | Friday | 4 | 0 | 0 | 33.7182 | 13.0128 | 14.464 | 5.321 | 0 | 0.0508 | 11.88 | 0 | 73.1258 | 0 | 0 | 0 | 2.6969 | 0
4590 | 192 | 11 | 7 | Friday | 5 | 0 | 0 | 33.7182 | 22.6509 | 20.5805 | 5.321 | 0 | 0.0515 | 11.88 | 0.2309 | 88.8811 | 0 | 0 | 0 | 2.7359 | 0
4591 | 192 | 11 | 7 | Friday | 6 | 0 | 0 | 33.7182 | 41.4209 | 35.484 | 26.607 | 0 | 0.2693 | 15.12 | 1.9926 | 126.0124 | 0 | 0 | 0 | 14.2256 | 0
4592 | 192 | 11 | 7 | Friday | 7 | 0 | 0 | 33.7182 | 51.985 | 46.6998 | 37.25 | 0 | 0.4071 | 15.12 | 5.563 | 147.9301 | 0 | 0 | 0 | 21.3422 | 0
4593 | 192 | 11 | 7 | Friday | 8 | 0 | 0 | 33.7197 | 57.2381 | 52.1343 | 42.572 | 0.2262 | 0.503 | 18.72 | 12.0828 | 162.3152 | 0 | 0 | 0 | 26.2685 | 0
4594 | 192 | 11 | 7 | Friday | 9 | 0 | 0.157 | 33.7375 | 57.0965 | 52.8606 | 26.607 | 20.3982 | 0.3576 | 18.72 | 21.381 | 162.9415 | 0 | 0 | 0 | 16.8636 | 0
4595 | 192 | 11 | 7 | Friday | 10 | 0 | 2.91 | 33.8875 | 53.9569 | 51.878 | 10.643 | 45.9027 | 0.3351 | 14.4 | 29.587 | 157.6043 | 35.2597 | 0 | 0 | 6.0694 | 0
4596 | 192 | 11 | 7 | Friday | 11 | 0 | 11.45 | 33.9582 | 52.9536 | 51.878 | 10.643 | 59.7505 | 0.784 | 18.36 | 35.1415 | 170.317 | 49.1075 | 0 | 0 | 4.8151 | 0
4597 | 192 | 11 | 7 | Friday | 12 | 0 | 15.615 | 34.0352 | 51.7713 | 51.1854 | 15.964 | 53.4157 | 1.008 | 18.36 | 34.5415 | 173.2481 | 37.4517 | 0 | 0 | 5.2939 | 0
4598 | 192 | 11 | 7 | Friday | 13 | 0 | 15.498 | 34.0239 | 52.7283 | 51.878 | 15.964 | 30.5052 | 0.9435 | 18.36 | 28.9076 | 174.6961 | 14.5412 | 0 | 0 | 4.0982 | 0
4599 | 192 | 11 | 7 | Friday | 14 | 0.364 | 12.943 | 33.9431 | 52.6018 | 51.878 | 5.321 | 16.2007 | 0.7324 | 18.36 | 24.994 | 171.5137 | 10.8797 | 0 | 0 | 1.5683 | 0
4600 | 192 | 11 | 7 | Friday | 15 | 0 | 11.692 | 33.8821 | 52.7199 | 51.878 | 5.321 | 30.8666 | 0.6769 | 18.36 | 30.5623 | 170.1624 | 25.5456 | 0 | 0 | 0.9695 | 0
4601 | 192 | 11 | 7 | Friday | 16 | 0 | 11.738 | 33.8981 | 53.4857 | 50.7246 | 21.286 | 33.9347 | 0.7211 | 22.68 | 35.1776 | 174.2046 | 12.6487 | 0 | 0 | 2.6776 | 0
4602 | 192 | 11 | 7 | Friday | 17 | 0 | 12.462 | 33.9003 | 46.2579 | 43.0931 | 26.607 | 9.3509 | 0.7351 | 28.8 | 29.1048 | 166.2645 | 0 | 0 | 0 | 3.3108 | 0
4603 | 192 | 11 | 7 | Friday | 18 | 0 | 14.764 | 33.9533 | 43.508 | 51.7393 | 37.25 | 0 | 0.919 | 30.96 | 18.8472 | 177.0476 | 0 | 0 | 0 | 6.9081 | 0
4604 | 192 | 11 | 7 | Friday | 19 | 0 | 14.02 | 33.9547 | 46.1457 | 57.1787 | 37.25 | 0 | 0.9281 | 25.2 | 8.734 | 178.5704 | 0 | 0 | 0 | 9.6294 | 0
4605 | 192 | 11 | 7 | Friday | 20 | 0 | 14.291 | 33.9636 | 55.5115 | 60.483 | 26.607 | 0 | 0.9128 | 25.2 | 3.7135 | 191.5278 | 0 | 0 | 0 | 8.4257 | 0
4606 | 192 | 11 | 7 | Friday | 21 | 0 | 10.65 | 33.9158 | 67.0675 | 55.4564 | 15.964 | 0 | 0.6607 | 25.2 | 1.5982 | 193.819 | 0 | 0 | 0 | 5.6409 | 0
4607 | 192 | 11 | 7 | Friday | 22 | 0 | 3.363 | 33.7382 | 49.7368 | 40.0199 | 10.643 | 0 | 0.2474 | 16.2 | 0.2614 | 143.5797 | 0 | 0 | 0 | 3.9972 | 0
4608 | 192 | 11 | 7 | Friday | 23 | 0 | 0.268 | 33.7182 | 26.9226 | 24.6242 | 10.643 | 0 | 0.093 | 16.2 | 0 | 101.8483 | 0 | 0 | 0 | 4.1826 | 0
4609 | 193 | 12 | 7 | Saturday | 0 | 0 | 0 | 33.7182 | 18.3332 | 19.1419 | 5.321 | 0 | 0.041 | 15.84 | 0 | 87.0745 | 0 | 0 | 0 | 2.1598 | 0
4610 | 193 | 12 | 7 | Saturday | 1 | 0 | 0 | 33.7182 | 17.5283 | 18.3373 | 5.321 | 0 | 0.0418 | 12.6 | 0 | 82.2256 | 0 | 0 | 0 | 2.2061 | 0
4611 | 193 | 12 | 7 | Saturday | 2 | 0 | 0 | 33.7182 | 11.771 | 14.464 | 5.321 | 0 | 0.0427 | 12.6 | 0 | 72.5959 | 0 | 0 | 0 | 2.2518 | 0
4612 | 193 | 12 | 7 | Saturday | 3 | 0 | 0 | 33.7182 | 11.771 | 14.464 | 5.321 | 0 | 0.0435 | 12.6 | 0 | 72.5968 | 0 | 0 | 0 | 2.2968 | 0
4613 | 193 | 12 | 7 | Saturday | 4 | 0 | 0 | 33.7182 | 11.771 | 14.464 | 5.321 | 0 | 0.0443 | 12.6 | 0 | 72.5976 | 0 | 0 | 0 | 2.341 | 0
4614 | 193 | 12 | 7 | Saturday | 5 | 0 | 0 | 33.7182 | 12.9611 | 14.464 | 5.321 | 0 | 0.0451 | 12.6 | 0.2156 | 73.7884 | 0 | 0 | 0 | 2.3851 | 0
4615 | 193 | 12 | 7 | Saturday | 6 | 0 | 0 | 33.7182 | 26.5629 | 24.9086 | 26.607 | 0 | 0.2384 | 14.4 | 1.9872 | 99.8281 | 0 | 0 | 0 | 12.5337 | 0
4616 | 193 | 12 | 7 | Saturday | 7 | 0 | 0 | 33.7182 | 25.8922 | 26.405 | 37.25 | 0 | 0.367 | 11.52 | 7.3929 | 97.9023 | 0 | 0 | 0 | 19.1402 | 0
4617 | 193 | 12 | 7 | Saturday | 8 | 0 | 0 | 33.7182 | 32.4636 | 37.4339 | 42.572 | 4.7815 | 0.4669 | 16.2 | 17.2202 | 120.2826 | 0 | 0 | 0 | 23.8924 | 0
4618 | 193 | 12 | 7 | Saturday | 9 | 0 | 0 | 33.7201 | 31.9633 | 37.9057 | 26.607 | 35.4852 | 0.3351 | 16.2 | 27.1522 | 120.1241 | 8.8782 | 0 | 0 | 14.7473 | 0
4619 | 193 | 12 | 7 | Saturday | 10 | 0 | 2.255 | 33.8461 | 29.6914 | 37.2508 | 10.643 | 49.0006 | 0.2871 | 15.12 | 31.2592 | 118.6341 | 38.3576 | 0 | 0 | 5.0009 | 0
4620 | 193 | 12 | 7 | Saturday | 11 | 0 | 8.231 | 33.9398 | 27.6472 | 35.3135 | 10.643 | 43.3476 | 0.5721 | 21.6 | 30.2913 | 127.9751 | 32.7046 | 0 | 0 | 3.9496 | 0
4621 | 193 | 12 | 7 | Saturday | 12 | 0 | 11.435 | 33.8899 | 24.8078 | 34.2247 | 15.964 | 32.2585 | 0.7389 | 23.4 | 27.7027 | 129.4282 | 16.2945 | 0 | 0 | 4.8199 | 0
4622 | 193 | 12 | 7 | Saturday | 13 | 0 | 13.092 | 33.9249 | 24.896 | 33.0722 | 15.964 | 22.019 | 0.8015 | 23.4 | 25.1351 | 130.2546 | 6.055 | 0 | 0 | 4.2412 | 0
4623 | 193 | 12 | 7 | Saturday | 14 | 0 | 14.021 | 33.9431 | 24.254 | 33.0722 | 5.321 | 14.0828 | 0.785 | 23.4 | 22.8112 | 130.757 | 8.7618 | 0 | 0 | 1.2844 | 0
4624 | 193 | 12 | 7 | Saturday | 15 | 0 | 15.651 | 33.9722 | 25.3994 | 33.0722 | 5.321 | 1.1524 | 0.8557 | 23.4 | 17.2431 | 133.9229 | 0 | 0 | 0 | 1.2514 | 0
4625 | 193 | 12 | 7 | Saturday | 16 | 0 | 14.048 | 33.9431 | 26.4163 | 33.0722 | 21.286 | 0 | 0.8471 | 23.4 | 11.9054 | 133.0092 | 0 | 0 | 0 | 5.5465 | 0
4626 | 193 | 12 | 7 | Saturday | 17 | 0 | 13.172 | 33.9238 | 24.3488 | 32.9581 | 26.607 | 0 | 0.8461 | 27 | 9.1602 | 133.3232 | 0 | 0 | 0 | 8.0997 | 0
4627 | 193 | 12 | 7 | Saturday | 18 | 0 | 14.287 | 33.9633 | 40.6837 | 46.5147 | 37.25 | 0 | 1.0109 | 28.8 | 6.7286 | 166.4247 | 0 | 0 | 0 | 13.3707 | 0
4628 | 193 | 12 | 7 | Saturday | 19 | 0 | 16.129 | 33.9726 | 52.3771 | 50.3878 | 37.25 | 0 | 1.1519 | 28.8 | 4.1322 | 184.1342 | 0 | 0 | 0 | 15.5645 | 0
4629 | 193 | 12 | 7 | Saturday | 20 | 0 | 13.274 | 33.9546 | 59.167 | 50.3878 | 26.607 | 0 | 0.9295 | 27 | 1.8748 | 185.7957 | 0 | 0 | 0 | 12.3653 | 0
4630 | 193 | 12 | 7 | Saturday | 21 | 0 | 11.996 | 33.9392 | 61.3325 | 50.3878 | 15.964 | 0 | 0.7738 | 27 | 0.6244 | 186.407 | 0 | 0 | 0 | 7.8912 | 0
4631 | 193 | 12 | 7 | Saturday | 22 | 0 | 4.495 | 33.7608 | 49.2003 | 40.077 | 10.643 | 0 | 0.3322 | 19.8 | 0.1136 | 148.032 | 0 | 0 | 0 | 5.4517 | 0
4632 | 193 | 12 | 7 | Saturday | 23 | 0 | 0.845 | 33.7182 | 28.1779 | 24.6242 | 10.643 | 0 | 0.1481 | 19.8 | 0 | 107.3822 | 0 | 0 | 0 | 5.6011 | 0
4633 | 194 | 13 | 7 | Sunday | 0 | 0 | 0.005 | 33.7182 | 24.1043 | 23.0149 | 5.321 | 0 | 0.0539 | 19.8 | 0 | 100.6964 | 0 | 0 | 0 | 2.8555 | 0
4634 | 194 | 13 | 7 | Sunday | 1 | 0 | 0 | 33.7182 | 23.3102 | 22.2101 | 5.321 | 0 | 0.0544 | 19.8 | 0 | 99.093 | 0 | 0 | 0 | 2.8932 | 0
4635 | 194 | 13 | 7 | Sunday | 2 | 0 | 0 | 33.7182 | 17.5379 | 18.3373 | 5.321 | 0 | 0.055 | 15.48 | 0 | 85.1284 | 0 | 0 | 0 | 2.9298 | 0
4636 | 194 | 13 | 7 | Sunday | 3 | 0 | 0 | 33.7182 | 17.5379 | 18.3373 | 5.321 | 0 | 0.0557 | 15.48 | 0 | 85.1291 | 0 | 0 | 0 | 2.9659 | 0
4637 | 194 | 13 | 7 | Sunday | 4 | 0 | 0 | 33.7182 | 17.5379 | 18.3373 | 5.321 | 0 | 0.0563 | 15.48 | 0 | 85.1297 | 0 | 0 | 0 | 3.0018 | 0
4638 | 194 | 13 | 7 | Sunday | 5 | 0 | 0 | 33.7182 | 18.7268 | 18.3373 | 5.321 | 0 | 0.057 | 15.48 | 0.2129 | 86.3193 | 0 | 0 | 0 | 3.0368 | 0
4639 | 194 | 13 | 7 | Sunday | 6 | 0 | 0 | 33.7182 | 23.8963 | 24.6242 | 26.607 | 0 | 0.2957 | 18.72 | 1.8859 | 101.2545 | 0 | 0 | 0 | 15.6758 | 0
4640 | 194 | 13 | 7 | Sunday | 7 | 0 | 0 | 33.7182 | 25.3143 | 29.9942 | 37.25 | 0 | 0.4415 | 18.72 | 6.3365 | 108.1882 | 0 | 0 | 0 | 23.2295 | 0
4641 | 194 | 13 | 7 | Sunday | 8 | 0 | 0 | 33.7182 | 24.5095 | 33.2132 | 42.572 | 2.702 | 0.5421 | 23.4 | 13.1896 | 115.383 | 0 | 0 | 0 | 28.1966 | 0
4642 | 194 | 13 | 7 | Sunday | 9 | 0 | 0 | 33.7182 | 20.4037 | 29.3396 | 26.607 | 25.6066 | 0.3726 | 23.4 | 20.6197 | 107.234 | 0 | 0 | 0 | 17.6632 | 0
4643 | 194 | 13 | 7 | Sunday | 10 | 0 | 0 | 33.7182 | 20.443 | 32.5586 | 10.643 | 56.7022 | 0.2063 | 19.08 | 30.2725 | 106.0061 | 46.0592 | 0 | 0 | 6.2089 | 0
4644 | 194 | 13 | 7 | Sunday | 11 | 0 | 3.066 | 33.9603 | 19.7408 | 32.5586 | 10.643 | 92.14 | 0.3939 | 21.6 | 41.9597 | 111.6735 | 81.497 | 0 | 0 | 4.4207 | 0
4645 | 194 | 13 | 7 | Sunday | 12 | 0 | 14.646 | 33.953 | 19.6112 | 33.0367 | 15.964 | 110.9091 | 1.0171 | 19.08 | 49.7922 | 123.2423 | 94.9451 | 0 | 0 | 2.9572 | 0
4646 | 194 | 13 | 7 | Sunday | 13 | 0 | 16.059 | 33.9822 | 16.6457 | 29.1634 | 15.964 | 91.2439 | 1.0716 | 18.36 | 47.7313 | 117.5174 | 75.2799 | 0 | 0 | 0.1465 | 0
4647 | 194 | 13 | 7 | Sunday | 14 | 0 | 20.245 | 34.01 | 16.6876 | 29.1634 | 5.321 | 64.2747 | 1.2149 | 18 | 43.3295 | 122.3623 | 58.9537 | 0 | 0 | 0 | 0
4648 | 194 | 13 | 7 | Sunday | 15 | 0 | 38.687 | 34.0625 | 17.2436 | 29.1634 | 5.321 | 44.6557 | 1.8216 | 15.84 | 40.0913 | 132.4718 | 39.3347 | 0 | 0 | 0 | 0
4649 | 194 | 13 | 7 | Sunday | 16 | 0 | 50.629 | 34.0664 | 17.1848 | 27.5539 | 21.286 | 19.8359 | 1.9068 | 23.04 | 34.4218 | 138.2421 | 0 | 0 | 0 | 0 | 0
4650 | 194 | 13 | 7 | Sunday | 17 | 0 | 50.785 | 34.0773 | 16.6403 | 26.399 | 26.607 | 0.1033 | 1.8821 | 22.32 | 24.3658 | 135.8088 | 0 | 0 | 0 | 0 | 0
4651 | 194 | 13 | 7 | Sunday | 18 | 0 | 38.284 | 34.0162 | 26.8904 | 38.0184 | 37.25 | 0 | 1.7486 | 23.4 | 13.9433 | 158.0852 | 0 | 0 | 0 | 0 | 0
4652 | 194 | 13 | 7 | Sunday | 19 | 0 | 28.18 | 33.9878 | 35.2497 | 45.7644 | 37.25 | 0 | 1.5861 | 22.68 | 6.867 | 171.4863 | 0 | 0 | 0 | 0 | 0
4653 | 194 | 13 | 7 | Sunday | 20 | 0 | 23.047 | 33.9762 | 43.1054 | 49.6381 | 26.607 | 0 | 1.2786 | 22.68 | 3.3775 | 177.0671 | 0 | 0 | 0 | 0 | 0
4654 | 194 | 13 | 7 | Sunday | 21 | 0 | 12.5 | 33.824 | 46.9914 | 41.8913 | 15.964 | 0 | 1.0343 | 22.68 | 1.4037 | 160.4392 | 0 | 0 | 0 | 0 | 0
4655 | 194 | 13 | 7 | Sunday | 22 | 0 | 5.42 | 33.7307 | 40.3665 | 35.5897 | 10.643 | 0 | 0.8494 | 14.4 | 0.2329 | 130.8565 | 0 | 0 | 0 | 0 | 0
4656 | 194 | 13 | 7 | Sunday | 23 | 0 | 0.639 | 33.7182 | 25.6748 | 24.6242 | 10.643 | 0 | 0.26 | 14.4 | 0 | 99.3687 | 0 | 0 | 0 | 0.5096 | 0
4657 | 195 | 14 | 7 | Monday | 0 | 0 | 0 | 33.7182 | 17.5343 | 18.3373 | 5.321 | 0 | 0.0104 | 14.4 | 0 | 84.0003 | 0 | 0 | 0 | 0.4854 | 0
4658 | 195 | 14 | 7 | Monday | 1 | 0 | 0 | 33.7182 | 14.6472 | 16.4006 | 5.321 | 0 | 0.0117 | 11.88 | 0 | 76.6578 | 0 | 0 | 0 | 0.5541 | 0
4659 | 195 | 14 | 7 | Monday | 2 | 0 | 0 | 33.7182 | 11.7686 | 14.464 | 5.321 | 0 | 0.0129 | 11.88 | 0 | 71.8438 | 0 | 0 | 0 | 0.6211 | 0
4660 | 195 | 14 | 7 | Monday | 3 | 0 | 0 | 33.7182 | 11.7686 | 14.464 | 5.321 | 0 | 0.0141 | 11.88 | 0 | 71.845 | 0 | 0 | 0 | 0.687 | 0
4661 | 195 | 14 | 7 | Monday | 4 | 0 | 0 | 33.7182 | 13.0128 | 14.464 | 5.321 | 0 | 0.0153 | 11.88 | 0 | 73.0904 | 0 | 0 | 0 | 0.7523 | 0
4662 | 195 | 14 | 7 | Monday | 5 | 0 | 0 | 33.7182 | 22.6401 | 20.5805 | 5.321 | 0 | 0.0165 | 11.88 | 0.1475 | 88.8354 | 0 | 0 | 0 | 0.8167 | 0
4663 | 195 | 14 | 7 | Monday | 6 | 0 | 0 | 33.7182 | 41.4063 | 35.484 | 26.607 | 0 | 0.1006 | 15.12 | 1.359 | 125.8292 | 0 | 0 | 0 | 4.9755 | 0
4664 | 195 | 14 | 7 | Monday | 7 | 0 | 0 | 33.7182 | 53.0896 | 46.6998 | 37.25 | 0 | 0.1876 | 15.12 | 5.4351 | 148.8153 | 0 | 0 | 0 | 9.3042 | 0
4665 | 195 | 14 | 7 | Monday | 8 | 0 | 0 | 33.7195 | 57.0237 | 52.1343 | 42.572 | 0 | 0.2736 | 18.72 | 13.6221 | 161.8711 | 0 | 0 | 0 | 13.7091 | 0
4666 | 195 | 14 | 7 | Monday | 9 | 0 | 0.204 | 33.758 | 56.6816 | 52.8606 | 26.607 | 13.0878 | 0.2205 | 18.72 | 21.3967 | 162.4621 | 0 | 0 | 0 | 9.8481 | 0
4667 | 195 | 14 | 7 | Monday | 10 | 0 | 10.259 | 33.9359 | 54.4408 | 51.878 | 10.643 | 33.0551 | 0.6585 | 14.4 | 26.981 | 166.444 | 22.4121 | 0 | 0 | 3.6297 | 0
4668 | 195 | 14 | 7 | Monday | 11 | 0 | 12.193 | 33.9099 | 53.3558 | 51.878 | 10.643 | 48.2563 | 0.7664 | 18.36 | 32.9202 | 171.4568 | 37.6133 | 0 | 0 | 2.8034 | 0
4669 | 195 | 14 | 7 | Monday | 12 | 0 | 22.772 | 34.0281 | 50.9752 | 51.1854 | 15.964 | 79.6839 | 1.4006 | 18.36 | 42.7617 | 181.0025 | 63.7199 | 0 | 0 | 2.1745 | 0
4670 | 195 | 14 | 7 | Monday | 13 | 0 | 36.329 | 34.0993 | 51.7664 | 51.878 | 15.964 | 98.5457 | 1.9019 | 18.36 | 49.7899 | 191.9209 | 82.5817 | 0 | 0 | 0.0798 | 0
4671 | 195 | 14 | 7 | Monday | 14 | 0 | 43.788 | 34.1028 | 51.7769 | 51.878 | 5.321 | 84.9099 | 1.8775 | 18.36 | 49.8506 | 192.1841 | 79.5889 | 0 | 0 | 0 | 0
4672 | 195 | 14 | 7 | Monday | 15 | 0 | 52.647 | 34.1391 | 52.3484 | 51.878 | 5.321 | 52.3627 | 1.8998 | 18.36 | 44.2823 | 193.0384 | 47.0417 | 0 | 0 | 0 | 0
4673 | 195 | 14 | 7 | Monday | 16 | 0 | 77.277 | 34.3188 | 53.4599 | 50.7246 | 21.286 | 18.5224 | 2.1075 | 22.68 | 35.8598 | 199.8827 | 0 | 0 | 0 | 0 | 0
4674 | 195 | 14 | 7 | Monday | 17 | 0 | 92.174 | 34.3073 | 46.3263 | 43.0931 | 26.607 | 0.1322 | 2.2538 | 28.8 | 26.2419 | 193.3464 | 0 | 0 | 0 | 0 | 0
4675 | 195 | 14 | 7 | Monday | 18 | 0 | 96.846 | 35.2226 | 43.7584 | 51.7393 | 37.25 | 0 | 2.281 | 30.96 | 16.1874 | 203.2445 | 0 | 0 | 0 | 0 | 0
4676 | 195 | 14 | 7 | Monday | 19 | 0 | 77.568 | 35.0686 | 47.1382 | 57.1787 | 37.25 | 0 | 2.0401 | 25.2 | 7.4905 | 203.6232 | 0 | 0 | 0 | 0 | 0
4677 | 195 | 14 | 7 | Monday | 20 | 0 | 35.468 | 33.9967 | 58.3096 | 60.483 | 26.607 | 0 | 1.6977 | 25.2 | 3.2827 | 213.5601 | 0 | 0 | 0 | 0 | 0
4678 | 195 | 14 | 7 | Monday | 21 | 0 | 28.628 | 33.9017 | 67.8893 | 55.4564 | 15.964 | 0 | 1.5478 | 25.2 | 1.3851 | 215.3801 | 0 | 0 | 0 | 0 | 0
4679 | 195 | 14 | 7 | Monday | 22 | 0 | 11.154 | 33.7225 | 49.7368 | 40.0199 | 10.643 | 0 | 0.5901 | 16.2 | 0.2321 | 152.6608 | 0 | 0 | 0 | 0 | 0
4680 | 195 | 14 | 7 | Monday | 23 | 0 | 3.899 | 33.7182 | 26.9226 | 24.6242 | 10.643 | 0 | 0.2034 | 16.2 | 0 | 105.9586 | 0 | 0 | 0 | 0 | 0
4681 | 196 | 15 | 7 | Tuesday | 0 | 0 | 0.651 | 33.7182 | 17.5343 | 18.3373 | 5.321 | 0 | 0.1752 | 14.4 | 0 | 84.8809 | 0 | 0 | 0 | 0 | 0
4682 | 196 | 15 | 7 | Tuesday | 1 | 0 | 0.137 | 33.7182 | 14.6472 | 16.4006 | 5.321 | 0 | 0.2965 | 11.88 | 0 | 77.0936 | 0 | 0 | 0 | 0 | 0
4683 | 196 | 15 | 7 | Tuesday | 2 | 0 | 0.015 | 33.7182 | 11.7686 | 14.464 | 5.321 | 0 | 0.3058 | 11.88 | 0 | 72.1534 | 0 | 0 | 0 | 0 | 0
4684 | 196 | 15 | 7 | Tuesday | 3 | 0 | 0 | 33.7182 | 11.7686 | 14.464 | 5.321 | 0 | 0.2584 | 11.88 | 0 | 72.0893 | 0 | 0 | 0 | 0 | 0
4685 | 196 | 15 | 7 | Tuesday | 4 | 0 | 0 | 33.7182 | 13.0128 | 14.464 | 5.321 | 0 | 0.3672 | 11.88 | 0 | 73.4423 | 0 | 0 | 0 | 0 | 0
4686 | 196 | 15 | 7 | Tuesday | 5 | 0 | 0 | 33.7182 | 22.6321 | 20.5805 | 5.321 | 0 | 0.445 | 11.88 | 0.2188 | 89.2558 | 0 | 0 | 0 | 0 | 0
4687 | 196 | 15 | 7 | Tuesday | 6 | 0 | 0 | 33.7182 | 40.5985 | 35.484 | 26.607 | 0 | 0.0607 | 15.12 | 1.9828 | 124.9814 | 0 | 0 | 0 | 2.7872 | 0
4688 | 196 | 15 | 7 | Tuesday | 7 | 0 | 0 | 33.7182 | 51.3068 | 46.6998 | 37.25 | 0 | 0.1371 | 15.12 | 7.3296 | 146.982 | 0 | 0 | 0 | 6.5372 | 0
4689 | 196 | 15 | 7 | Tuesday | 8 | 0 | 0.158 | 33.7812 | 56.9022 | 52.1343 | 42.572 | 1.1279 | 0.2306 | 18.72 | 17.5064 | 161.9419 | 0 | 0 | 0 | 10.8135 | 0
4690 | 196 | 15 | 7 | Tuesday | 9 | 0 | 15.397 | 33.9605 | 56.6861 | 52.8606 | 26.607 | 35.1312 | 1.0098 | 18.72 | 29.3649 | 180.0106 | 8.5242 | 0 | 0 | 7.5102 | 0
4691 | 196 | 15 | 7 | Tuesday | 10 | 0 | 61.31 | 34.1246 | 53.8097 | 51.878 | 10.643 | 78.0552 | 2.0887 | 14.4 | 40.8858 | 191.5119 | 67.4122 | 0 | 0 | 1.8826 | 0
4692 | 196 | 15 | 7 | Tuesday | 11 | 0 | 95.097 | 34.1437 | 52.8032 | 51.878 | 10.643 | 103.0853 | 2.4923 | 18.36 | 49.4296 | 198.5717 | 92.4423 | 0 | 0 | 0.1524 | 0
4693 | 196 | 15 | 7 | Tuesday | 12 | 0 | 106.602 | 34.3143 | 50.898 | 51.1854 | 15.964 | 94.6176 | 2.4664 | 18.36 | 50.0584 | 197.6164 | 78.6536 | 0 | 0 | 0 | 0
4694 | 196 | 15 | 7 | Tuesday | 13 | 0 | 105.868 | 34.5879 | 51.6909 | 51.878 | 15.964 | 58.6147 | 2.405 | 18.36 | 42.8945 | 199.2291 | 42.6507 | 0 | 0 | 0 | 0
4695 | 196 | 15 | 7 | Tuesday | 14 | 0 | 102.739 | 35.0048 | 51.8829 | 51.878 | 5.321 | 28.4366 | 2.336 | 18.36 | 35.6831 | 199.6153 | 23.1156 | 0 | 0 | 0 | 0
4696 | 196 | 15 | 7 | Tuesday | 15 | 0 | 101.651 | 35.227 | 52.67 | 51.878 | 5.321 | 7.8806 | 2.3013 | 18.36 | 31.0185 | 200.2624 | 2.5596 | 0 | 0 | 0 | 0
4697 | 196 | 15 | 7 | Tuesday | 16 | 0 | 102.772 | 35.5162 | 53.6237 | 50.7246 | 21.286 | 0.7466 | 2.3004 | 22.68 | 28.8306 | 204.8014 | 0 | 0 | 0 | 0 | 0
4698 | 196 | 15 | 7 | Tuesday | 17 | 0 | 108.572 | 35.5587 | 46.3872 | 43.0931 | 26.607 | 0 | 2.3243 | 28.8 | 23.6596 | 197.1992 | 0 | 0 | 0 | 0 | 0
4699 | 196 | 15 | 7 | Tuesday | 18 | 0 | 148.443 | 35.0149 | 43.8512 | 51.7393 | 37.25 | 0 | 2.6407 | 30.96 | 15.3652 | 209.9016 | 0 | 0 | 0 | 0 | 0
4700 | 196 | 15 | 7 | Tuesday | 19 | 0 | 168.885 | 34.5327 | 46.7094 | 57.1787 | 37.25 | 0 | 2.8203 | 25.2 | 7.3538 | 214.4897 | 0 | 0 | 0 | 0 | 0
4701 | 196 | 15 | 7 | Tuesday | 20 | 0 | 166.03 | 34.3868 | 58.0876 | 60.483 | 26.607 | 0 | 2.7093 | 25.2 | 2.9158 | 227.9924 | 0 | 0 | 0 | 0 | 0
4702 | 196 | 15 | 7 | Tuesday | 21 | 0 | 88.123 | 34.0261 | 68.1276 | 55.4564 | 15.964 | 0 | 1.9628 | 25.2 | 1.1798 | 222.1624 | 0 | 0 | 0 | 0 | 0
4703 | 196 | 15 | 7 | Tuesday | 22 | 0 | 17 | 33.7356 | 49.7368 | 40.0199 | 10.643 | 0 | 0.8978 | 16.2 | 0.1836 | 159.1911 | 0 | 0 | 0 | 0 | 0
4704 | 196 | 15 | 7 | Tuesday | 23 | 0 | 3.302 | 33.7182 | 26.9226 | 24.6242 | 10.643 | 0 | 0.3459 | 16.2 | 0 | 105.4122 | 0 | 0 | 0 | 0 | 0
4705 | 197 | 16 | 7 | Wednesday | 0 | 0 | 0.027 | 33.7182 | 17.5343 | 18.3373 | 5.321 | 0 | 0.3574 | 14.4 | 0 | 84.3765 | 0 | 0 | 0 | 0 | 0
4706 | 197 | 16 | 7 | Wednesday | 1 | 0 | 0 | 33.7182 | 14.6472 | 16.4006 | 5.321 | 0 | 0.2429 | 11.88 | 0 | 76.8889 | 0 | 0 | 0 | 0 | 0
4707 | 197 | 16 | 7 | Wednesday | 2 | 0 | 0 | 33.7182 | 11.7686 | 14.464 | 5.321 | 0 | 0.3206 | 11.88 | 0 | 72.1515 | 0 | 0 | 0 | 0 | 0
4708 | 197 | 16 | 7 | Wednesday | 3 | 0 | 0 | 33.7182 | 11.7686 | 14.464 | 5.321 | 0 | 0.3983 | 11.88 | 0 | 72.2292 | 0 | 0 | 0 | 0 | 0
4709 | 197 | 16 | 7 | Wednesday | 4 | 0 | 0 | 33.7182 | 13.0128 | 14.464 | 5.321 | 0 | 0.4605 | 11.88 | 0 | 73.5355 | 0 | 0 | 0 | 0 | 0
4710 | 197 | 16 | 7 | Wednesday | 5 | 0 | 0 | 33.7182 | 22.5814 | 20.5805 | 5.321 | 0 | 0.5538 | 11.88 | 0.2367 | 89.3139 | 0 | 0 | 0 | 0 | 0
4711 | 197 | 16 | 7 | Wednesday | 6 | 0 | 0 | 33.7182 | 39.1038 | 35.484 | 26.607 | 0 | 0.069 | 15.12 | 2.0604 | 123.4951 | 0 | 0 | 0 | 3.243 | 0
4712 | 197 | 16 | 7 | Wednesday | 7 | 0 | 0 | 33.7182 | 50.9669 | 46.6998 | 37.25 | 0 | 0.1482 | 15.12 | 7.3992 | 146.6532 | 0 | 0 | 0 | 7.1447 | 0
4713 | 197 | 16 | 7 | Wednesday | 8 | 0 | 0.091 | 33.7249 | 55.6948 | 52.1343 | 42.572 | 2.1167 | 0.2401 | 18.72 | 19.0236 | 160.6129 | 0 | 0 | 0 | 11.4353 | 0
4714 | 197 | 16 | 7 | Wednesday | 9 | 0 | 2.884 | 33.9627 | 55.8524 | 52.8606 | 26.607 | 39.5147 | 0.3604 | 18.72 | 32.1063 | 164.9118 | 12.9077 | 0 | 0 | 7.6658 | 0
4715 | 197 | 16 | 7 | Wednesday | 10 | 0 | 20.589 | 33.9421 | 53.6381 | 51.878 | 10.643 | 77.396 | 1.248 | 14.4 | 42.9351 | 177.4488 | 66.753 | 0 | 0 | 1.8778 | 0
4716 | 197 | 16 | 7 | Wednesday | 11 | 0 | 26.974 | 34.0669 | 52.936 | 51.878 | 10.643 | 91.4839 | 1.7184 | 18.36 | 48.3745 | 189.3716 | 80.8409 | 0 | 0 | 0.1783 | 0
4717 | 197 | 16 | 7 | Wednesday | 12 | 0 | 47.89 | 34.1092 | 51.055 | 51.1854 | 15.964 | 94.3141 | 1.9238 | 18.36 | 51.159 | 190.9608 | 78.3501 | 0 | 0 | 0 | 0
4718 | 197 | 16 | 7 | Wednesday | 13 | 0 | 72.317 | 34.3773 | 51.4917 | 51.878 | 15.964 | 85.1647 | 2.1093 | 18.36 | 51.5118 | 194.1008 | 69.2007 | 0 | 0 | 0 | 0
4719 | 197 | 16 | 7 | Wednesday | 14 | 0 | 89.256 | 34.7714 | 51.4847 | 51.878 | 5.321 | 53.3527 | 2.2506 | 18.36 | 45.619 | 196.6126 | 48.0317 | 0 | 0 | 0 | 0
4720 | 197 | 16 | 7 | Wednesday | 15 | 0 | 100.331 | 35.2485 | 52.1942 | 51.878 | 5.321 | 23.9119 | 2.3177 | 18.36 | 39.1853 | 199.2649 | 18.5909 | 0 | 0 | 0 | 0
4721 | 197 | 16 | 7 | Wednesday | 16 | 0 | 103.541 | 35.6047 | 53.292 | 50.7246 | 21.286 | 4.4282 | 2.3083 | 22.68 | 33.9181 | 204.2346 | 0 | 0 | 0 | 0 | 0
4722 | 197 | 16 | 7 | Wednesday | 17 | 0 | 108.474 | 35.5011 | 46.1675 | 43.0931 | 26.607 | 0 | 2.3285 | 28.8 | 26.8152 | 196.0708 | 0 | 0 | 0 | 0 | 0
4723 | 197 | 16 | 7 | Wednesday | 18 | 0 | 133.914 | 34.957 | 43.4152 | 51.7393 | 37.25 | 0 | 2.4345 | 30.96 | 16.9566 | 206.4138 | 0 | 0 | 0 | 0 | 0
4724 | 197 | 16 | 7 | Wednesday | 19 | 0 | 156.433 | 34.6218 | 45.8167 | 57.1787 | 37.25 | 0 | 2.6143 | 25.2 | 8.0692 | 211.0925 | 0 | 0 | 0 | 0 | 0
4725 | 197 | 16 | 7 | Wednesday | 20 | 0 | 167.487 | 34.4157 | 54.5604 | 60.483 | 26.607 | 0 | 2.6893 | 25.2 | 3.4759 | 224.3642 | 0 | 0 | 0 | 0 | 0
4726 | 197 | 16 | 7 | Wednesday | 21 | 0 | 87.189 | 34.016 | 67.1024 | 55.4564 | 15.964 | 0 | 1.9527 | 25.2 | 1.4503 | 220.8592 | 0 | 0 | 0 | 0 | 0
4727 | 197 | 16 | 7 | Wednesday | 22 | 0 | 16.767 | 33.7251 | 49.7368 | 40.0199 | 10.643 | 0 | 0.8824 | 16.2 | 0.2401 | 158.7629 | 0 | 0 | 0 | 0 | 0
4728 | 197 | 16 | 7 | Wednesday | 23 | 0 | 5.213 | 33.7182 | 26.9226 | 24.6242 | 10.643 | 0 | 0.2716 | 16.2 | 0 | 107.4726 | 0 | 0 | 0 | 0 | 0
4729 | 198 | 17 | 7 | Thursday | 0 | 0 | 0.711 | 33.7182 | 17.5343 | 18.3373 | 5.321 | 0 | 0.0888 | 14.4 | 0 | 84.8564 | 0 | 0 | 0 | 0 | 0
4730 | 198 | 17 | 7 | Thursday | 1 | 0 | 0 | 33.7182 | 14.6472 | 16.4006 | 5.321 | 0 | 0.0017 | 11.88 | 0 | 76.6478 | 0 | 0 | 0 | 0 | 0
4731 | 198 | 17 | 7 | Thursday | 2 | 0 | 0 | 33.7182 | 11.7686 | 14.464 | 5.321 | 0 | 0.0018 | 11.88 | 0 | 71.8327 | 0 | 0 | 0 | 0 | 0
4732 | 198 | 17 | 7 | Thursday | 3 | 0 | 0 | 33.7182 | 11.7686 | 14.464 | 5.321 | 0 | 0.0018 | 11.88 | 0 | 71.8327 | 0 | 0 | 0 | 0 | 0
4733 | 198 | 17 | 7 | Thursday | 4 | 0 | 0 | 33.7182 | 13.0128 | 14.464 | 5.321 | 0 | 0.0017 | 11.88 | 0 | 73.0767 | 0 | 0 | 0 | 0 | 0
4734 | 198 | 17 | 7 | Thursday | 5 | 0 | 0 | 33.7182 | 22.634 | 20.5805 | 5.321 | 0 | 0.0017 | 11.88 | 0.2609 | 88.8145 | 0 | 0 | 0 | 0 | 0
4735 | 198 | 17 | 7 | Thursday | 6 | 0 | 0 | 33.7182 | 39.8358 | 35.484 | 26.607 | 0 | 0.2234 | 15.12 | 2.3555 | 124.3814 | 0 | 0 | 0 | 0.0885 | 0
4736 | 198 | 17 | 7 | Thursday | 7 | 0 | 0 | 33.7228 | 47.9698 | 46.6998 | 37.25 | 0 | 0.0714 | 15.12 | 7.6747 | 143.5838 | 0 | 0 | 0 | 2.9342 | 0
4737 | 198 | 17 | 7 | Thursday | 8 | 0 | 0.49 | 33.9182 | 54.7175 | 52.1343 | 42.572 | 0.1122 | 0.178 | 18.72 | 16.2896 | 160.2146 | 0 | 0 | 0 | 7.082 | 0
4738 | 198 | 17 | 7 | Thursday | 9 | 0 | 17.563 | 33.9778 | 55.4378 | 52.8606 | 26.607 | 21.3977 | 1.0983 | 18.72 | 25.4802 | 182.0627 | 0 | 0 | 0 | 5.7752 | 0
4739 | 198 | 17 | 7 | Thursday | 10 | 0 | 47.609 | 34.0698 | 52.9552 | 51.878 | 10.643 | 44.599 | 1.8939 | 14.4 | 31.6487 | 189.4221 | 33.956 | 0 | 0 | 1.8046 | 0
4740 | 198 | 17 | 7 | Thursday | 11 | 0 | 83.894 | 34.4885 | 52.1398 | 51.878 | 10.643 | 47.0827 | 2.2608 | 18.36 | 33.1908 | 196.4276 | 36.4397 | 0 | 0 | 0.8022 | 0
4741 | 198 | 17 | 7 | Thursday | 12 | 0 | 89.739 | 34.8432 | 50.75 | 51.1854 | 15.964 | 32.298 | 2.4351 | 18.36 | 30.1535 | 195.4893 | 16.334 | 0 | 0 | 0 | 0
4742 | 198 | 17 | 7 | Thursday | 13 | 0 | 43.444 | 34.2035 | 53.2473 | 51.878 | 15.964 | 5.1371 | 1.9419 | 18.36 | 22.1951 | 193.82 | 0 | 0 | 0 | 0 | 0
4743 | 198 | 17 | 7 | Thursday | 14 | 0 | 26.044 | 33.9139 | 55.1007 | 51.878 | 5.321 | 0 | 1.7257 | 18.36 | 13.8255 | 189.7981 | 0 | 0 | 0 | 0 | 0
4744 | 198 | 17 | 7 | Thursday | 15 | 0 | 27.221 | 33.8814 | 55.7274 | 51.878 | 5.321 | 0 | 1.7334 | 18.36 | 11.2895 | 191.7255 | 0 | 0 | 0 | 0 | 0
4745 | 198 | 17 | 7 | Thursday | 16 | 0 | 34.121 | 33.9435 | 56.0601 | 50.7246 | 21.286 | 0 | 1.7143 | 22.68 | 10.1796 | 198.7791 | 0 | 0 | 0 | 1.5573 | 0
4746 | 198 | 17 | 7 | Thursday | 17 | 0 | 43.434 | 34.0016 | 47.6222 | 43.0931 | 26.607 | 0 | 1.7998 | 28.8 | 12.5986 | 189.3488 | 0 | 0 | 0 | 3.4088 | 0
4747 | 198 | 17 | 7 | Thursday | 18 | 0 | 53.906 | 34.419 | 44.1477 | 51.7393 | 37.25 | 0 | 1.9405 | 30.96 | 14.5207 | 197.3954 | 0 | 0 | 0 | 7.2657 | 0
4748 | 198 | 17 | 7 | Thursday | 19 | 0 | 56.499 | 35.1555 | 49.0738 | 57.1787 | 37.25 | 0 | 2.0017 | 25.2 | 8.6728 | 202.8895 | 0 | 0 | 0 | 9.9579 | 0
4749 | 198 | 17 | 7 | Thursday | 20 | 0 | 48.049 | 34.8762 | 60.3739 | 60.483 | 26.607 | 0 | 1.9151 | 25.2 | 3.707 | 216.7685 | 0 | 0 | 0 | 8.6437 | 0
4750 | 198 | 17 | 7 | Thursday | 21 | 0 | 29.285 | 33.9068 | 68.2095 | 55.4564 | 15.964 | 0 | 1.7012 | 25.2 | 1.4752 | 216.6357 | 0 | 0 | 0 | 5.7655 | 0
4751 | 198 | 17 | 7 | Thursday | 22 | 0 | 13.769 | 33.7264 | 49.7368 | 40.0199 | 10.643 | 0 | 0.8073 | 16.2 | 0.2161 | 155.7705 | 0 | 0 | 0 | 4.0777 | 0
4752 | 198 | 17 | 7 | Thursday | 23 | 0 | 5.218 | 33.7182 | 26.9226 | 24.6242 | 10.643 | 0 | 0.3496 | 16.2 | 0 | 107.5566 | 0 | 0 | 0 | 4.2612 | 0
4753 | 199 | 18 | 7 | Friday | 0 | 0 | 0.895 | 33.7182 | 17.5343 | 18.3373 | 5.321 | 0 | 0.0872 | 14.4 | 0 | 85.0583 | 0 | 0 | 0 | 2.1982 | 0
4754 | 199 | 18 | 7 | Friday | 1 | 0 | 0.033 | 33.7182 | 14.6472 | 16.4006 | 5.321 | 0 | 0.0442 | 11.88 | 0 | 76.7261 | 0 | 0 | 0 | 2.2442 | 0
4755 | 199 | 18 | 7 | Friday | 2 | 0 | 0 | 33.7182 | 11.7686 | 14.464 | 5.321 | 0 | 0.0433 | 11.88 | 0 | 71.8742 | 0 | 0 | 0 | 2.2893 | 0
4756 | 199 | 18 | 7 | Friday | 3 | 0 | 0 | 33.7182 | 11.7686 | 14.464 | 5.321 | 0 | 0.0442 | 11.88 | 0 | 71.875 | 0 | 0 | 0 | 2.3337 | 0
4757 | 199 | 18 | 7 | Friday | 4 | 0 | 0 | 33.7182 | 13.0128 | 14.464 | 5.321 | 0 | 0.045 | 11.88 | 0 | 73.12 | 0 | 0 | 0 | 2.3778 | 0
4758 | 199 | 18 | 7 | Friday | 5 | 0 | 0 | 33.7182 | 22.6634 | 20.5805 | 5.321 | 0 | 0.0457 | 11.88 | 0.0324 | 88.8879 | 0 | 0 | 0 | 2.4209 | 0
4759 | 199 | 18 | 7 | Friday | 6 | 0 | 0 | 33.7182 | 44.2813 | 35.484 | 26.607 | 0 | 0.2416 | 15.12 | 0.2846 | 128.8452 | 0 | 0 | 0 | 12.7077 | 0
4760 | 199 | 18 | 7 | Friday | 7 | 0 | 0 | 33.7182 | 61.156 | 46.6998 | 37.25 | 0 | 0.3711 | 15.12 | 0.7568 | 157.0651 | 0 | 0 | 0 | 19.3666 | 0
4761 | 199 | 18 | 7 | Friday | 8 | 0 | 0.081 | 33.7267 | 68.8225 | 52.1343 | 42.572 | 0 | 0.4692 | 18.72 | 1.5882 | 173.96 | 0 | 0 | 0 | 24.208 | 0
4762 | 199 | 18 | 7 | Friday | 9 | 0 | 0.359 | 33.842 | 67.7519 | 52.8606 | 26.607 | 0 | 0.3229 | 18.72 | 3.0841 | 173.8854 | 0 | 0 | 0 | 16.1723 | 0
4763 | 199 | 18 | 7 | Friday | 10 | 0 | 8.366 | 33.9883 | 60.1318 | 51.878 | 10.643 | 0 | 0.5618 | 14.4 | 5.3726 | 170.0084 | 0 | 0 | 0 | 6.6811 | 0
4764 | 199 | 18 | 7 | Friday | 11 | 0 | 15.338 | 33.9836 | 56.4169 | 51.878 | 10.643 | 0.6033 | 0.9356 | 18.36 | 9.6578 | 178.1627 | 0 | 0 | 0 | 6.8001 | 0
4765 | 199 | 18 | 7 | Friday | 12 | 0.266 | 17.827 | 34.0049 | 52.7212 | 51.1854 | 15.964 | 20.5996 | 1.1709 | 18.36 | 18.4073 | 176.7234 | 4.6356 | 0 | 0 | 10.3707 | 0
4766 | 199 | 18 | 7 | Friday | 13 | 0 | 17.662 | 34.0233 | 52.0128 | 51.878 | 15.964 | 57.5235 | 1.1926 | 18.36 | 30.8692 | 176.5695 | 41.5595 | 0 | 0 | 8.8604 | 0
4767 | 199 | 18 | 7 | Friday | 14 | 0 | 18.689 | 34.0399 | 51.6515 | 51.878 | 5.321 | 77.9523 | 1.1616 | 18.36 | 38.5554 | 177.5695 | 72.6313 | 0 | 0 | 2.1117 | 0
4768 | 199 | 18 | 7 | Friday | 15 | 0 | 20.793 | 34.0726 | 52.6182 | 51.878 | 5.321 | 54.2116 | 1.2289 | 18.36 | 34.6569 | 181.058 | 48.8906 | 0 | 0 | 1.2651 | 0
4769 | 199 | 18 | 7 | Friday | 16 | 0 | 19.082 | 34.0501 | 53.5339 | 50.7246 | 21.286 | 17.8411 | 1.1228 | 22.68 | 25.5465 | 182.9339 | 0 | 0 | 0 | 3.818 | 0
4770 | 199 | 18 | 7 | Friday | 17 | 0 | 19.204 | 34.0429 | 46.3082 | 43.0931 | 26.607 | 0.3462 | 1.1375 | 28.8 | 17.1738 | 174.3366 | 0 | 0 | 0 | 5.6295 | 0
4771 | 199 | 18 | 7 | Friday | 18 | 0 | 23.04 | 34.0155 | 44.0069 | 51.7393 | 37.25 | 0 | 1.4412 | 30.96 | 11.7203 | 187.2072 | 0 | 0 | 0 | 10.1539 | 0
4772 | 199 | 18 | 7 | Friday | 19 | 0 | 24.227 | 33.9767 | 48.6867 | 57.1787 | 37.25 | 0 | 1.5625 | 25.2 | 7.5619 | 193.2685 | 0 | 0 | 0 | 12.6104 | 0
4773 | 199 | 18 | 7 | Friday | 20 | 0 | 21.643 | 33.9453 | 62.7989 | 60.483 | 26.607 | 0 | 1.3606 | 25.2 | 3.7022 | 207.3083 | 0 | 0 | 0 | 10.4044 | 0
4774 | 199 | 18 | 7 | Friday | 21 | 0 | 13.845 | 33.8485 | 68.7678 | 55.4564 | 15.964 | 0 | 0.8537 | 25.2 | 1.4285 | 199.1008 | 0 | 0 | 0 | 6.7711 | 0
4775 | 199 | 18 | 7 | Friday | 22 | 0 | 4.918 | 33.7298 | 49.7368 | 40.0199 | 10.643 | 0 | 0.3411 | 16.2 | 0.2103 | 145.3462 | 0 | 0 | 0 | 4.7277 | 0
4776 | 199 | 18 | 7 | Friday | 23 | 0 | 0.654 | 33.7182 | 26.9226 | 24.6242 | 10.643 | 0 | 0.1255 | 16.2 | 0 | 102.298 | 0 | 0 | 0 | 4.8951 | 0
4777 | 200 | 19 | 7 | Saturday | 0 | 0 | 0.074 | 33.7182 | 18.3332 | 19.1419 | 5.321 | 0 | 0.0511 | 15.84 | 0 | 87.164 | 0 | 0 | 0 | 2.5091 | 0
4778 | 200 | 19 | 7 | Saturday | 1 | 0 | 0.001 | 33.7182 | 17.5283 | 18.3373 | 5.321 | 0 | 0.0482 | 12.6 | 0 | 82.2336 | 0 | 0 | 0 | 2.5512 | 0
4779 | 200 | 19 | 7 | Saturday | 2 | 0 | 0 | 33.7182 | 11.771 | 14.464 | 5.321 | 0 | 0.0489 | 12.6 | 0 | 72.6021 | 0 | 0 | 0 | 2.5924 | 0
4780 | 200 | 19 | 7 | Saturday | 3 | 0 | 0 | 33.7182 | 11.771 | 14.464 | 5.321 | 0 | 0.0496 | 12.6 | 0 | 72.6029 | 0 | 0 | 0 | 2.6327 | 0
4781 | 200 | 19 | 7 | Saturday | 4 | 0 | 0 | 33.7182 | 11.771 | 14.464 | 5.321 | 0 | 0.0503 | 12.6 | 0 | 72.6036 | 0 | 0 | 0 | 2.673 | 0
4782 | 200 | 19 | 7 | Saturday | 5 | 0 | 0 | 33.7182 | 12.9866 | 14.464 | 5.321 | 0 | 0.0511 | 12.6 | 0.1964 | 73.8199 | 0 | 0 | 0 | 2.7124 | 0
4783 | 200 | 19 | 7 | Saturday | 6 | 0 | 0 | 33.7182 | 27.0303 | 24.9086 | 26.607 | 0 | 0.2672 | 14.4 | 1.8122 | 100.3243 | 0 | 0 | 0 | 14.1119 | 0
4784 | 200 | 19 | 7 | Saturday | 7 | 0 | 0 | 33.7182 | 25.9006 | 26.405 | 37.25 | 0 | 0.4044 | 11.52 | 7.2753 | 97.9482 | 0 | 0 | 0 | 21.1942 | 0
4785 | 200 | 19 | 7 | Saturday | 8 | 0 | 0 | 33.7182 | 32.4153 | 37.4339 | 42.572 | 5.7982 | 0.507 | 16.2 | 16.5504 | 120.2744 | 0 | 0 | 0 | 25.9997 | 0
4786 | 200 | 19 | 7 | Saturday | 9 | 0 | 0 | 33.7521 | 31.9805 | 37.9057 | 26.607 | 33.2094 | 0.3542 | 16.2 | 24.9164 | 120.1925 | 6.6024 | 0 | 0 | 15.996 | 0
4787 | 200 | 19 | 7 | Saturday | 10 | 0 | 3.199 | 33.9199 | 29.4787 | 37.2508 | 10.643 | 59.9656 | 0.3602 | 15.12 | 33.4558 | 119.589 | 49.3226 | 0 | 0 | 5.4163 | 0
4788 | 200 | 19 | 7 | Saturday | 11 | 0 | 11.313 | 33.9138 | 27.0311 | 35.3135 | 10.643 | 80.5144 | 0.7903 | 21.6 | 41.03 | 130.8837 | 69.8714 | 0 | 0 | 3.7295 | 0
4789 | 200 | 19 | 7 | Saturday | 12 | 0 | 13.499 | 33.9316 | 24.2233 | 34.2247 | 15.964 | 78.6267 | 0.8878 | 23.4 | 42.6938 | 131.2674 | 62.6627 | 0 | 0 | 2.831 | 0
4790 | 200 | 19 | 7 | Saturday | 13 | 0 | 16.96 | 34.0068 | 23.6701 | 33.0722 | 15.964 | 62.063 | 1.137 | 23.4 | 39.9133 | 133.7946 | 46.099 | 0 | 0 | 0.5967 | 0
4791 | 200 | 19 | 7 | Saturday | 14 | 0 | 17.36 | 34.0384 | 22.6188 | 33.0722 | 5.321 | 38.8534 | 0.9876 | 23.4 | 35.0939 | 133.2218 | 33.5324 | 0 | 0 | 0 | 0
4792 | 200 | 19 | 7 | Saturday | 15 | 0 | 18.046 | 34.0544 | 23.6042 | 33.0722 | 5.321 | 5.1125 | 0.9763 | 23.4 | 25.554 | 135.144 | 0 | 0 | 0 | 0 | 0
4793 | 200 | 19 | 7 | Saturday | 16 | 0 | 18.331 | 34.0594 | 24.4432 | 33.0722 | 21.286 | 0 | 0.9897 | 23.4 | 20.7123 | 136.3185 | 0 | 0 | 0 | 0 | 0
4794 | 200 | 19 | 7 | Saturday | 17 | 0 | 14.943 | 33.9912 | 22.3873 | 32.9581 | 26.607 | 0 | 0.9939 | 27 | 18.6743 | 133.5719 | 0 | 0 | 0 | 0.0364 | 0
4795 | 200 | 19 | 7 | Saturday | 18 | 0 | 13.801 | 33.9767 | 34.8279 | 46.5147 | 37.25 | 0 | 0.7913 | 28.8 | 13.9114 | 159.8373 | 0 | 0 | 0 | 2.7773 | 0
4796 | 200 | 19 | 7 | Saturday | 19 | 0 | 15.267 | 34.0048 | 41.2633 | 50.3878 | 37.25 | 0 | 0.9274 | 28.8 | 8.4669 | 171.8952 | 0 | 0 | 0 | 5.8602 | 0
4797 | 200 | 19 | 7 | Saturday | 20 | 0 | 14 | 33.9948 | 47.5052 | 50.3878 | 26.607 | 0 | 0.8514 | 27 | 4.2155 | 174.8812 | 0 | 0 | 0 | 5.9236 | 0
4798 | 200 | 19 | 7 | Saturday | 21 | 0 | 12.915 | 33.9833 | 59.8727 | 50.3878 | 15.964 | 0 | 0.7563 | 27 | 1.4675 | 185.9681 | 0 | 0 | 0 | 4.2118 | 0
4799 | 200 | 19 | 7 | Saturday | 22 | 0 | 4.863 | 33.7719 | 49.2003 | 40.077 | 10.643 | 0 | 0.3078 | 19.8 | 0.2044 | 148.4161 | 0 | 0 | 0 | 3.0736 | 0
4800 | 200 | 19 | 7 | Saturday | 23 | 0 | 1.126 | 33.7182 | 28.1779 | 24.6242 | 10.643 | 0 | 0.12 | 19.8 | 0 | 107.6581 | 0 | 0 | 0 | 3.2818 | 0
4801 | 201 | 20 | 7 | Sunday | 0 | 0 | 0.016 | 33.7182 | 24.1043 | 23.0149 | 5.321 | 0 | 0.0847 | 19.8 | 0 | 100.7398 | 0 | 0 | 0 | 1.7179 | 0
4802 | 201 | 20 | 7 | Sunday | 1 | 0 | 0 | 33.7182 | 23.3102 | 22.2101 | 5.321 | 0 | 0.0339 | 19.8 | 0 | 99.0725 | 0 | 0 | 0 | 1.7701 | 0
4803 | 201 | 20 | 7 | Sunday | 2 | 0 | 0 | 33.7182 | 17.5379 | 18.3373 | 5.321 | 0 | 0.0348 | 15.48 | 0 | 85.1082 | 0 | 0 | 0 | 1.8211 | 0
4804 | 201 | 20 | 7 | Sunday | 3 | 0 | 0 | 33.7182 | 17.5379 | 18.3373 | 5.321 | 0 | 0.0357 | 15.48 | 0 | 85.1091 | 0 | 0 | 0 | 1.8718 | 0
4805 | 201 | 20 | 7 | Sunday | 4 | 0 | 0 | 33.7182 | 17.5379 | 18.3373 | 5.321 | 0 | 0.0366 | 15.48 | 0 | 85.11 | 0 | 0 | 0 | 1.9216 | 0
4806 | 201 | 20 | 7 | Sunday | 5 | 0 | 0 | 33.7182 | 18.7525 | 18.3373 | 5.321 | 0 | 0.0375 | 15.48 | 0.189 | 86.3255 | 0 | 0 | 0 | 1.971 | 0
4807 | 201 | 20 | 7 | Sunday | 6 | 0 | 0 | 33.7182 | 24.1733 | 24.6242 | 26.607 | 0 | 0.202 | 18.72 | 1.7584 | 101.4378 | 0 | 0 | 0 | 10.5381 | 0
4808 | 201 | 20 | 7 | Sunday | 7 | 0 | 0 | 33.7182 | 26.5143 | 29.9942 | 37.25 | 0 | 0.3196 | 18.72 | 6.8953 | 109.2664 | 0 | 0 | 0 | 16.5432 | 0
4809 | 201 | 20 | 7 | Sunday | 8 | 0 | 0 | 33.7182 | 26.0081 | 33.2132 | 42.572 | 0.2884 | 0.4118 | 23.4 | 14.9772 | 116.7513 | 0 | 0 | 0 | 21.2607 | 0
4810 | 201 | 20 | 7 | Sunday | 9 | 0 | 0 | 33.7182 | 20.9571 | 29.3396 | 26.607 | 10.2238 | 0.285 | 23.4 | 18.7831 | 107.6998 | 0 | 0 | 0 | 14.1964 | 0
4811 | 201 | 20 | 7 | Sunday | 10 | 0 | 0 | 33.7182 | 21.8342 | 32.5586 | 10.643 | 24.565 | 0.1422 | 19.08 | 22.527 | 107.3332 | 13.922 | 0 | 0 | 5.4897 | 0
4812 | 201 | 20 | 7 | Sunday | 11 | 0.134 | 0 | 33.758 | 20.1653 | 32.5586 | 10.643 | 45.3474 | 0.1637 | 21.6 | 29.4028 | 108.2456 | 34.7044 | 0 | 0 | 4.8587 | 0
4813 | 201 | 20 | 7 | Sunday | 12 | 0 | 0 | 34.0497 | 19.354 | 33.0367 | 15.964 | 46.8205 | 0.1814 | 19.08 | 30.9498 | 105.7018 | 30.8565 | 0 | 0 | 5.6032 | 0
4814 | 201 | 20 | 7 | Sunday | 13 | 0 | 1.792 | 34.037 | 16.7396 | 29.1634 | 15.964 | 48.5389 | 0.2491 | 18.36 | 34.2401 | 100.4873 | 32.5749 | 0 | 0 | 4.1639 | 0
4815 | 201 | 20 | 7 | Sunday | 14 | 0 | 2.161 | 33.9943 | 16.8552 | 29.1634 | 5.321 | 37.2893 | 0.1874 | 18 | 33.2128 | 100.5376 | 31.9683 | 0 | 0 | 0.9415 | 0
4816 | 201 | 20 | 7 | Sunday | 15 | 0.775 | 1.977 | 34.0015 | 17.5073 | 29.1634 | 5.321 | 27.9502 | 0.1711 | 15.84 | 30.5212 | 98.8208 | 22.6292 | 0 | 0 | 1.3586 | 0
4817 | 201 | 20 | 7 | Sunday | 16 | 0 | 6.16 | 33.9478 | 17.3125 | 27.5539 | 21.286 | 20.7379 | 0.3919 | 23.04 | 28.4313 | 108.9538 | 0 | 0 | 0 | 1.7061 | 0
4818 | 201 | 20 | 7 | Sunday | 17 | 0 | 8.125 | 33.8586 | 16.7915 | 26.399 | 26.607 | 3.2584 | 0.4864 | 22.32 | 22.5882 | 108.7239 | 0 | 0 | 0 | 2.8048 | 0
4819 | 201 | 20 | 7 | Sunday | 18 | 0 | 7.49 | 33.8631 | 27.0994 | 38.0184 | 37.25 | 0 | 0.5204 | 23.4 | 15.1347 | 131.002 | 0 | 0 | 0 | 6.4312 | 0
4820 | 201 | 20 | 7 | Sunday | 19 | 0 | 7.905 | 33.8803 | 35.5479 | 45.7644 | 37.25 | 0 | 0.5926 | 22.68 | 7.4497 | 147.0149 | 0 | 0 | 0 | 9.1915 | 0
4821 | 201 | 20 | 7 | Sunday | 20 | 0 | 7.487 | 33.8784 | 44.3682 | 49.6381 | 26.607 | 0 | 0.5433 | 22.68 | 3.3311 | 159.2051 | 0 | 0 | 0 | 8.135 | 0
4822 | 201 | 20 | 7 | Sunday | 21 | 0 | 4.164 | 33.7557 | 47.3668 | 41.8913 | 15.964 | 0 | 0.317 | 22.68 | 0.8066 | 150.5142 | 0 | 0 | 0 | 5.475 | 0
4823 | 201 | 20 | 7 | Sunday | 22 | 0 | 1.825 | 33.7182 | 40.3665 | 35.5897 | 10.643 | 0 | 0.1665 | 14.4 | 0 | 126.2141 | 0 | 0 | 0 | 3.8899 | 0
4824 | 201 | 20 | 7 | Sunday | 23 | 0 | 0.109 | 33.7182 | 25.6748 | 24.6242 | 10.643 | 0 | 0.134 | 14.4 | 0 | 98.6689 | 0 | 0 | 0 | 4.078 | 0
4825 | 202 | 21 | 7 | Monday | 0 | 0 | 0 | 33.7182 | 17.5343 | 18.3373 | 5.321 | 0 | 0.04 | 14.4 | 0 | 84.0298 | 0 | 0 | 0 | 2.1083 | 0
4826 | 202 | 21 | 7 | Monday | 1 | 0 | 0 | 33.7182 | 14.6472 | 16.4006 | 5.321 | 0 | 0.0409 | 11.88 | 0 | 76.687 | 0 | 0 | 0 | 2.1556 | 0
4827 | 202 | 21 | 7 | Monday | 2 | 0 | 0 | 33.7182 | 11.7686 | 14.464 | 5.321 | 0 | 0.0417 | 11.88 | 0 | 71.8726 | 0 | 0 | 0 | 2.2018 | 0
4828 | 202 | 21 | 7 | Monday | 3 | 0 | 0 | 33.7182 | 11.7686 | 14.464 | 5.321 | 0 | 0.0426 | 11.88 | 0 | 71.8735 | 0 | 0 | 0 | 2.2474 | 0
4829 | 202 | 21 | 7 | Monday | 4 | 0 | 0 | 33.7182 | 13.0128 | 14.464 | 5.321 | 0 | 0.0434 | 11.88 | 0 | 73.1184 | 0 | 0 | 0 | 2.2924 | 0
4830 | 202 | 21 | 7 | Monday | 5 | 0 | 0 | 33.7208 | 22.6167 | 20.5805 | 5.321 | 0 | 0.0442 | 11.88 | 0.1979 | 88.8421 | 0 | 0 | 0 | 2.3367 | 0
4831 | 202 | 21 | 7 | Monday | 6 | 0 | 0 | 33.7182 | 38.9514 | 35.484 | 26.607 | 0 | 0.2342 | 15.12 | 1.8162 | 123.5078 | 0 | 0 | 0 | 12.3019 | 0
4832 | 202 | 21 | 7 | Monday | 7 | 0 | 0 | 33.7182 | 47.7587 | 46.6998 | 37.25 | 0 | 0.3615 | 15.12 | 6.7379 | 143.6583 | 0 | 0 | 0 | 18.8386 | 0
4833 | 202 | 21 | 7 | Monday | 8 | 0 | 0 | 33.7187 | 55.1474 | 52.1343 | 42.572 | 3.2567 | 0.4594 | 18.72 | 15.6002 | 160.1799 | 0 | 0 | 0 | 23.6119 | 0
4834 | 202 | 21 | 7 | Monday | 9 | 0 | 0.135 | 33.735 | 55.9117 | 52.8606 | 26.607 | 37.4354 | 0.3435 | 18.72 | 26.7514 | 161.7171 | 10.8284 | 0 | 0 | 14.6671 | 0
4835 | 202 | 21 | 7 | Monday | 10 | 0 | 5.664 | 33.9365 | 53.334 | 51.878 | 10.643 | 68.3634 | 0.4927 | 14.4 | 35.914 | 160.1668 | 57.7204 | 0 | 0 | 4.707 | 0
4836 | 202 | 21 | 7 | Monday | 11 | 0 | 16.646 | 33.9865 | 52.284 | 51.878 | 10.643 | 80.5751 | 1.0665 | 18.36 | 41.1506 | 175.7424 | 69.9321 | 0 | 0 | 2.9381 | 0
4837 | 202 | 21 | 7 | Monday | 12 | 0 | 24.415 | 34.0444 | 50.2701 | 51.1854 | 15.964 | 88.8182 | 1.567 | 18.36 | 45.931 | 182.3793 | 72.8542 | 0 | 0 | 1.4878 | 0
4838 | 202 | 21 | 7 | Monday | 13 | 0 | 29.263 | 34.0666 | 51.274 | 51.878 | 15.964 | 81.2993 | 1.7463 | 18.36 | 46.4307 | 189.9642 | 65.3353 | 0 | 0 | 0 | 0
4839 | 202 | 21 | 7 | Monday | 14 | 0 | 33.132 | 34.0845 | 51.4147 | 51.878 | 5.321 | 61.7323 | 1.7706 | 18.36 | 43.4184 | 191.3888 | 56.4113 | 0 | 0 | 0 | 0
4840 | 202 | 21 | 7 | Monday | 15 | 0 | 41.365 | 34.0604 | 52.0506 | 51.878 | 5.321 | 29.3345 | 1.7775 | 18.36 | 36.4107 | 192.3154 | 24.0135 | 0 | 0 | 0 | 0
4841 | 202 | 21 | 7 | Monday | 16 | 0 | 38.212 | 34.0527 | 52.8438 | 50.7246 | 21.286 | 3.0242 | 1.7201 | 22.68 | 28.8073 | 196.2101 | 0 | 0 | 0 | 0 | 0
4842 | 202 | 21 | 7 | Monday | 17 | 0 | 38.998 | 34.0409 | 45.5925 | 43.0931 | 26.607 | 0 | 1.7217 | 28.8 | 22.7182 | 187.4371 | 0 | 0 | 0 | 0 | 0
4843 | 202 | 21 | 7 | Monday | 18 | 0 | 40.477 | 34.05 | 42.915 | 51.7393 | 37.25 | 0 | 1.7363 | 30.96 | 13.882 | 195.5894 | 0 | 0 | 0 | 0 | 0
4844 | 202 | 21 | 7 | Monday | 19 | 0 | 32.973 | 34.0866 | 46.1322 | 57.1787 | 37.25 | 0 | 1.6887 | 25.2 | 6.9563 | 198.1962 | 0 | 0 | 0 | 0 | 0
4845 | 202 | 21 | 7 | Monday | 20 | 0 | 31.257 | 34.0928 | 56.7992 | 60.483 | 26.607 | 0 | 1.8836 | 25.2 | 3.5658 | 212.144 | 0 | 0 | 0 | 0.1525 | 0
4846 | 202 | 21 | 7 | Monday | 21 | 0 | 24.358 | 33.9257 | 67.7606 | 55.4564 | 15.964 | 0 | 1.3582 | 25.2 | 0.9389 | 211.2017 | 0 | 0 | 0 | 0.9381 | 0
4847 | 202 | 21 | 7 | Monday | 22 | 0 | 11.994 | 33.7246 | 49.7368 | 40.0199 | 10.643 | 0 | 0.6551 | 16.2 | 0 | 153.7653 | 0 | 0 | 0 | 0.9663 | 0
4848 | 202 | 21 | 7 | Monday | 23 | 0 | 5.416 | 33.7182 | 26.9226 | 24.6242 | 10.643 | 0 | 0.306 | 16.2 | 0 | 107.7925 | 0 | 0 | 0 | 1.2263 | 0
4849 | 203 | 22 | 7 | Tuesday | 0 | 0 | 0.717 | 33.7182 | 17.5343 | 18.3373 | 5.321 | 0 | 0.051 | 14.4 | 0 | 84.8295 | 0 | 0 | 0 | 0.7097 | 0
4850 | 203 | 22 | 7 | Tuesday | 1 | 0 | 0.077 | 33.7182 | 14.6472 | 16.4006 | 5.321 | 0 | 0.0196 | 11.88 | 0 | 76.7495 | 0 | 0 | 0 | 0.7746 | 0
4851 | 203 | 22 | 7 | Tuesday | 2 | 0 | 0 | 33.7182 | 11.7686 | 14.464 | 5.321 | 0 | 0.0169 | 11.88 | 0 | 71.8478 | 0 | 0 | 0 | 0.8389 | 0
4852 | 203 | 22 | 7 | Tuesday | 3 | 0 | 0 | 33.7182 | 11.7686 | 14.464 | 5.321 | 0 | 0.018 | 11.88 | 0 | 71.8489 | 0 | 0 | 0 | 0.9021 | 0
4853 | 203 | 22 | 7 | Tuesday | 4 | 0 | 0 | 33.7182 | 13.0128 | 14.464 | 5.321 | 0 | 0.0192 | 11.88 | 0 | 73.0942 | 0 | 0 | 0 | 0.9645 | 0
4854 | 203 | 22 | 7 | Tuesday | 5 | 0 | 0 | 33.7182 | 22.6504 | 20.5805 | 5.321 | 0 | 0.0203 | 11.88 | 0.2343 | 88.8495 | 0 | 0 | 0 | 1.0261 | 0
4855 | 203 | 22 | 7 | Tuesday | 6 | 0 | 0 | 33.7182 | 40.87 | 35.484 | 26.607 | 0 | 0.119 | 15.12 | 2.0968 | 125.3112 | 0 | 0 | 0 | 5.985 | 0
4856 | 203 | 22 | 7 | Tuesday | 7 | 0 | 0 | 33.7182 | 50.3346 | 46.6998 | 37.25 | 0 | 0.2116 | 15.12 | 6.6481 | 146.0842 | 0 | 0 | 0 | 10.6178 | 0
4857 | 203 | 22 | 7 | Tuesday | 8 | 0 | 0.179 | 33.8009 | 55.8817 | 52.1343 | 42.572 | 0 | 0.3077 | 18.72 | 12.6039 | 161.041 | 0 | 0 | 0 | 15.0796 | 0
4858 | 203 | 22 | 7 | Tuesday | 9 | 0 | 3.979 | 34.0298 | 56.9612 | 52.8606 | 26.607 | 2.8807 | 0.4174 | 18.72 | 15.5273 | 167.3671 | 0 | 0 | 0 | 10.858 | 0
4859 | 203 | 22 | 7 | Tuesday | 10 | 0 | 20.786 | 33.923 | 54.8339 | 51.878 | 10.643 | 12.4904 | 1.1891 | 14.4 | 17.866 | 178.4671 | 1.8474 | 0 | 0 | 4.4511 | 0
4860 | 203 | 22 | 7 | Tuesday | 11 | 0 | 30.313 | 34.0709 | 53.6393 | 51.878 | 10.643 | 22.8658 | 1.7146 | 18.36 | 21.2938 | 192.0509 | 12.2228 | 0 | 0 | 4.1658 | 0
4861 | 203 | 22 | 7 | Tuesday | 12 | 0 | 41.916 | 34.0796 | 51.8262 | 51.1854 | 15.964 | 25.3489 | 1.8652 | 18.36 | 22.7201 | 191.1895 | 9.3849 | 0 | 0 | 5.6123 | 0
4862 | 203 | 22 | 7 | Tuesday | 13 | 0 | 38.503 | 34.0224 | 54.3542 | 51.878 | 15.964 | 9.6634 | 1.8186 | 18.36 | 18.295 | 194.1308 | 0 | 0 | 0 | 5.3254 | 0
4863 | 203 | 22 | 7 | Tuesday | 14 | 0 | 29.693 | 33.8947 | 55.2696 | 51.878 | 5.321 | 0.0017 | 1.6019 | 18.36 | 13.3408 | 192.4575 | 0 | 0 | 0 | 1.8323 | 0
4864 | 203 | 22 | 7 | Tuesday | 15 | 0 | 31.268 | 33.8711 | 54.1571 | 51.878 | 5.321 | 13.9292 | 1.6695 | 18.36 | 19.6744 | 192.1747 | 8.6082 | 0 | 0 | 1.8242 | 0
4865 | 203 | 22 | 7 | Tuesday | 16 | 0 | 39.199 | 33.947 | 53.5745 | 50.7246 | 21.286 | 36.2821 | 1.886 | 22.68 | 27.5665 | 196.5216 | 14.9961 | 0 | 0 | 6.3804 | 0
4866 | 203 | 22 | 7 | Tuesday | 17 | 0 | 46.924 | 33.9974 | 46.2904 | 43.0931 | 26.607 | 19.8054 | 1.9164 | 28.8 | 23.459 | 188.1294 | 0 | 0 | 0 | 7.1653 | 0
4867 | 203 | 22 | 7 | Tuesday | 18 | 0 | 69.048 | 34.1461 | 43.7548 | 51.7393 | 37.25 | 0.478 | 2.1409 | 30.96 | 14.0329 | 198.1828 | 0 | 0 | 0 | 11.46 | 0
4868 | 203 | 22 | 7 | Tuesday | 19 | 0 | 72.239 | 34.8631 | 46.2477 | 57.1787 | 37.25 | 0 | 2.2015 | 25.2 | 6.9893 | 201.392 | 0 | 0 | 0 | 13.8072 | 0
4869 | 203 | 22 | 7 | Tuesday | 20 | 0 | 48.692 | 34.686 | 56.0238 | 60.483 | 26.607 | 0 | 1.9681 | 25.2 | 3.4956 | 212.412 | 0 | 0 | 0 | 11.1988 | 0
4870 | 203 | 22 | 7 | Tuesday | 21 | 0 | 28.7 | 33.9989 | 67.7282 | 55.4564 | 15.964 | 0 | 1.6921 | 25.2 | 0.8671 | 215.7159 | 0 | 0 | 0 | 7.2249 | 0
4871 | 203 | 22 | 7 | Tuesday | 22 | 0 | 11.779 | 33.7228 | 49.7368 | 40.0199 | 10.643 | 0 | 0.7154 | 16.2 | 0 | 153.4793 | 0 | 0 | 0 | 5.0209 | 0
4872 | 203 | 22 | 7 | Tuesday | 23 | 0 | 4.649 | 33.7182 | 26.9226 | 24.6242 | 10.643 | 0 | 0.3367 | 16.2 | 0 | 106.9174 | 0 | 0 | 0 | 5.1812 | 0
4873 | 204 | 23 | 7 | Wednesday | 0 | 0 | 0.713 | 33.7182 | 17.5343 | 18.3373 | 5.321 | 0 | 0.0862 | 14.4 | 0 | 84.8582 | 0 | 0 | 0 | 2.6494 | 0
4874 | 204 | 23 | 7 | Wednesday | 1 | 0 | 0.039 | 33.7182 | 14.6472 | 16.4006 | 5.321 | 0 | 0.0526 | 11.88 | 0 | 76.7409 | 0 | 0 | 0 | 2.6898 | 0
4875 | 204 | 23 | 7 | Wednesday | 2 | 0 | 0 | 33.7182 | 11.7686 | 14.464 | 5.321 | 0 | 0.0514 | 11.88 | 0 | 71.8827 | 0 | 0 | 0 | 2.7289 | 0
4876 | 204 | 23 | 7 | Wednesday | 3 | 0 | 0 | 33.7182 | 11.7686 | 14.464 | 5.321 | 0 | 0.0521 | 11.88 | 0 | 71.8829 | 0 | 0 | 0 | 2.7677 | 0
4877 | 204 | 23 | 7 | Wednesday | 4 | 0 | 0 | 33.7182 | 13.0128 | 14.464 | 5.321 | 0 | 0.0528 | 11.88 | 0 | 73.1278 | 0 | 0 | 0 | 2.8062 | 0
4878 | 204 | 23 | 7 | Wednesday | 5 | 0 | 0 | 33.7182 | 22.6634 | 20.5805 | 5.321 | 0 | 0.0535 | 11.88 | 0.0883 | 88.8956 | 0 | 0 | 0 | 2.8437 | 0
4879 | 204 | 23 | 7 | Wednesday | 6 | 0 | 0 | 33.7182 | 44.014 | 35.484 | 26.607 | 0 | 0.2788 | 15.12 | 0.8747 | 128.615 | 0 | 0 | 0 | 14.7454 | 0
4880 | 204 | 23 | 7 | Wednesday | 7 | 0 | 0 | 33.8333 | 55.2843 | 46.6998 | 37.25 | 0 | 0.4195 | 15.12 | 3.3572 | 151.3568 | 0 | 0 | 0 | 22.0186 | 0
4881 | 204 | 23 | 7 | Wednesday | 8 | 0 | 10.378 | 33.9878 | 56.9891 | 52.1343 | 42.572 | 1.1679 | 1.0718 | 18.72 | 8.5207 | 174.497 | 0 | 0 | 0 | 26.9603 | 0
4882 | 204 | 23 | 7 | Wednesday | 9 | 0 | 14.388 | 33.9137 | 57.2497 | 52.8606 | 26.607 | 13.3449 | 1.1123 | 18.72 | 13.4122 | 179.9667 | 0 | 0 | 0 | 17.3375 | 0
4883 | 204 | 23 | 7 | Wednesday | 10 | 0 | 24.239 | 34.052 | 54.8239 | 51.878 | 10.643 | 21.2023 | 1.4836 | 14.4 | 16.3948 | 183.7805 | 10.5593 | 0 | 0 | 6.6616 | 0
4884 | 204 | 23 | 7 | Wednesday | 11 | 0 | 30.493 | 34.0597 | 54.775 | 51.878 | 10.643 | 17.5249 | 1.7458 | 18.36 | 15.8476 | 193.0558 | 6.8819 | 0 | 0 | 6.2621 | 0
4885 | 204 | 23 | 7 | Wednesday | 12 | 0 | 34.81 | 34.0629 | 54.0095 | 51.1854 | 15.964 | 5.8267 | 1.858 | 18.36 | 12.1772 | 192.8516 | 0 | 0 | 0 | 9.1802 | 0
4886 | 204 | 23 | 7 | Wednesday | 13 | 0 | 31.853 | 34.0274 | 56.3968 | 51.878 | 15.964 | 0.0368 | 1.8097 | 18.36 | 8.713 | 195.084 | 0 | 0 | 0 | 9.3957 | 0
4887 | 204 | 23 | 7 | Wednesday | 14 | 0 | 22.785 | 33.9427 | 58.4278 | 51.878 | 5.321 | 0 | 1.2884 | 18.36 | 5.8631 | 188.7641 | 0 | 0 | 0 | 3.1957 | 0
4888 | 204 | 23 | 7 | Wednesday | 15 | 0 | 19.736 | 33.8871 | 58.3519 | 51.878 | 5.321 | 0.007 | 1.1118 | 18.36 | 7.2583 | 184.9354 | 0 | 0 | 0 | 3.2294 | 0
4889 | 204 | 23 | 7 | Wednesday | 16 | 0 | 17.826 | 33.8696 | 55.7779 | 50.7246 | 21.286 | 11.47 | 1.2073 | 22.68 | 14.7215 | 183.5392 | 0 | 0 | 0 | 13.0193 | 0
4890 | 204 | 23 | 7 | Wednesday | 17 | 0 | 16.366 | 33.853 | 46.7825 | 43.0931 | 26.607 | 22.6802 | 1.1956 | 28.8 | 20.1979 | 171.4252 | 0 | 0 | 0 | 15.7194 | 0
4891 | 204 | 23 | 7 | Wednesday | 18 | 0 | 19.88 | 33.9031 | 44.1041 | 51.7393 | 37.25 | 5.8931 | 1.4865 | 30.96 | 15.7493 | 183.6953 | 0 | 0 | 0 | 21.9526 | 0
4892 | 204 | 23 | 7 | Wednesday | 19 | 0 | 20.362 | 33.915 | 46.8342 | 57.1787 | 37.25 | 0 | 1.5292 | 25.2 | 8.1434 | 186.6805 | 0 | 0 | 0 | 23.3282 | 0
4893 | 204 | 23 | 7 | Wednesday | 20 | 0 | 19.75 | 33.9247 | 57.0875 | 60.483 | 26.607 | 0 | 1.381 | 25.2 | 3.7373 | 199.4376 | 0 | 0 | 0 | 17.5188 | 0
4894 | 204 | 23 | 7 | Wednesday | 21 | 0 | 13.623 | 33.8488 | 68.0043 | 55.4564 | 15.964 | 0 | 0.9157 | 25.2 | 0.9196 | 198.1592 | 0 | 0 | 0 | 10.8348 | 0
4895 | 204 | 23 | 7 | Wednesday | 22 | 0 | 4.828 | 33.7294 | 49.7368 | 40.0199 | 10.643 | 0 | 0.3842 | 16.2 | 0 | 145.2912 | 0 | 0 | 0 | 7.354 | 0
4896 | 204 | 23 | 7 | Wednesday | 23 | 0 | 0.687 | 33.7182 | 26.9226 | 24.6242 | 10.643 | 0 | 0.1739 | 16.2 | 0 | 102.3816 | 0 | 0 | 0 | 7.4566 | 0
4897 | 205 | 24 | 7 | Thursday | 0 | 0 | 0.01 | 33.7182 | 17.5343 | 18.3373 | 5.321 | 0 | 0.0708 | 14.4 | 0 | 84.0717 | 0 | 0 | 0 | 3.7654 | 0
4898 | 205 | 24 | 7 | Thursday | 1 | 0 | 0 | 33.7182 | 14.6472 | 16.4006 | 5.321 | 0 | 0.0707 | 11.88 | 0 | 76.7168 | 0 | 0 | 0 | 3.7915 | 0
4899 | 205 | 24 | 7 | Thursday | 2 | 0 | 0 | 33.7182 | 11.7686 | 14.464 | 5.321 | 0 | 0.0712 | 11.88 | 0 | 71.9021 | 0 | 0 | 0 | 3.8167 | 0
4900 | 205 | 24 | 7 | Thursday | 3 | 0 | 0 | 33.7182 | 11.7686 | 14.464 | 5.321 | 0 | 0.0716 | 11.88 | 0 | 71.9025 | 0 | 0 | 0 | 3.8415 | 0
4901 | 205 | 24 | 7 | Thursday | 4 | 0 | 0 | 33.7182 | 13.0128 | 14.464 | 5.321 | 0 | 0.0721 | 11.88 | 0 | 73.1471 | 0 | 0 | 0 | 3.8655 | 0
4902 | 205 | 24 | 7 | Thursday | 5 | 0 | 0 | 33.7182 | 22.6336 | 20.5805 | 5.321 | 0 | 0.0725 | 11.88 | 0.2049 | 88.8849 | 0 | 0 | 0 | 3.8897 | 0
4903 | 205 | 24 | 7 | Thursday | 6 | 0 | 0 | 33.7182 | 38.9515 | 35.484 | 26.607 | 0 | 0.3707 | 15.12 | 1.7979 | 123.6444 | 0 | 0 | 0 | 19.7861 | 0
4904 | 205 | 24 | 7 | Thursday | 7 | 0 | 0 | 33.7182 | 47.1666 | 46.6998 | 37.25 | 0 | 0.5391 | 15.12 | 6.1395 | 143.2437 | 0 | 0 | 0 | 28.5784 | 0
4905 | 205 | 24 | 7 | Thursday | 8 | 0 | 0 | 33.7217 | 55.228 | 52.1343 | 42.572 | 9.7367 | 0.6506 | 18.72 | 13.6766 | 160.4547 | 0 | 0 | 0 | 33.5355 | 0
4906 | 205 | 24 | 7 | Thursday | 9 | 0 | 0.338 | 33.7744 | 56.6552 | 52.8606 | 26.607 | 29.3791 | 0.4432 | 18.72 | 19.1632 | 162.8187 | 2.7721 | 0 | 0 | 20.2762 | 0
4907 | 205 | 24 | 7 | Thursday | 10 | 0 | 6.951 | 33.9437 | 54.2204 | 51.878 | 10.643 | 49.1227 | 0.5755 | 14.4 | 26.2819 | 162.535 | 38.4797 | 0 | 0 | 7.2513 | 0
4908 | 205 | 24 | 7 | Thursday | 11 | 0 | 13.759 | 33.9295 | 52.787 | 51.878 | 10.643 | 66.3388 | 0.9358 | 18.36 | 33.1526 | 172.7716 | 55.6958 | 0 | 0 | 5.8666 | 0
4909 | 205 | 24 | 7 | Thursday | 12 | 0 | 20.822 | 34.0221 | 50.4979 | 51.1854 | 15.964 | 79.57 | 1.3509 | 18.36 | 38.7446 | 177.8502 | 63.606 | 0 | 0 | 6.2335 | 0
4910 | 205 | 24 | 7 | Thursday | 13 | 0 | 28.302 | 34.059 | 51.5857 | 51.878 | 15.964 | 77.8184 | 1.7294 | 18.36 | 39.8721 | 188.7493 | 61.8544 | 0 | 0 | 3.5508 | 0
4911 | 205 | 24 | 7 | Thursday | 14 | 0 | 29.298 | 34.0771 | 51.8667 | 51.878 | 5.321 | 51.9208 | 1.8977 | 18.36 | 34.5945 | 191.2684 | 46.5998 | 0 | 0 | 0.2964 | 0
4912 | 205 | 24 | 7 | Thursday | 15 | 0 | 26.076 | 34.0316 | 52.8614 | 51.878 | 5.321 | 22.8983 | 1.6513 | 18.36 | 28.3088 | 188.2345 | 17.5773 | 0 | 0 | 0 | 0
4913 | 205 | 24 | 7 | Thursday | 16 | 0 | 17.122 | 33.8749 | 53.979 | 50.7246 | 21.286 | 7.9387 | 1.1607 | 22.68 | 26.562 | 181.0827 | 0 | 0 | 0 | 0 | 0
4914 | 205 | 24 | 7 | Thursday | 17 | 0 | 14.403 | 33.8537 | 46.5674 | 43.0931 | 26.607 | 0 | 0.8546 | 28.8 | 22.0877 | 168.746 | 0 | 0 | 0 | 1.3574 | 0
4915 | 205 | 24 | 7 | Thursday | 18 | 0 | 17.163 | 33.9062 | 45.0045 | 51.7393 | 37.25 | 0 | 1.0118 | 30.96 | 11.9413 | 181.1845 | 0 | 0 | 0 | 4.7559 | 0
4916 | 205 | 24 | 7 | Thursday | 19 | 0 | 16.885 | 33.8889 | 52.2535 | 57.1787 | 37.25 | 0 | 1.0492 | 25.2 | 5.9321 | 187.8322 | 0 | 0 | 0 | 7.6532 | 0
4917 | 205 | 24 | 7 | Thursday | 20 | 0 | 17.008 | 33.892 | 65.1493 | 60.483 | 26.607 | 0 | 1.0382 | 25.2 | 3.3374 | 204.1583 | 0 | 0 | 0 | 7.1139 | 0
4918 | 205 | 24 | 7 | Thursday | 21 | 0 | 12.438 | 33.8348 | 69.1429 | 55.4564 | 15.964 | 0 | 0.7431 | 25.2 | 0.7482 | 197.8293 | 0 | 0 | 0 | 4.8916 | 0
4919 | 205 | 24 | 7 | Thursday | 22 | 0 | 4.149 | 33.7268 | 49.7368 | 40.0199 | 10.643 | 0 | 0.2791 | 16.2 | 0 | 144.4496 | 0 | 0 | 0 | 3.513 | 0
4920 | 205 | 24 | 7 | Thursday | 23 | 0 | 0.461 | 33.7182 | 26.9226 | 24.6242 | 10.643 | 0 | 0.0941 | 16.2 | 0 | 102.0574 | 0 | 0 | 0 | 3.7103 | 0
4921 | 206 | 25 | 7 | Friday | 0 | 0 | 0.005 | 33.7182 | 17.5343 | 18.3373 | 5.321 | 0 | 0.037 | 14.4 | 0 | 84.0326 | 0 | 0 | 0 | 1.928 | 0
4922 | 206 | 25 | 7 | Friday | 1 | 0 | 0 | 33.7182 | 14.6472 | 16.4006 | 5.321 | 0 | 0.0377 | 11.88 | 0 | 76.6837 | 0 | 0 | 0 | 1.9776 | 0
4923 | 206 | 25 | 7 | Friday | 2 | 0 | 0 | 33.7182 | 11.7686 | 14.464 | 5.321 | 0 | 0.0385 | 11.88 | 0 | 71.8694 | 0 | 0 | 0 | 2.026 | 0
4924 | 206 | 25 | 7 | Friday | 3 | 0 | 0 | 33.7182 | 11.7686 | 14.464 | 5.321 | 0 | 0.0394 | 11.88 | 0 | 71.8703 | 0 | 0 | 0 | 2.0741 | 0
4925 | 206 | 25 | 7 | Friday | 4 | 0 | 0 | 33.7182 | 13.0128 | 14.464 | 5.321 | 0 | 0.0403 | 11.88 | 0 | 73.1153 | 0 | 0 | 0 | 2.1212 | 0
4926 | 206 | 25 | 7 | Friday | 5 | 0 | 0 | 33.7182 | 22.6634 | 20.5805 | 5.321 | 0 | 0.0411 | 11.88 | 0.123 | 88.8833 | 0 | 0 | 0 | 2.1679 | 0
4927 | 206 | 25 | 7 | Friday | 6 | 0 | 0 | 33.7182 | 43.9083 | 35.484 | 26.607 | 0 | 0.2194 | 15.12 | 1.1325 | 128.4499 | 0 | 0 | 0 | 11.4875 | 0
4928 | 206 | 25 | 7 | Friday | 7 | 0 | 0 | 33.7182 | 56.1881 | 46.6998 | 37.25 | 0 | 0.3421 | 15.12 | 3.4108 | 152.0683 | 0 | 0 | 0 | 17.7786 | 0
4929 | 206 | 25 | 7 | Friday | 8 | 0 | 0 | 33.7209 | 58.4862 | 52.1343 | 42.572 | 0 | 0.4349 | 18.72 | 7.1304 | 163.4964 | 0 | 0 | 0 | 22.5513 | 0
4930 | 206 | 25 | 7 | Friday | 9 | 0 | 0.266 | 33.7696 | 57.5089 | 52.8606 | 26.607 | 0.4425 | 0.3014 | 18.72 | 12.5281 | 163.4486 | 0 | 0 | 0 | 15.2138 | 0
4931 | 206 | 25 | 7 | Friday | 10 | 0 | 4.396 | 33.94 | 54.5741 | 51.878 | 10.643 | 11.13 | 0.359 | 14.4 | 18.0191 | 159.9058 | 0.487 | 0 | 0 | 6.1841 | 0
4932 | 206 | 25 | 7 | Friday | 11 | 0 | 13.623 | 33.9407 | 53.4035 | 51.878 | 10.643 | 19.1149 | 0.8566 | 18.36 | 20.5941 | 173.1725 | 8.4719 | 0 | 0 | 5.922 | 0
4933 | 206 | 25 | 7 | Friday | 12 | 0.341 | 16.508 | 33.9836 | 51.0382 | 51.1854 | 15.964 | 29.4231 | 1.0788 | 18.36 | 23.5145 | 173.5003 | 13.4591 | 0 | 0 | 8.5567 | 0
4934 | 206 | 25 | 7 | Friday | 13 | 0 | 16.201 | 33.971 | 52.1044 | 51.878 | 15.964 | 38.8033 | 1.0521 | 18.36 | 26.8707 | 174.8879 | 22.8393 | 0 | 0 | 7.2145 | 0
4935 | 206 | 25 | 7 | Friday | 14 | 0 | 14.501 | 33.9363 | 52.0908 | 51.878 | 5.321 | 39.2323 | 0.8608 | 18.36 | 28.6945 | 172.8092 | 33.9113 | 0 | 0 | 1.9803 | 0
4936 | 206 | 25 | 7 | Friday | 15 | 0 | 13.031 | 33.9078 | 52.5397 | 51.878 | 5.321 | 42.4499 | 0.7771 | 18.36 | 31.7539 | 171.5561 | 37.1289 | 0 | 0 | 1.4973 | 0
4937 | 206 | 25 | 7 | Friday | 16 | 0 | 12.877 | 33.904 | 53.3741 | 50.7246 | 21.286 | 29.0776 | 0.8096 | 22.68 | 29.4695 | 175.4192 | 7.7916 | 0 | 0 | 4.5914 | 0
4938 | 206 | 25 | 7 | Friday | 17 | 0 | 13.307 | 33.9154 | 46.2649 | 43.0931 | 26.607 | 2.9349 | 0.8204 | 28.8 | 20.408 | 167.2858 | 0 | 0 | 0 | 6.0366 | 0
4939 | 206 | 25 | 7 | Friday | 18 | 0 | 15.594 | 33.9657 | 44.0605 | 51.7393 | 37.25 | 0 | 1.0328 | 30.96 | 12.0348 | 178.6244 | 0 | 0 | 0 | 10.649 | 0
4940 | 206 | 25 | 7 | Friday | 19 | 0 | 14.939 | 33.9692 | 47.1909 | 57.1787 | 37.25 | 0 | 1.0409 | 25.2 | 6.6821 | 180.7373 | 0 | 0 | 0 | 13.065 | 0
4941 | 206 | 25 | 7 | Friday | 20 | 0 | 15.018 | 33.977 | 60.9369 | 60.483 | 26.607 | 0 | 0.9942 | 25.2 | 2.8834 | 197.8345 | 0 | 0 | 0 | 10.7062 | 0
4942 | 206 | 25 | 7 | Friday | 21 | 0 | 11.157 | 33.9254 | 68.877 | 55.4564 | 15.964 | 0 | 0.7116 | 25.2 | 0.636 | 196.2374 | 0 | 0 | 0 | 6.9434 | 0
4943 | 206 | 25 | 7 | Friday | 22 | 0 | 3.673 | 33.7397 | 49.7368 | 40.0199 | 10.643 | 0 | 0.2786 | 16.2 | 0 | 143.9472 | 0 | 0 | 0 | 4.8391 | 0
4944 | 206 | 25 | 7 | Friday | 23 | 0 | 0.414 | 33.7182 | 26.9226 | 24.6242 | 10.643 | 0 | 0.1154 | 16.2 | 0 | 102.0278 | 0 | 0 | 0 | 5.0038 | 0
4945 | 207 | 26 | 7 | Saturday | 0 | 0 | 0.011 | 33.7182 | 18.3332 | 19.1419 | 5.321 | 0 | 0.0999 | 15.84 | 0 | 87.1456 | 0 | 0 | 0 | 2.5625 | 0
4946 | 207 | 26 | 7 | Saturday | 1 | 0 | 0 | 33.7182 | 17.5283 | 18.3373 | 5.321 | 0 | 0.0491 | 12.6 | 0 | 82.2329 | 0 | 0 | 0 | 2.6039 | 0
4947 | 207 | 26 | 7 | Saturday | 2 | 0 | 0 | 33.7182 | 11.771 | 14.464 | 5.321 | 0 | 0.0498 | 12.6 | 0 | 72.6031 | 0 | 0 | 0 | 2.6441 | 0
4948 | 207 | 26 | 7 | Saturday | 3 | 0 | 0 | 33.7182 | 11.771 | 14.464 | 5.321 | 0 | 0.0505 | 12.6 | 0 | 72.6038 | 0 | 0 | 0 | 2.6843 | 0
4949 | 207 | 26 | 7 | Saturday | 4 | 0 | 0 | 33.7182 | 11.771 | 14.464 | 5.321 | 0 | 0.0513 | 12.6 | 0 | 72.6045 | 0 | 0 | 0 | 2.7235 | 0
4950 | 207 | 26 | 7 | Saturday | 5 | 0 | 0 | 33.7182 | 13.0118 | 14.464 | 5.321 | 0 | 0.052 | 12.6 | 0.1563 | 73.846 | 0 | 0 | 0 | 2.7623 | 0
4951 | 207 | 26 | 7 | Saturday | 6 | 0 | 0 | 33.7182 | 28.436 | 24.9086 | 26.607 | 0 | 0.2716 | 14.4 | 1.4575 | 101.7344 | 0 | 0 | 0 | 14.3526 | 0
4952 | 207 | 26 | 7 | Saturday | 7 | 0 | 0 | 33.7182 | 26.5665 | 26.405 | 37.25 | 0 | 0.4101 | 11.52 | 5.498 | 98.6198 | 0 | 0 | 0 | 21.5074 | 0
4953 | 207 | 26 | 7 | Saturday | 8 | 0 | 0 | 33.7182 | 32.6078 | 37.4339 | 42.572 | 1.6755 | 0.5082 | 16.2 | 13.2319 | 120.4681 | 0 | 0 | 0 | 26.4245 | 0
4954 | 207 | 26 | 7 | Saturday | 9 | 0 | 0 | 33.7272 | 31.6978 | 37.9057 | 26.607 | 31.3017 | 0.3612 | 16.2 | 23.98 | 119.8918 | 4.6947 | 0 | 0 | 16.5469 | 0
4955 | 207 | 26 | 7 | Saturday | 10 | 0 | 2.684 | 33.8295 | 29.1641 | 37.2508 | 10.643 | 56.0647 | 0.3323 | 15.12 | 31.2165 | 118.5993 | 45.4217 | 0 | 0 | 5.6643 | 0
4956 | 207 | 26 | 7 | Saturday | 11 | 0 | 8.47 | 33.9371 | 27.1432 | 35.3135 | 10.643 | 70.1456 | 0.6314 | 21.6 | 36.6251 | 127.7863 | 59.5026 | 0 | 0 | 4.1798 | 0
4957 | 207 | 26 | 7 | Saturday | 12 | 0 | 11.247 | 33.8857 | 24.2487 | 34.2247 | 15.964 | 77.7166 | 0.7803 | 23.4 | 41.3243 | 128.7033 | 61.7526 | 0 | 0 | 3.6975 | 0
4958 | 207 | 26 | 7 | Saturday | 13 | 0 | 14.633 | 33.9538 | 23.6674 | 33.0722 | 15.964 | 58.3504 | 0.8962 | 23.4 | 38.0002 | 130.8938 | 42.3864 | 0 | 0 | 1.5816 | 0
4959 | 207 | 26 | 7 | Saturday | 14 | 0 | 16.568 | 33.9882 | 22.5941 | 33.0722 | 5.321 | 56.7902 | 1.1003 | 23.4 | 38.8541 | 132.3877 | 51.4692 | 0 | 0 | 0 | 0
4960 | 207 | 26 | 7 | Saturday | 15 | 0 | 17.414 | 34.0014 | 23.5891 | 33.0722 | 5.321 | 53.7665 | 1.0178 | 23.4 | 40.2494 | 134.416 | 48.4455 | 0 | 0 | 0 | 0
4961 | 207 | 26 | 7 | Saturday | 16 | 0 | 18.81 | 34.0559 | 24.6005 | 33.0722 | 21.286 | 17.1075 | 1.0474 | 23.4 | 31.2303 | 137.2385 | 0 | 0 | 0 | 0 | 0
4962 | 207 | 26 | 7 | Saturday | 17 | 0 | 19.437 | 34.0663 | 22.94 | 32.9581 | 26.607 | 0 | 1.0582 | 27 | 19.9511 | 139.7866 | 0 | 0 | 0 | 0 | 0
4963 | 207 | 26 | 7 | Saturday | 18 | 0 | 21.331 | 33.9929 | 34.9101 | 46.5147 | 37.25 | 0 | 1.169 | 28.8 | 11.8235 | 169.0313 | 0 | 0 | 0 | 0 | 0
4964 | 207 | 26 | 7 | Saturday | 19 | 0 | 21.722 | 33.9794 | 40.7339 | 50.3878 | 37.25 | 0 | 1.3101 | 28.8 | 7.177 | 179.1179 | 0 | 0 | 0 | 1.2825 | 0
4965 | 207 | 26 | 7 | Saturday | 20 | 0 | 19.929 | 33.9332 | 52.1838 | 50.3878 | 26.607 | 0 | 1.1289 | 27 | 3.8235 | 186.3832 | 0 | 0 | 0 | 2.9493 | 0
4966 | 207 | 26 | 7 | Saturday | 21 | 0 | 16.969 | 33.8979 | 60.8161 | 50.3878 | 15.964 | 0 | 0.9472 | 27 | 0.8605 | 191.4018 | 0 | 0 | 0 | 2.5132 | 0
4967 | 207 | 26 | 7 | Saturday | 22 | 0 | 6.24 | 33.7457 | 49.2003 | 40.077 | 10.643 | 0 | 0.3598 | 19.8 | 0 | 149.931 | 0 | 0 | 0 | 1.9758 | 0
4968 | 207 | 26 | 7 | Saturday | 23 | 0 | 1.102 | 33.7182 | 28.1779 | 24.6242 | 10.643 | 0 | 0.0993 | 19.8 | 0 | 107.6117 | 0 | 0 | 0 | 2.2111 | 0
4969 | 208 | 27 | 7 | Sunday | 0 | 0 | 0.016 | 33.7182 | 24.1043 | 23.0149 | 5.321 | 0 | 0.0242 | 19.8 | 0 | 100.6791 | 0 | 0 | 0 | 1.1927 | 0
4970 | 208 | 27 | 7 | Sunday | 1 | 0 | 0 | 33.7182 | 23.3102 | 22.2101 | 5.321 | 0 | 0.0244 | 19.8 | 0 | 99.063 | 0 | 0 | 0 | 1.2516 | 0
4971 | 208 | 27 | 7 | Sunday | 2 | 0 | 0 | 33.7182 | 17.5379 | 18.3373 | 5.321 | 0 | 0.0255 | 15.48 | 0 | 85.0989 | 0 | 0 | 0 | 1.3095 | 0
4972 | 208 | 27 | 7 | Sunday | 3 | 0 | 0 | 33.7182 | 17.5379 | 18.3373 | 5.321 | 0 | 0.0265 | 15.48 | 0 | 85.0999 | 0 | 0 | 0 | 1.3667 | 0
4973 | 208 | 27 | 7 | Sunday | 4 | 0 | 0 | 33.7182 | 17.5379 | 18.3373 | 5.321 | 0 | 0.0275 | 15.48 | 0 | 85.1009 | 0 | 0 | 0 | 1.4232 | 0
4974 | 208 | 27 | 7 | Sunday | 5 | 0 | 0 | 33.7182 | 18.7817 | 18.3373 | 5.321 | 0 | 0.0286 | 15.48 | 0.1136 | 86.3457 | 0 | 0 | 0 | 1.4788 | 0
4975 | 208 | 27 | 7 | Sunday | 6 | 0 | 0 | 33.7182 | 26.3777 | 24.6242 | 26.607 | 0 | 0.1588 | 18.72 | 1.1973 | 103.5989 | 0 | 0 | 0 | 8.1665 | 0
4976 | 208 | 27 | 7 | Sunday | 7 | 0 | 0 | 33.7182 | 26.6561 | 29.9942 | 37.25 | 0 | 0.2633 | 18.72 | 4.6888 | 109.3519 | 0 | 0 | 0 | 13.4569 | 0
4977 | 208 | 27 | 7 | Sunday | 8 | 0 | 0 | 33.7182 | 24.665 | 33.2132 | 42.572 | 0 | 0.3527 | 23.4 | 11.1196 | 115.3491 | 0 | 0 | 0 | 18.0418 | 0
4978 | 208 | 27 | 7 | Sunday | 9 | 0 | 0 | 33.7182 | 20.1687 | 29.3396 | 26.607 | 16.3653 | 0.2598 | 23.4 | 19.6354 | 106.8862 | 0 | 0 | 0 | 12.2818 | 0
4979 | 208 | 27 | 7 | Sunday | 10 | 0 | 7.392 | 33.9375 | 20.4922 | 32.5586 | 10.643 | 55.5036 | 0.5738 | 19.08 | 30.5451 | 115.1303 | 44.8606 | 0 | 0 | 4.2761 | 0
4980 | 208 | 27 | 7 | Sunday | 11 | 0 | 34.285 | 33.9581 | 19.3021 | 32.5586 | 10.643 | 92.2873 | 1.863 | 21.6 | 42.0739 | 142.4711 | 81.6443 | 0 | 0 | 2.5352 | 0
4981 | 208 | 27 | 7 | Sunday | 12 | 0 | 53.066 | 34.0649 | 19.0734 | 33.0367 | 15.964 | 116.3276 | 2.1402 | 19.08 | 51.3634 | 142.0421 | 100.3636 | 0 | 0 | 0.5514 | 0
4982 | 208 | 27 | 7 | Sunday | 13 | 0 | 63.728 | 34.1684 | 16.6816 | 29.1634 | 15.964 | 120.8043 | 2.2027 | 18.36 | 56.1442 | 136.1066 | 104.8403 | 0 | 0 | 0 | 0
4983 | 208 | 27 | 7 | Sunday | 14 | 0 | 69.955 | 34.1539 | 17.2171 | 29.1634 | 5.321 | 98.6816 | 2.2375 | 18 | 54.7511 | 137.1206 | 93.3606 | 0 | 0 | 0 | 0
4984 | 208 | 27 | 7 | Sunday | 15 | 0 | 79.12 | 34.0917 | 17.7641 | 29.1634 | 5.321 | 63.2133 | 2.2728 | 15.84 | 49.3359 | 136.6388 | 57.8923 | 0 | 0 | 0 | 0
4985 | 208 | 27 | 7 | Sunday | 16 | 0 | 79.463 | 34.139 | 17.1193 | 27.5539 | 21.286 | 25.4688 | 2.2234 | 23.04 | 41.1995 | 141.794 | 4.1828 | 0 | 0 | 0 | 0
4986 | 208 | 27 | 7 | Sunday | 17 | 0 | 79.175 | 34.1452 | 16.6098 | 26.399 | 26.607 | 0.441 | 2.1843 | 22.32 | 30.4699 | 139.345 | 0 | 0 | 0 | 0 | 0
4987 | 208 | 27 | 7 | Sunday | 18 | 0 | 83.776 | 34.2905 | 26.5828 | 38.0184 | 37.25 | 0 | 2.2128 | 23.4 | 17.9392 | 162.702 | 0 | 0 | 0 | 0 | 0
4988 | 208 | 27 | 7 | Sunday | 19 | 0 | 84.348 | 35.3734 | 35.0002 | 45.7644 | 37.25 | 0 | 2.2157 | 22.68 | 7.6142 | 179.1121 | 0 | 0 | 0 | 0 | 0
4989 | 208 | 27 | 7 | Sunday | 20 | 0 | 93.992 | 35.4186 | 45.2155 | 49.6381 | 26.607 | 0 | 2.255 | 22.68 | 2.7336 | 193.9729 | 0 | 0 | 0 | 0 | 0
4990 | 208 | 27 | 7 | Sunday | 21 | 0 | 55.399 | 34.6361 | 47.7678 | 41.8913 | 15.964 | 0 | 1.7943 | 22.68 | 0.6152 | 182.5893 | 0 | 0 | 0 | 0 | 0
4991 | 208 | 27 | 7 | Sunday | 22 | 0 | 11.115 | 33.7985 | 40.3665 | 35.5897 | 10.643 | 0 | 0.5918 | 14.4 | 0 | 137.3078 | 0 | 0 | 0 | 0 | 0
4992 | 208 | 27 | 7 | Sunday | 23 | 0 | 4.312 | 33.7268 | 25.6748 | 24.6242 | 10.643 | 0 | 0.2256 | 14.4 | 0 | 103.4183 | 0 | 0 | 0 | 0 | 0
4993 | 209 | 28 | 7 | Monday | 0 | 0 | 0.141 | 33.7182 | 17.5343 | 18.3373 | 5.321 | 0 | 0.0597 | 14.4 | 0 | 84.2015 | 0 | 0 | 0 | 0 | 0
4994 | 209 | 28 | 7 | Monday | 1 | 0 | 0 | 33.7182 | 14.6472 | 16.4006 | 5.321 | 0 | 0.0019 | 11.88 | 0 | 76.648 | 0 | 0 | 0 | 0 | 0
4995 | 209 | 28 | 7 | Monday | 2 | 0 | 0 | 33.7182 | 11.7686 | 14.464 | 5.321 | 0 | 0.0016 | 11.88 | 0 | 71.8325 | 0 | 0 | 0 | 0 | 0
4996 | 209 | 28 | 7 | Monday | 3 | 0 | 0 | 33.7182 | 11.7686 | 14.464 | 5.321 | 0 | 0.0017 | 11.88 | 0 | 71.8326 | 0 | 0 | 0 | 0 | 0
4997 | 209 | 28 | 7 | Monday | 4 | 0 | 0 | 33.7182 | 13.0128 | 14.464 | 5.321 | 0 | 0.0017 | 11.88 | 0 | 73.0768 | 0 | 0 | 0 | 0 | 0
4998 | 209 | 28 | 7 | Monday | 5 | 0 | 0 | 33.7182 | 22.6441 | 20.5805 | 5.321 | 0 | 0.0018 | 11.88 | 0.1551 | 88.8246 | 0 | 0 | 0 | 0 | 0
4999 | 209 | 28 | 7 | Monday | 6 | 0 | 0 | 33.7182 | 40.1274 | 35.484 | 26.607 | 0 | 0.0101 | 15.12 | 1.4151 | 124.4596 | 0 | 0 | 0 | 0 | 0
5000 | 209 | 28 | 7 | Monday | 7 | 0 | 0 | 33.7182 | 49.3566 | 46.6998 | 37.25 | 0 | 0.018 | 15.12 | 5.6758 | 144.9126 | 0 | 0 | 0 | 0 | 0
5001 | 209 | 28 | 7 | Monday | 8 | 0 | 0 | 33.7214 | 55.8173 | 52.1343 | 42.572 | 0 | 0.1456 | 18.72 | 14.0657 | 160.5386 | 0 | 0 | 0 | 1.9271 | 0
5002 | 209 | 28 | 7 | Monday | 9 | 0 | 0.327 | 33.7643 | 56.7828 | 52.8606 | 26.607 | 2.3353 | 0.0909 | 18.72 | 21.9545 | 162.5718 | 0 | 0 | 0 | 3.3381 | 0
5003 | 209 | 28 | 7 | Monday | 10 | 0 | 6.825 | 33.9503 | 54.8707 | 51.878 | 10.643 | 22.6028 | 0.4218 | 14.4 | 28.2423 | 162.9018 | 11.9598 | 0 | 0 | 1.4756 | 0
5004 | 209 | 28 | 7 | Monday | 11 | 0 | 13.932 | 33.9297 | 53.8833 | 51.878 | 10.643 | 50.9703 | 0.9191 | 18.36 | 36.8911 | 174.0378 | 40.3273 | 0 | 0 | 0.7295 | 0
5005 | 209 | 28 | 7 | Monday | 12 | 0 | 21.091 | 34.0184 | 51.2528 | 51.1854 | 15.964 | 70.7586 | 1.2789 | 18.36 | 43.5781 | 178.8371 | 54.7946 | 0 | 0 | 0 | 0
5006 | 209 | 28 | 7 | Monday | 13 | 0 | 24.905 | 34.0343 | 51.6344 | 51.878 | 15.964 | 67.7659 | 1.4667 | 18.36 | 44.551 | 184.7801 | 51.8019 | 0 | 0 | 0 | 0
5007 | 209 | 28 | 7 | Monday | 14 | 0 | 23.935 | 33.9887 | 51.7724 | 51.878 | 5.321 | 62.2532 | 1.4028 | 18.36 | 45.3561 | 183.9774 | 56.9322 | 0 | 0 | 0 | 0
5008 | 209 | 28 | 7 | Monday | 15 | 0 | 24.444 | 34.026 | 52.9594 | 51.878 | 5.321 | 46.8186 | 1.4124 | 18.36 | 43.7441 | 186.0082 | 41.4976 | 0 | 0 | 0 | 0
5009 | 209 | 28 | 7 | Monday | 16 | 0 | 25.969 | 34.0399 | 53.8059 | 50.7246 | 21.286 | 11.457 | 1.4528 | 22.68 | 34.7505 | 191.9602 | 0 | 0 | 0 | 0 | 0
5010 | 209 | 28 | 7 | Monday | 17 | 0 | 28.26 | 34.0254 | 46.4364 | 43.0931 | 26.607 | 0 | 1.5718 | 28.8 | 24.7383 | 185.8966 | 0 | 0 | 0 | 0 | 0
5011 | 209 | 28 | 7 | Monday | 18 | 0 | 26.019 | 34.0003 | 44.2388 | 51.7393 | 37.25 | 0 | 1.4376 | 30.96 | 14.379 | 191.1804 | 0 | 0 | 0 | 0 | 0
5012 | 209 | 28 | 7 | Monday | 19 | 0 | 18.371 | 33.9054 | 48.1942 | 57.1787 | 37.25 | 0 | 0.9925 | 25.2 | 6.4178 | 185.3407 | 0 | 0 | 0 | 0 | 0
5013 | 209 | 28 | 7 | Monday | 20 | 0 | 17.203 | 33.8943 | 61.4892 | 60.483 | 26.607 | 0 | 0.9193 | 25.2 | 2.5481 | 200.5923 | 0 | 0 | 0 | 0 | 0
5014 | 209 | 28 | 7 | Monday | 21 | 0 | 12.732 | 33.8371 | 68.8358 | 55.4564 | 15.964 | 0 | 0.67 | 25.2 | 0.6058 | 197.7692 | 0 | 0 | 0 | 0 | 0
5015 | 209 | 28 | 7 | Monday | 22 | 0 | 4.241 | 33.7273 | 49.7368 | 40.0199 | 10.643 | 0 | 0.22 | 16.2 | 0 | 144.4906 | 0 | 0 | 0 | 0 | 0
5016 | 209 | 28 | 7 | Monday | 23 | 0 | 0.455 | 33.7182 | 26.9226 | 24.6242 | 10.643 | 0 | 0.0263 | 16.2 | 0 | 101.983 | 0 | 0 | 0 | 0 | 0
5017 | 210 | 29 | 7 | Tuesday | 0 | 0 | 0.004 | 33.7182 | 17.5343 | 18.3373 | 5.321 | 0 | 0.0869 | 14.4 | 0 | 84.0815 | 0 | 0 | 0 | 0 | 0
5018 | 210 | 29 | 7 | Tuesday | 1 | 0 | 0 | 33.7182 | 14.6472 | 16.4006 | 5.321 | 0 | 0.2895 | 11.88 | 0 | 76.9356 | 0 | 0 | 0 | 0 | 0
5019 | 210 | 29 | 7 | Tuesday | 2 | 0 | 0 | 33.7182 | 11.7686 | 14.464 | 5.321 | 0 | 0.3206 | 11.88 | 0 | 72.1515 | 0 | 0 | 0 | 0 | 0
5020 | 210 | 29 | 7 | Tuesday | 3 | 0 | 0 | 33.7182 | 11.7686 | 14.464 | 5.321 | 0 | 0.2429 | 11.88 | 0 | 72.0737 | 0 | 0 | 0 | 0 | 0
5021 | 210 | 29 | 7 | Tuesday | 4 | 0 | 0 | 33.7182 | 13.0128 | 14.464 | 5.321 | 0 | 0.3517 | 11.88 | 0 | 73.4267 | 0 | 0 | 0 | 0 | 0
5022 | 210 | 29 | 7 | Tuesday | 5 | 0 | 0 | 33.7182 | 22.6442 | 20.5805 | 5.321 | 0 | 0.4294 | 11.88 | 0.1974 | 89.2524 | 0 | 0 | 0 | 0 | 0
5023 | 210 | 29 | 7 | Tuesday | 6 | 0 | 0 | 33.7182 | 41.4772 | 35.484 | 26.607 | 0 | 0.06 | 15.12 | 1.7605 | 125.8594 | 0 | 0 | 0 | 2.7478 | 0
5024 | 210 | 29 | 7 | Tuesday | 7 | 0 | 0 | 33.7182 | 51.8797 | 46.6998 | 37.25 | 0 | 0.136 | 15.12 | 4.9266 | 147.5537 | 0 | 0 | 0 | 6.4765 | 0
5025 | 210 | 29 | 7 | Tuesday | 8 | 0 | 0 | 33.7209 | 56.2158 | 52.1343 | 42.572 | 0 | 0.2198 | 18.72 | 8.8313 | 161.0109 | 0 | 0 | 0 | 10.7589 | 0
5026 | 210 | 29 | 7 | Tuesday | 9 | 0 | 0.275 | 33.7656 | 56.5525 | 52.8606 | 26.607 | 0.3016 | 0.1775 | 18.72 | 13.8111 | 162.3731 | 0 | 0 | 0 | 8.4078 | 0
5027 | 210 | 29 | 7 | Tuesday | 10 | 0 | 8.924 | 33.9389 | 53.4205 | 51.878 | 10.643 | 29.2437 | 0.5815 | 14.4 | 25.5927 | 163.9434 | 18.6007 | 0 | 0 | 3.4334 | 0
5028 | 210 | 29 | 7 | Tuesday | 11 | 0 | 21.419 | 34.0507 | 52.3245 | 51.878 | 10.643 | 83.3428 | 1.3374 | 18.36 | 41.7266 | 181.9561 | 72.6998 | 0 | 0 | 2.1704 | 0
5029 | 210 | 29 | 7 | Tuesday | 12 | 0 | 48.414 | 34.0954 | 50.6341 | 51.1854 | 15.964 | 111.795 | 2.0189 | 18.36 | 51.4126 | 190.7348 | 95.831 | 0 | 0 | 0.3735 | 0
5030 | 210 | 29 | 7 | Tuesday | 13 | 0 | 87.281 | 34.1663 | 51.5746 | 51.878 | 15.964 | 108.8596 | 2.3216 | 18.36 | 53.6281 | 195.9538 | 92.8956 | 0 | 0 | 0 | 0
5031 | 210 | 29 | 7 | Tuesday | 14 | 0 | 93.373 | 34.0946 | 51.5665 | 51.878 | 5.321 | 84.8672 | 2.3761 | 18.36 | 51.0529 | 196.773 | 79.5462 | 0 | 0 | 0 | 0
5032 | 210 | 29 | 7 | Tuesday | 15 | 0 | 85.388 | 34.1382 | 52.2539 | 51.878 | 5.321 | 50.469 | 2.2252 | 18.36 | 45.8352 | 196.2999 | 45.148 | 0 | 0 | 0 | 0
5033 | 210 | 29 | 7 | Tuesday | 16 | 0 | 90.256 | 34.457 | 53.3821 | 50.7246 | 21.286 | 12.9392 | 2.2277 | 22.68 | 36.7357 | 201.639 | 0 | 0 | 0 | 0 | 0
5034 | 210 | 29 | 7 | Tuesday | 17 | 0 | 95.682 | 35.0484 | 46.102 | 43.0931 | 26.607 | 0 | 2.264 | 28.8 | 26.6161 | 194.2603 | 0 | 0 | 0 | 0 | 0
5035 | 210 | 29 | 7 | Tuesday | 18 | 0 | 100.431 | 35.5456 | 42.9446 | 51.7393 | 37.25 | 0 | 2.2969 | 30.96 | 16.3601 | 202.7647 | 0 | 0 | 0 | 0 | 0
5036 | 210 | 29 | 7 | Tuesday | 19 | 0 | 134.535 | 35.0741 | 45.0667 | 57.1787 | 37.25 | 0 | 2.5293 | 25.2 | 8.6043 | 208.2727 | 0 | 0 | 0 | 0 | 0
5037 | 210 | 29 | 7 | Tuesday | 20 | 0 | 140.876 | 34.5729 | 52.5728 | 60.483 | 26.607 | 0 | 2.4708 | 25.2 | 4.3611 | 219.0392 | 0 | 0 | 0 | 0 | 0
5038 | 210 | 29 | 7 | Tuesday | 21 | 0 | 97.419 | 34.2983 | 66.9799 | 55.4564 | 15.964 | 0 | 2.0317 | 25.2 | 1.0193 | 222.3233 | 0 | 0 | 0 | 0 | 0
5039 | 210 | 29 | 7 | Tuesday | 22 | 0 | 42.175 | 33.8055 | 49.7368 | 40.0199 | 10.643 | 0 | 1.7201 | 16.2 | 0 | 175.5118 | 0 | 0 | 0 | 0 | 0
5040 | 210 | 29 | 7 | Tuesday | 23 | 0 | 10.679 | 33.7191 | 26.9226 | 24.6242 | 10.643 | 0 | 0.5712 | 16.2 | 0 | 114.1202 | 0 | 0 | 0 | 0 | 0
5041 | 211 | 30 | 7 | Wednesday | 0 | 0 | 3.459 | 33.7182 | 17.5343 | 18.3373 | 5.321 | 0 | 0.18 | 14.4 | 0 | 88.0429 | 0 | 0 | 0 | 0 | 0
5042 | 211 | 30 | 7 | Wednesday | 1 | 0 | 2.529 | 33.7182 | 14.6472 | 16.4006 | 5.321 | 0 | 0.1317 | 11.88 | 0 | 79.6087 | 0 | 0 | 0 | 0 | 0
5043 | 211 | 30 | 7 | Wednesday | 2 | 0 | 0.916 | 33.7182 | 11.7686 | 14.464 | 5.321 | 0 | 0.0485 | 11.88 | 0 | 72.899 | 0 | 0 | 0 | 0 | 0
5044 | 211 | 30 | 7 | Wednesday | 3 | 0 | 0.063 | 33.7182 | 11.7686 | 14.464 | 5.321 | 0 | 0.0049 | 11.88 | 0 | 71.9053 | 0 | 0 | 0 | 0 | 0
5045 | 211 | 30 | 7 | Wednesday | 4 | 0 | 0.031 | 33.7182 | 13.0128 | 14.464 | 5.321 | 0 | 0.0032 | 11.88 | 0 | 73.1118 | 0 | 0 | 0 | 0 | 0
5046 | 211 | 30 | 7 | Wednesday | 5 | 0 | 0.011 | 33.7182 | 22.6634 | 20.5805 | 5.321 | 0 | 0.0022 | 11.88 | 0.0969 | 88.856 | 0 | 0 | 0 | 0 | 0
5047 | 211 | 30 | 7 | Wednesday | 6 | 0 | 0 | 33.7182 | 44.0693 | 35.484 | 26.607 | 0 | 0.0099 | 15.12 | 0.931 | 128.4014 | 0 | 0 | 0 | 0 | 0
5048 | 211 | 30 | 7 | Wednesday | 7 | 0 | 0 | 33.7182 | 56.7231 | 46.6998 | 37.25 | 0 | 0.1699 | 15.12 | 3.1144 | 152.431 | 0 | 0 | 0 | 1.218 | 0
5049 | 211 | 30 | 7 | Wednesday | 8 | 0 | 4.86 | 33.7267 | 57.6882 | 52.1343 | 42.572 | 0 | 0.3649 | 18.72 | 7.6455 | 167.8454 | 0 | 0 | 0 | 5.3878 | 0
5050 | 211 | 30 | 7 | Wednesday | 9 | 0 | 3.592 | 33.8317 | 56.407 | 52.8606 | 26.607 | 3.2733 | 0.2941 | 18.72 | 18.0112 | 165.9984 | 0 | 0 | 0 | 5.2825 | 0
5051 | 211 | 30 | 7 | Wednesday | 10 | 0 | 14.651 | 33.9786 | 53.529 | 51.878 | 10.643 | 39.2702 | 0.8781 | 14.4 | 30.6897 | 170.6463 | 28.6272 | 0 | 0 | 2.0102 | 0
5052 | 211 | 30 | 7 | Wednesday | 11 | 0 | 19.48 | 34.046 | 52.9756 | 51.878 | 10.643 | 62.5199 | 1.2494 | 18.36 | 38.6482 | 179.7638 | 51.8769 | 0 | 0 | 0.8289 | 0
5053 | 211 | 30 | 7 | Wednesday | 12 | 0 | 24.32 | 34.0433 | 51.1341 | 51.1854 | 15.964 | 66.6281 | 1.4557 | 18.36 | 41.7028 | 182.4908 | 50.6641 | 0 | 0 | 0 | 0
5054 | 211 | 30 | 7 | Wednesday | 13 | 0 | 26.388 | 34.0142 | 51.9451 | 51.878 | 15.964 | 69.5291 | 1.5557 | 18.36 | 44.4506 | 186.7954 | 53.5651 | 0 | 0 | 0 | 0
5055 | 211 | 30 | 7 | Wednesday | 14 | 0 | 25.456 | 34.0131 | 52.2976 | 51.878 | 5.321 | 66.402 | 1.4979 | 18.36 | 46.2295 | 186.3117 | 61.081 | 0 | 0 | 0 | 0
5056 | 211 | 30 | 7 | Wednesday | 15 | 0 | 19.75 | 33.9176 | 53.1009 | 51.878 | 5.321 | 40.859 | 1.1248 | 18.36 | 43.1705 | 179.9748 | 35.538 | 0 | 0 | 0 | 0
5057 | 211 | 30 | 7 | Wednesday | 16 | 0 | 15.422 | 33.8471 | 53.6052 | 50.7246 | 21.286 | 8.4738 | 0.8321 | 22.68 | 35.652 | 178.3683 | 0 | 0 | 0 | 0 | 0
5058 | 211 | 30 | 7 | Wednesday | 17 | 0 | 18.668 | 33.9018 | 46.3939 | 43.0931 | 26.607 | 0 | 1.0009 | 28.8 | 25.8562 | 173.3809 | 0 | 0 | 0 | 0 | 0
5059 | 211 | 30 | 7 | Wednesday | 18 | 0 | 22.801 | 33.9749 | 43.9741 | 51.7393 | 37.25 | 0 | 1.2466 | 30.96 | 15.9684 | 186.7776 | 0 | 0 | 0 | 0 | 0
5060 | 211 | 30 | 7 | Wednesday | 19 | 0 | 20.748 | 33.9348 | 47.342 | 57.1787 | 37.25 | 0 | 1.1281 | 25.2 | 6.9867 | 187.3321 | 0 | 0 | 0 | 0 | 0
5061 | 211 | 30 | 7 | Wednesday | 20 | 0 | 17.746 | 33.9003 | 59.1873 | 60.483 | 26.607 | 0 | 0.9495 | 25.2 | 2.773 | 198.9142 | 0 | 0 | 0 | 0 | 0
5062 | 211 | 30 | 7 | Wednesday | 21 | 0 | 13.423 | 33.8458 | 68.5885 | 55.4564 | 15.964 | 0 | 0.7074 | 25.2 | 0.6399 | 198.3161 | 0 | 0 | 0 | 0 | 0
5063 | 211 | 30 | 7 | Wednesday | 22 | 0 | 4.59 | 33.7285 | 49.7368 | 40.0199 | 10.643 | 0 | 0.238 | 16.2 | 0 | 144.8876 | 0 | 0 | 0 | 0 | 0
5064 | 211 | 30 | 7 | Wednesday | 23 | 0 | 0.56 | 33.7182 | 26.9226 | 24.6242 | 10.643 | 0 | 0.0961 | 16.2 | 0 | 102.1663 | 0 | 0 | 0 | 0 | 0
5065 | 212 | 31 | 7 | Thursday | 0 | 0 | 0.011 | 33.7182 | 17.5343 | 18.3373 | 5.321 | 0 | 0.2745 | 14.4 | 0 | 84.2758 | 0 | 0 | 0 | 0 | 0
5066 | 212 | 31 | 7 | Thursday | 1 | 0 | 0 | 33.7182 | 14.6472 | 16.4006 | 5.321 | 0 | 0.3206 | 11.88 | 0 | 76.9667 | 0 | 0 | 0 | 0 | 0
5067 | 212 | 31 | 7 | Thursday | 2 | 0 | 0 | 33.7182 | 11.7686 | 14.464 | 5.321 | 0 | 0.2429 | 11.88 | 0 | 72.0737 | 0 | 0 | 0 | 0 | 0
5068 | 212 | 31 | 7 | Thursday | 3 | 0 | 0 | 33.7182 | 11.7686 | 14.464 | 5.321 | 0 | 0.3517 | 11.88 | 0 | 72.1826 | 0 | 0 | 0 | 0 | 0
5069 | 212 | 31 | 7 | Thursday | 4 | 0 | 0 | 33.7182 | 13.0128 | 14.464 | 5.321 | 0 | 0.445 | 11.88 | 0 | 73.52 | 0 | 0 | 0 | 0 | 0
5070 | 212 | 31 | 7 | Thursday | 5 | 0 | 0 | 33.7182 | 22.6514 | 20.5805 | 5.321 | 0 | 0.5072 | 11.88 | 0.1573 | 89.3373 | 0 | 0 | 0 | 0 | 0
5071 | 212 | 31 | 7 | Thursday | 6 | 0 | 0 | 33.7182 | 40.363 | 35.484 | 26.607 | 0 | 0.0662 | 15.12 | 1.4416 | 124.7514 | 0 | 0 | 0 | 3.0884 | 0
5072 | 212 | 31 | 7 | Thursday | 7 | 0 | 0 | 33.7182 | 48.5857 | 46.6998 | 37.25 | 0 | 0.1444 | 15.12 | 5.9243 | 144.2682 | 0 | 0 | 0 | 6.9378 | 0
5073 | 212 | 31 | 7 | Thursday | 8 | 0 | 0 | 33.7215 | 55.3747 | 52.1343 | 42.572 | 0 | 0.2286 | 18.72 | 15.9618 | 160.1792 | 0 | 0 | 0 | 11.2401 | 0
5074 | 212 | 31 | 7 | Thursday | 9 | 0 | 0.306 | 33.7875 | 56.028 | 52.8606 | 26.607 | 22.3131 | 0.2102 | 18.72 | 27.752 | 161.9373 | 0 | 0 | 0 | 8.2023 | 0
5075 | 212 | 31 | 7 | Thursday | 10 | 0 | 6.74 | 33.9566 | 53.6746 | 51.878 | 10.643 | 58.1658 | 0.4928 | 14.4 | 37.4166 | 161.6919 | 47.5228 | 0 | 0 | 2.5594 | 0
5076 | 212 | 31 | 7 | Thursday | 11 | 0 | 14.643 | 33.9408 | 53.0958 | 51.878 | 10.643 | 74.306 | 0.9784 | 18.36 | 42.4891 | 174.09 | 63.663 | 0 | 0 | 0.9954 | 0
5077 | 212 | 31 | 7 | Thursday | 12 | 0 | 20.232 | 34.0346 | 51.2155 | 51.1854 | 15.964 | 73.4376 | 1.234 | 18.36 | 43.9409 | 177.9127 | 57.4736 | 0 | 0 | 0 | 0
5078 | 212 | 31 | 7 | Thursday | 13 | 0 | 20.543 | 34.0558 | 51.8346 | 51.878 | 15.964 | 67.6234 | 1.2088 | 18.36 | 44.8806 | 179.5562 | 51.6594 | 0 | 0 | 0 | 0
5079 | 212 | 31 | 7 | Thursday | 14 | 0 | 19.63 | 34.0583 | 51.8276 | 51.878 | 5.321 | 41.7876 | 1.1165 | 18.36 | 39.8903 | 178.6598 | 36.4666 | 0 | 0 | 0 | 0
5080 | 212 | 31 | 7 | Thursday | 15 | 0 | 19.77 | 34.0597 | 52.5726 | 51.878 | 5.321 | 7.771 | 1.0741 | 18.36 | 31.143 | 179.7015 | 2.45 | 0 | 0 | 0 | 0
5081 | 212 | 31 | 7 | Thursday | 16 | 0 | 19.637 | 34.0591 | 53.5023 | 50.7246 | 21.286 | 0 | 1.0596 | 22.68 | 24.258 | 183.6367 | 0 | 0 | 0 | 0 | 0
5082 | 212 | 31 | 7 | Thursday | 17 | 0 | 22.434 | 34.0457 | 46.1357 | 43.0931 | 26.607 | 0 | 1.2241 | 28.8 | 19.2214 | 178.1543 | 0 | 0 | 0 | 0 | 0
5083 | 212 | 31 | 7 | Thursday | 18 | 0 | 25.964 | 34.0057 | 43.1685 | 51.7393 | 37.25 | 0 | 1.4387 | 30.96 | 13.8045 | 190.1413 | 0 | 0 | 0 | 0 | 0
5084 | 212 | 31 | 7 | Thursday | 19 | 0 | 19.782 | 33.9224 | 46.0044 | 57.1787 | 37.25 | 0 | 1.0737 | 25.2 | 7.5284 | 184.8716 | 0 | 0 | 0 | 0 | 0
5085 | 212 | 31 | 7 | Thursday | 20 | 0 | 16.938 | 33.8887 | 57.5758 | 60.483 | 26.607 | 0 | 1.125 | 25.2 | 3.1446 | 196.5919 | 0 | 0 | 0 | 0.4529 | 0
5086 | 212 | 31 | 7 | Thursday | 21 | 0 | 12.632 | 33.836 | 68.2682 | 55.4564 | 15.964 | 0 | 0.6861 | 25.2 | 0.7229 | 197.1087 | 0 | 0 | 0 | 1.1895 | 0
5087 | 212 | 31 | 7 | Thursday | 22 | 0 | 4.226 | 33.7269 | 49.7368 | 40.0199 | 10.643 | 0 | 0.2395 | 16.2 | 0 | 144.4929 | 0 | 0 | 0 | 1.1223 | 0
5088 | 212 | 31 | 7 | Thursday | 23 | 0 | 0.479 | 33.7182 | 26.9226 | 24.6242 | 10.643 | 0 | 0.0526 | 16.2 | 0 | 102.0359 | 0 | 0 | 0 | 1.3786 | 0
5089 | 213 | 1 | 8 | Friday | 0 | 0 | 0.006 | 33.7182 | 17.5343 | 18.3373 | 5.198 | 0 | 0.0162 | 14.4 | 0 | 84.0121 | 0 | 0 | 0 | 0.7836 | 0
5090 | 213 | 1 | 8 | Friday | 1 | 0 | 0 | 33.7182 | 14.6472 | 16.4006 | 5.198 | 0 | 0.017 | 11.88 | 0 | 76.6631 | 0 | 0 | 0 | 0.8461 | 0
5091 | 213 | 1 | 8 | Friday | 2 | 0 | 0 | 33.7182 | 11.7686 | 14.464 | 5.198 | 0 | 0.0181 | 11.88 | 0 | 71.849 | 0 | 0 | 0 | 0.9078 | 0
5092 | 213 | 1 | 8 | Friday | 3 | 0 | 0 | 33.7182 | 11.7686 | 14.464 | 5.198 | 0 | 0.0193 | 11.88 | 0 | 71.8501 | 0 | 0 | 0 | 0.9683 | 0
5093 | 213 | 1 | 8 | Friday | 4 | 0 | 0 | 33.7182 | 13.0128 | 14.464 | 5.198 | 0 | 0.0204 | 11.88 | 0 | 73.0954 | 0 | 0 | 0 | 1.0286 | 0
5094 | 213 | 1 | 8 | Friday | 5 | 0 | 0 | 33.7182 | 22.6634 | 20.5805 | 5.198 | 0 | 0.0214 | 11.88 | 0.0406 | 88.8636 | 0 | 0 | 0 | 1.0875 | 0
5095 | 213 | 1 | 8 | Friday | 6 | 0 | 0 | 33.7182 | 44.2769 | 35.484 | 25.989 | 0 | 0.124 | 15.12 | 0.3972 | 128.7231 | 0 | 0 | 0 | 6.2576 | 0
5096 | 213 | 1 | 8 | Friday | 7 | 0 | 0 | 33.7182 | 59.7829 | 46.6998 | 36.384 | 0 | 0.2168 | 15.12 | 1.8971 | 155.5378 | 0 | 0 | 0 | 10.9075 | 0
5097 | 213 | 1 | 8 | Friday | 8 | 0 | 0 | 33.7215 | 61.0114 | 52.1343 | 41.582 | 0 | 0.3025 | 18.72 | 7.6478 | 165.8898 | 0 | 0 | 0 | 15.2897 | 0
5098 | 213 | 1 | 8 | Friday | 9 | 0 | 0.338 | 33.777 | 58.3296 | 52.8606 | 25.989 | 1.3249 | 0.2289 | 18.72 | 14.5451 | 164.282 | 0 | 0 | 0 | 10.962 | 0
5099 | 213 | 1 | 8 | Friday | 10 | 0 | 9.611 | 33.9464 | 55.62 | 51.878 | 10.395 | 14.392 | 0.6133 | 14.4 | 19.0224 | 166.8522 | 3.997 | 0 | 0 | 4.497 | 0
5100 | 213 | 1 | 8 | Friday | 11 | 0 | 22.136 | 34.0091 | 54.4708 | 51.878 | 10.395 | 33.1649 | 1.3218 | 18.36 | 24.5609 | 184.2079 | 22.7699 | 0 | 0 | 4.0477 | 0
5101 | 213 | 1 | 8 | Friday | 12 | 0 | 37.163 | 34.075 | 51.4675 | 51.1854 | 15.593 | 45.3457 | 1.8501 | 18.36 | 28.7478 | 190.2461 | 29.7527 | 0 | 0 | 4.8966 | 0
5102 | 213 | 1 | 8 | Friday | 13 | 0 | 58.958 | 34.1152 | 51.9618 | 51.878 | 15.593 | 64.7488 | 1.998 | 18.36 | 34.987 | 193.0386 | 49.1558 | 0 | 0 | 3.2265 | 0
5103 | 213 | 1 | 8 | Friday | 14 | 0 | 96.265 | 34.239 | 52.0516 | 51.878 | 5.198 | 74.0134 | 2.5229 | 18.36 | 39.0613 | 197.8858 | 68.8154 | 0 | 0 | 0.1905 | 0
5104 | 213 | 1 | 8 | Friday | 15 | 0 | 105.188 | 34.2426 | 52.6261 | 51.878 | 5.198 | 57.1177 | 2.3915 | 18.36 | 36.7874 | 199.9343 | 51.9197 | 0 | 0 | 0 | 0
5105 | 213 | 1 | 8 | Friday | 16 | 0 | 109.896 | 34.8136 | 53.5054 | 50.7246 | 20.791 | 26.7409 | 2.3668 | 22.68 | 29.5008 | 205.4893 | 5.9499 | 0 | 0 | 0 | 0
5106 | 213 | 1 | 8 | Friday | 17 | 0 | 112.052 | 35.3332 | 46.4336 | 43.0931 | 25.989 | 2.5309 | 2.3394 | 28.8 | 21.2085 | 197.8595 | 0 | 0 | 0 | 0 | 0
5107 | 213 | 1 | 8 | Friday | 18 | 0 | 126.385 | 35.5598 | 44.0987 | 51.7393 | 36.384 | 0 | 2.4374 | 30.96 | 14.2186 | 208.6444 | 0 | 0 | 0 | 0 | 0
5108 | 213 | 1 | 8 | Friday | 19 | 0 | 181.639 | 34.8635 | 48.0641 | 57.1787 | 36.384 | 0 | 3.043 | 25.2 | 6.9695 | 219.8768 | 0 | 0 | 0 | 1.2582 | 0
5109 | 213 | 1 | 8 | Friday | 20 | 0 | 188.866 | 34.4811 | 66.5982 | 60.483 | 25.989 | 0 | 3.025 | 25.2 | 2.6095 | 241.4259 | 0 | 0 | 0 | 2.8963 | 0
5110 | 213 | 1 | 8 | Friday | 21 | 0 | 145.355 | 34.1096 | 69.495 | 55.4564 | 15.593 | 0 | 2.5366 | 25.2 | 0.6048 | 231.1526 | 0 | 0 | 0 | 2.4643 | 0
5111 | 213 | 1 | 8 | Friday | 22 | 0 | 73.555 | 33.8096 | 49.7368 | 40.0199 | 10.395 | 0 | 1.9248 | 16.2 | 0 | 177.3266 | 0 | 0 | 0 | 1.9364 | 0
5112 | 213 | 1 | 8 | Friday | 23 | 0 | 26.029 | 33.7208 | 26.9226 | 24.6242 | 10.395 | 0 | 1.2055 | 16.2 | 0 | 126.2648 | 0 | 0 | 0 | 2.1661 | 0
5113 | 214 | 2 | 8 | Saturday | 0 | 0 | 5.722 | 33.7182 | 18.3332 | 19.1419 | 5.198 | 0 | 0.3198 | 15.84 | 0 | 93.7599 | 0 | 0 | 0 | 1.1683 | 0
5114 | 214 | 2 | 8 | Saturday | 1 | 0 | 3.009 | 33.7182 | 17.5283 | 18.3373 | 5.198 | 0 | 0.1785 | 12.6 | 0 | 85.7071 | 0 | 0 | 0 | 1.2259 | 0
5115 | 214 | 2 | 8 | Saturday | 2 | 0 | 0.317 | 33.7182 | 11.771 | 14.464 | 5.198 | 0 | 0.0411 | 12.6 | 0 | 72.9433 | 0 | 0 | 0 | 1.2824 | 0
5116 | 214 | 2 | 8 | Saturday | 3 | 0 | 0.078 | 33.7182 | 11.771 | 14.464 | 5.198 | 0 | 0.0299 | 12.6 | 0 | 72.6688 | 0 | 0 | 0 | 1.3385 | 0
5117 | 214 | 2 | 8 | Saturday | 4 | 0 | 0.048 | 33.7182 | 11.771 | 14.464 | 5.198 | 0 | 0.0294 | 12.6 | 0 | 72.6353 | 0 | 0 | 0 | 1.3936 | 0
5118 | 214 | 2 | 8 | Saturday | 5 | 0 | 0.007 | 33.7182 | 13.0152 | 14.464 | 5.198 | 0 | 0.0284 | 12.6 | 0.1208 | 73.834 | 0 | 0 | 0 | 1.4482 | 0
5119 | 214 | 2 | 8 | Saturday | 6 | 0 | 0 | 33.7182 | 29.2876 | 24.9086 | 25.989 | 0 | 0.1557 | 14.4 | 1.1543 | 102.4701 | 0 | 0 | 0 | 7.9949 | 0
5120 | 214 | 2 | 8 | Saturday | 7 | 0 | 0 | 33.7182 | 25.9708 | 26.405 | 36.384 | 0 | 0.2581 | 11.52 | 5.7625 | 97.8721 | 0 | 0 | 0 | 13.1684 | 0
5121 | 214 | 2 | 8 | Saturday | 8 | 0 | 11.018 | 33.9646 | 32.5569 | 37.4339 | 41.582 | 6.9983 | 0.9559 | 16.2 | 16.3948 | 133.666 | 0 | 0 | 0 | 17.5217 | 0
5122 | 214 | 2 | 8 | Saturday | 9 | 0 | 59.652 | 34.0438 | 31.6889 | 37.9057 | 25.989 | 51.6987 | 2.2619 | 16.2 | 29.0399 | 157.4568 | 25.7097 | 0 | 0 | 10.5099 | 0
5123 | 214 | 2 | 8 | Saturday | 10 | 0 | 89.094 | 34.4977 | 29.3728 | 37.2508 | 10.395 | 92.993 | 2.4187 | 15.12 | 40.3336 | 157.4574 | 82.598 | 0 | 0 | 2.6117 | 0
5124 | 214 | 2 | 8 | Saturday | 11 | 0 | 108.33 | 35.3504 | 27.2977 | 35.3135 | 10.395 | 118.3393 | 2.5731 | 21.6 | 48.8848 | 163.9478 | 107.9443 | 0 | 0 | 0.366 | 0
5125 | 214 | 2 | 8 | Saturday | 12 | 0 | 122.264 | 35.7439 | 24.646 | 34.2247 | 15.593 | 127.8428 | 2.5824 | 23.4 | 54.0565 | 164.9548 | 112.2498 | 0 | 0 | 0 | 0
5126 | 214 | 2 | 8 | Saturday | 13 | 0 | 154.082 | 35.2991 | 23.8315 | 33.0722 | 15.593 | 121.2881 | 2.8285 | 23.4 | 55.8754 | 167.8418 | 105.6951 | 0 | 0 | 0 | 0
5127 | 214 | 2 | 8 | Saturday | 14 | 0 | 163.086 | 34.765 | 22.6889 | 33.0722 | 5.198 | 95.1102 | 2.8618 | 23.4 | 54.2286 | 167.7376 | 89.9122 | 0 | 0 | 0 | 0
5128 | 214 | 2 | 8 | Saturday | 15 | 0 | 172.597 | 34.4955 | 23.482 | 33.0722 | 5.198 | 10.166 | 2.8039 | 23.4 | 48.9172 | 169.8972 | 4.968 | 0 | 0 | 0 | 0
5129 | 214 | 2 | 8 | Saturday | 16 | 0 | 177.91 | 34.3667 | 24.3973 | 33.0722 | 20.791 | 28.9092 | 2.8811 | 23.4 | 40.2115 | 171.842 | 8.1182 | 0 | 0 | 0 | 0
5130 | 214 | 2 | 8 | Saturday | 17 | 0 | 182.204 | 34.3701 | 22.3868 | 32.9581 | 25.989 | 1.2049 | 2.8732 | 27 | 29.4643 | 173.9901 | 0 | 0 | 0 | 0 | 0
5131 | 214 | 2 | 8 | Saturday | 18 | 0 | 207.6 | 34.7699 | 34.487 | 46.5147 | 36.384 | 0 | 3.1143 | 28.8 | 17.3454 | 206.225 | 0 | 0 | 0 | 0 | 0
5132 | 214 | 2 | 8 | Saturday | 19 | 0 | 222.292 | 34.9567 | 42.4684 | 50.3878 | 36.384 | 0 | 3.2558 | 28.8 | 6.8583 | 220.8913 | 0 | 0 | 0 | 0 | 0
5133 | 214 | 2 | 8 | Saturday | 20 | 0 | 222.496 | 35.0196 | 54.9002 | 50.3878 | 25.989 | 0 | 3.2482 | 27 | 2.3854 | 230.9279 | 0 | 0 | 0 | 0 | 0
5134 | 214 | 2 | 8 | Saturday | 21 | 0 | 212.022 | 34.8814 | 61.3343 | 50.3878 | 15.593 | 0 | 3.1638 | 27 | 0.5763 | 233.7667 | 0 | 0 | 0 | 0 | 0
5135 | 214 | 2 | 8 | Saturday | 22 | 0 | 162.954 | 34.0928 | 49.2003 | 40.077 | 10.395 | 0 | 2.7497 | 19.8 | 0 | 193.774 | 0 | 0 | 0 | 0 | 0
5136 | 214 | 2 | 8 | Saturday | 23 | 0 | 127.679 | 33.7291 | 28.1779 | 24.6242 | 10.395 | 0 | 2.4731 | 19.8 | 0 | 151.4419 | 0 | 0 | 0 | 0 | 0
5137 | 215 | 3 | 8 | Sunday | 0 | 0 | 121.144 | 33.7185 | 24.1043 | 23.0149 | 5.198 | 0 | 2.3998 | 19.8 | 0 | 145.1281 | 0 | 0 | 0 | 0 | 0
5138 | 215 | 3 | 8 | Sunday | 1 | 0 | 116.787 | 33.7182 | 23.3102 | 22.2101 | 5.198 | 0 | 2.3766 | 19.8 | 0 | 142.7706 | 0 | 0 | 0 | 0 | 0
5139 | 215 | 3 | 8 | Sunday | 2 | 0 | 96.099 | 33.7182 | 17.5379 | 18.3373 | 5.198 | 0 | 2.1669 | 15.48 | 0 | 125.8477 | 0 | 0 | 0 | 0 | 0
5140 | 215 | 3 | 8 | Sunday | 3 | 0 | 64.684 | 33.7182 | 17.5379 | 18.3373 | 5.198 | 0 | 1.8824 | 15.48 | 0 | 122.2008 | 0 | 0 | 0 | 0 | 0
5141 | 215 | 3 | 8 | Sunday | 4 | 0 | 40.078 | 33.7182 | 17.5379 | 18.3373 | 5.198 | 0 | 1.7262 | 15.48 | 0 | 120.9884 | 0 | 0 | 0 | 0 | 0
5142 | 215 | 3 | 8 | Sunday | 5 | 0 | 23.021 | 33.7182 | 18.7817 | 18.3373 | 5.198 | 0 | 1.2043 | 15.48 | 0.1195 | 112.4131 | 0 | 0 | 0 | 0 | 0
5143 | 215 | 3 | 8 | Sunday | 6 | 0 | 15.434 | 33.7182 | 26.1914 | 24.6242 | 25.989 | 0 | 0.8393 | 18.72 | 1.1383 | 121.6758 | 0 | 0 | 0 | 0 | 0
5144 | 215 | 3 | 8 | Sunday | 7 | 0 | 43.487 | 33.7302 | 26.7473 | 29.9942 | 36.384 | 0 | 1.6496 | 18.72 | 5.4895 | 142.628 | 0 | 0 | 0 | 0 | 0
5145 | 215 | 3 | 8 | Sunday | 8 | 0 | 91.995 | 34.5187 | 24.5044 | 33.2132 | 41.582 | 0 | 2.1934 | 23.4 | 14.1938 | 155.9908 | 0 | 0 | 0 | 0 | 0
5146 | 215 | 3 | 8 | Sunday | 9 | 0 | 97.093 | 34.4919 | 19.9921 | 29.3396 | 25.989 | 8.0276 | 2.3231 | 23.4 | 22.8947 | 148.256 | 0 | 0 | 0 | 0 | 0
5147 | 215 | 3 | 8 | Sunday | 10 | 0 | 92.726 | 34.5757 | 20.6567 | 32.5586 | 10.395 | 25.5805 | 2.1703 | 19.08 | 27.9717 | 147.0644 | 15.1855 | 0 | 0 | 0 | 0
5148 | 215 | 3 | 8 | Sunday | 11 | 0 | 90.569 | 34.6076 | 19.8666 | 32.5586 | 10.395 | 16.7481 | 2.1012 | 21.6 | 25.4572 | 148.5259 | 6.3531 | 0 | 0 | 0 | 0
5149 | 215 | 3 | 8 | Sunday | 12 | 0 | 78.506 | 34.3305 | 19.1847 | 33.0367 | 15.593 | 48.1237 | 2.0371 | 19.08 | 34.539 | 144.0146 | 32.5307 | 0 | 0 | 0 | 0
5150 | 215 | 3 | 8 | Sunday | 13 | 0 | 91.159 | 34.3121 | 16.7198 | 29.1634 | 15.593 | 80.4165 | 2.225 | 18.36 | 44.9928 | 138.7028 | 64.8235 | 0 | 0 | 0 | 0
5151 | 215 | 3 | 8 | Sunday | 14 | 0 | 124.473 | 34.4746 | 17.0089 | 29.1634 | 5.198 | 63.3162 | 2.5363 | 18 | 42.6612 | 143.4503 | 58.1182 | 0 | 0 | 0 | 0
5152 | 215 | 3 | 8 | Sunday | 15 | 0 | 139.802 | 34.1332 | 17.6231 | 29.1634 | 5.198 | 30.8013 | 2.6014 | 15.84 | 35.9927 | 143.7105 | 25.6033 | 0 | 0 | 0 | 0
5153 | 215 | 3 | 8 | Sunday | 16 | 0 | 142.042 | 34.0049 | 17.3315 | 27.5539 | 20.791 | 0.7719 | 2.5779 | 23.04 | 25.0065 | 149.3851 | 0 | 0 | 0 | 0 | 0
5154 | 215 | 3 | 8 | Sunday | 17 | 0 | 135.285 | 33.9422 | 16.6904 | 26.399 | 25.989 | 0 | 2.4952 | 22.32 | 18.5298 | 145.4259 | 0 | 0 | 0 | 0 | 0
5155 | 215 | 3 | 8 | Sunday | 18 | 0 | 48.266 | 33.8652 | 27.1698 | 38.0184 | 36.384 | 0 | 1.5954 | 23.4 | 12.8064 | 155.1951 | 0 | 0 | 0 | 0 | 0
5156 | 215 | 3 | 8 | Sunday | 19 | 0 | 19.895 | 33.8292 | 38.2574 | 45.7644 | 36.384 | 0 | 1.0922 | 22.68 | 6.1922 | 163.9004 | 0 | 0 | 0 | 0 | 0
5157 | 215 | 3 | 8 | Sunday | 20 | 0 | 18.949 | 33.8196 | 53.9492 | 49.6381 | 25.989 | 0 | 1.0271 | 22.68 | 2.6191 | 182.1544 | 0 | 0 | 0 | 0 | 0
5158 | 215 | 3 | 8 | Sunday | 21 | 0 | 11.93 | 33.7225 | 48.5011 | 41.8913 | 15.593 | 0 | 0.6289 | 22.68 | 0.5854 | 160.4458 | 0 | 0 | 0 | 0 | 0
5159 | 215 | 3 | 8 | Sunday | 22 | 0 | 5.294 | 33.7182 | 40.3665 | 35.5897 | 10.395 | 0 | 0.2744 | 14.4 | 0 | 130.0747 | 0 | 0 | 0 | 0 | 0
5160 | 215 | 3 | 8 | Sunday | 23 | 0 | 0.939 | 33.7182 | 25.6748 | 24.6242 | 10.395 | 0 | 0.1693 | 14.4 | 0 | 99.6023 | 0 | 0 | 0 | 0 | 0
5161 | 216 | 4 | 8 | Monday | 0 | 0 | 0.031 | 33.7182 | 17.5343 | 18.3373 | 5.198 | 0 | 0.2911 | 14.4 | 0 | 84.3145 | 0 | 0 | 0 | 0 | 0
5162 | 216 | 4 | 8 | Monday | 1 | 0 | 0 | 33.7182 | 14.6472 | 16.4006 | 5.198 | 0 | 0.2895 | 11.88 | 0 | 76.9356 | 0 | 0 | 0 | 0 | 0
5163 | 216 | 4 | 8 | Monday | 2 | 0 | 0 | 33.7182 | 11.7686 | 14.464 | 5.198 | 0 | 0.274 | 11.88 | 0 | 72.1048 | 0 | 0 | 0 | 0 | 0
5164 | 216 | 4 | 8 | Monday | 3 | 0 | 0 | 33.7182 | 11.7686 | 14.464 | 5.198 | 0 | 0.3672 | 11.88 | 0 | 72.1981 | 0 | 0 | 0 | 0 | 0
5165 | 216 | 4 | 8 | Monday | 4 | 0 | 0 | 33.7182 | 13.0128 | 14.464 | 5.198 | 0 | 0.445 | 11.88 | 0 | 73.52 | 0 | 0 | 0 | 0 | 0
5166 | 216 | 4 | 8 | Monday | 5 | 0 | 0 | 33.7182 | 22.6634 | 20.5805 | 5.198 | 0 | 0.5072 | 11.88 | 0.1233 | 89.3493 | 0 | 0 | 0 | 0 | 0
5167 | 216 | 4 | 8 | Monday | 6 | 0 | 0 | 33.7182 | 43.4224 | 35.484 | 25.989 | 0 | 0.0665 | 15.12 | 1.1547 | 127.8111 | 0 | 0 | 0 | 3.1038 | 0
5168 | 216 | 4 | 8 | Monday | 7 | 0 | 0 | 33.7384 | 54.5356 | 46.6998 | 36.384 | 0 | 0.1434 | 15.12 | 5.2431 | 150.2373 | 0 | 0 | 0 | 6.8825 | 0
5169 | 216 | 4 | 8 | Monday | 8 | 0 | 0.119 | 33.7286 | 58.8411 | 52.1343 | 41.582 | 0.0163 | 0.2319 | 18.72 | 13.9224 | 163.7846 | 0 | 0 | 0 | 11.0903 | 0
5170 | 216 | 4 | 8 | Monday | 9 | 0 | 7.059 | 33.9822 | 57.519 | 52.8606 | 25.989 | 22.1767 | 0.5619 | 18.72 | 23.816 | 171.3613 | 0 | 0 | 0 | 8.0537 | 0
5171 | 216 | 4 | 8 | Monday | 10 | 0 | 21.342 | 34.0782 | 54.2954 | 51.878 | 10.395 | 55.1894 | 1.2985 | 14.4 | 32.6453 | 180.0627 | 44.7944 | 0 | 0 | 2.5296 | 0
5172 | 216 | 4 | 8 | Monday | 11 | 0 | 35.799 | 34.0888 | 53.1484 | 51.878 | 10.395 | 68.122 | 1.8361 | 18.36 | 37.3744 | 193.2013 | 57.727 | 0 | 0 | 1.1081 | 0
5173 | 216 | 4 | 8 | Monday | 12 | 0 | 57.645 | 34.2298 | 50.8964 | 51.1854 | 15.593 | 67.081 | 2.0489 | 18.36 | 38.6791 | 191.3233 | 51.488 | 0 | 0 | 0 | 0
5174 | 216 | 4 | 8 | Monday | 13 | 0 | 57.213 | 34.3871 | 51.7904 | 51.878 | 15.593 | 63.0332 | 1.9325 | 18.36 | 39.8666 | 192.8612 | 47.4402 | 0 | 0 | 0 | 0
5175 | 216 | 4 | 8 | Monday | 14 | 0 | 71.806 | 34.7997 | 52.0987 | 51.878 | 5.198 | 48.483 | 2.0626 | 18.36 | 37.8834 | 195.37 | 43.285 | 0 | 0 | 0 | 0
5176 | 216 | 4 | 8 | Monday | 15 | 0 | 102.016 | 35.7366 | 52.8267 | 51.878 | 5.198 | 31.2501 | 2.3378 | 18.36 | 34.4633 | 200.5938 | 26.0521 | 0 | 0 | 0 | 0
5177 | 216 | 4 | 8 | Monday | 16 | 0 | 120.981 | 35.3987 | 53.6755 | 50.7246 | 20.791 | 16.0005 | 2.4356 | 22.68 | 31.2175 | 206.5394 | 0 | 0 | 0 | 0 | 0
5178 | 216 | 4 | 8 | Monday | 17 | 0 | 137.875 | 34.8266 | 46.4547 | 43.0931 | 25.989 | 0.1897 | 2.5459 | 28.8 | 23.2246 | 199.3389 | 0 | 0 | 0 | 0 | 0
5179 | 216 | 4 | 8 | Monday | 18 | 0 | 166.982 | 34.4077 | 44.2513 | 51.7393 | 36.384 | 0 | 2.8009 | 30.96 | 13.1241 | 211.392 | 0 | 0 | 0 | 0 | 0
5180 | 216 | 4 | 8 | Monday | 19 | 0 | 170.829 | 34.4191 | 48.9019 | 57.1787 | 36.384 | 0 | 2.7259 | 25.2 | 5.5171 | 215.8663 | 0 | 0 | 0 | 0 | 0
5181 | 216 | 4 | 8 | Monday | 20 | 0 | 107.403 | 34.1498 | 68.1807 | 60.483 | 25.989 | 0 | 2.0667 | 25.2 | 2.3527 | 229.3814 | 0 | 0 | 0 | 0 | 0
5182 | 216 | 4 | 8 | Monday | 21 | 0 | 35.954 | 33.884 | 69.495 | 55.4564 | 15.593 | 0 | 1.6769 | 25.2 | 0.5583 | 215.3255 | 0 | 0 | 0 | 0 | 0
5183 | 216 | 4 | 8 | Monday | 22 | 0 | 7.845 | 33.7209 | 49.7368 | 40.0199 | 10.395 | 0 | 0.8515 | 16.2 | 0 | 149.0133 | 0 | 0 | 0 | 0 | 0
5184 | 216 | 4 | 8 | Monday | 23 | 0 | 1.068 | 33.7182 | 26.9226 | 24.6242 | 10.395 | 0 | 0.6393 | 16.2 | 0 | 103.2594 | 0 | 0 | 0 | 0.0579 | 0
5185 | 217 | 5 | 8 | Tuesday | 0 | 0 | 0.025 | 33.7182 | 17.5343 | 18.3373 | 5.198 | 0 | 0.5239 | 14.4 | 0 | 84.5403 | 0 | 0 | 0 | 0 | 0
5186 | 217 | 5 | 8 | Tuesday | 1 | 0 | 0 | 33.7182 | 14.6472 | 16.4006 | 5.198 | 0 | 0.5538 | 11.88 | 0 | 77.1999 | 0 | 0 | 0 | 0 | 0
5187 | 217 | 5 | 8 | Tuesday | 2 | 0 | 0 | 33.7182 | 11.7686 | 14.464 | 5.198 | 0 | 0.6315 | 11.88 | 0 | 72.4624 | 0 | 0 | 0 | 0 | 0
5188 | 217 | 5 | 8 | Tuesday | 3 | 0 | 0 | 33.7182 | 11.7686 | 14.464 | 5.198 | 0 | 0.6471 | 11.88 | 0 | 72.478 | 0 | 0 | 0 | 0 | 0
5189 | 217 | 5 | 8 | Tuesday | 4 | 0 | 0 | 33.7182 | 13.0128 | 14.464 | 5.198 | 0 | 0.1614 | 11.88 | 0 | 73.2364 | 0 | 0 | 0 | 0.5035 | 0
5190 | 217 | 5 | 8 | Tuesday | 5 | 0 | 0 | 33.7182 | 22.6634 | 20.5805 | 5.198 | 0 | 0.0151 | 11.88 | 0 | 88.8573 | 0 | 0 | 0 | 0.741 | 0
5191 | 217 | 5 | 8 | Tuesday | 6 | 0 | 0 | 33.7182 | 43.9897 | 35.484 | 25.989 | 0 | 0.0935 | 15.12 | 0.4515 | 128.4054 | 0 | 0 | 0 | 4.588 | 0
5192 | 217 | 5 | 8 | Tuesday | 7 | 0 | 0 | 33.7182 | 53.1191 | 46.6998 | 36.384 | 0 | 0.1772 | 15.12 | 5.2453 | 148.8343 | 0 | 0 | 0 | 8.7349 | 0
5193 | 217 | 5 | 8 | Tuesday | 8 | 0 | 0.17 | 33.7603 | 56.2654 | 52.1343 | 41.582 | 1.2558 | 0.2715 | 18.72 | 14.8238 | 161.3372 | 0 | 0 | 0 | 13.013 | 0
5194 | 217 | 5 | 8 | Tuesday | 9 | 0 | 11.41 | 34.0012 | 56.3981 | 52.8606 | 25.989 | 36.7235 | 0.8311 | 18.72 | 27.4085 | 175.5184 | 10.7345 | 0 | 0 | 8.6783 | 0
5195 | 217 | 5 | 8 | Tuesday | 10 | 0 | 37.923 | 34.0761 | 53.8348 | 51.878 | 10.395 | 81.6412 | 1.7826 | 14.4 | 39.8201 | 187.8048 | 71.2462 | 0 | 0 | 2.254 | 0
5196 | 217 | 5 | 8 | Tuesday | 11 | 0 | 81.777 | 34.3901 | 52.9491 | 51.878 | 10.395 | 109.2819 | 2.3671 | 18.36 | 49.117 | 197.0215 | 98.8869 | 0 | 0 | 0.2769 | 0
5197 | 217 | 5 | 8 | Tuesday | 12 | 0 | 105.989 | 35.5311 | 51.1762 | 51.1854 | 15.593 | 118.5238 | 2.5089 | 18.36 | 54.6596 | 198.8748 | 102.9308 | 0 | 0 | 0 | 0
5198 | 217 | 5 | 8 | Tuesday | 13 | 0 | 111.104 | 35.8525 | 51.8087 | 51.878 | 15.593 | 109.6529 | 2.5114 | 18.36 | 56.2698 | 201.3228 | 94.0599 | 0 | 0 | 0 | 0
5199 | 217 | 5 | 8 | Tuesday | 14 | 0 | 117.221 | 35.6807 | 51.8542 | 51.878 | 5.198 | 82.4095 | 2.5025 | 18.36 | 53.1825 | 202.1362 | 77.2115 | 0 | 0 | 0 | 0
5200 | 217 | 5 | 8 | Tuesday | 15 | 0 | 153.551 | 34.8186 | 52.5749 | 51.878 | 5.198 | 35.9401 | 2.7151 | 18.36 | 43.771 | 207.2045 | 30.7421 | 0 | 0 | 0 | 0
5201 | 217 | 5 | 8 | Tuesday | 16 | 0 | 176.868 | 34.4167 | 53.214 | 50.7246 | 20.791 | 0.9407 | 2.8566 | 22.68 | 31.5311 | 214.4415 | 0 | 0 | 0 | 0 | 0
5202 | 217 | 5 | 8 | Tuesday | 17 | 0 | 176.684 | 34.3274 | 45.8946 | 43.0931 | 25.989 | 0 | 2.8535 | 28.8 | 23.456 | 205.7774 | 0 | 0 | 0 | 0 | 0
5203 | 217 | 5 | 8 | Tuesday | 18 | 0 | 190.101 | 34.5319 | 43.259 | 51.7393 | 36.384 | 0 | 2.9862 | 30.96 | 15.2334 | 215.9044 | 0 | 0 | 0 | 0 | 0
5204 | 217 | 5 | 8 | Tuesday | 19 | 0 | 199.435 | 34.7465 | 46.1477 | 57.1787 | 36.384 | 0 | 3.0813 | 25.2 | 7.4888 | 219.4905 | 0 | 0 | 0 | 0 | 0
5205 | 217 | 5 | 8 | Tuesday | 20 | 0 | 208.244 | 34.9533 | 65.5345 | 60.483 | 25.989 | 0 | 3.1628 | 25.2 | 3.2501 | 243.0648 | 0 | 0 | 0 | 0 | 0
5206 | 217 | 5 | 8 | Tuesday | 21 | 0 | 195.672 | 34.7601 | 69.495 | 55.4564 | 15.593 | 0 | 3.0603 | 25.2 | 0.6592 | 239.2947 | 0 | 0 | 0 | 0 | 0
5207 | 217 | 5 | 8 | Tuesday | 22 | 0 | 149.212 | 34.1125 | 49.7368 | 40.0199 | 10.395 | 0 | 2.4739 | 16.2 | 0 | 187.3006 | 0 | 0 | 0 | 0 | 0
5208 | 217 | 5 | 8 | Tuesday | 23 | 0 | 84.028 | 33.7305 | 26.9226 | 24.6242 | 10.395 | 0 | 1.9647 | 16.2 | 0 | 140.4082 | 0 | 0 | 0 | 0 | 0
5209 | 218 | 6 | 8 | Wednesday | 0 | 0 | 47.29 | 33.7182 | 17.5343 | 18.3373 | 5.198 | 0 | 1.7593 | 14.4 | 0 | 119.9379 | 0 | 0 | 0 | 0 | 0
5210 | 218 | 6 | 8 | Wednesday | 1 | 0 | 43.134 | 33.7182 | 14.6472 | 16.4006 | 5.198 | 0 | 1.7399 | 11.88 | 0 | 112.5749 | 0 | 0 | 0 | 0 | 0
5211 | 218 | 6 | 8 | Wednesday | 2 | 0 | 21.167 | 33.7182 | 11.7686 | 14.464 | 5.198 | 0 | 1.0992 | 11.88 | 0 | 95.7055 | 0 | 0 | 0 | 0 | 0
5212 | 218 | 6 | 8 | Wednesday | 3 | 0 | 7.066 | 33.7182 | 11.7686 | 14.464 | 5.198 | 0 | 0.3726 | 11.88 | 0 | 80.2527 | 0 | 0 | 0 | 0 | 0
5213 | 218 | 6 | 8 | Wednesday | 4 | 0 | 5.679 | 33.7182 | 13.0128 | 14.464 | 5.198 | 0 | 0.2984 | 11.88 | 0 | 79.8423 | 0 | 0 | 0 | 0 | 0
5214 | 218 | 6 | 8 | Wednesday | 5 | 0 | 6.289 | 33.7182 | 22.6634 | 20.5805 | 5.198 | 0 | 0.331 | 11.88 | 0 | 96.3368 | 0 | 0 | 0 | 0 | 0
5215 | 218 | 6 | 8 | Wednesday | 6 | 0 | 8.759 | 33.7182 | 43.9324 | 35.484 | 25.989 | 0 | 0.4701 | 15.12 | 0.4099 | 138.6182 | 0 | 0 | 0 | 0 | 0
5216 | 218 | 6 | 8 | Wednesday | 7 | 0 | 15.385 | 33.7208 | 53.4511 | 46.6998 | 36.384 | 0 | 0.8506 | 15.12 | 4.8943 | 167.3906 | 0 | 0 | 0 | 0 | 0
5217 | 218 | 6 | 8 | Wednesday | 8 | 0 | 51.455 | 34.3196 | 57.6949 | 52.1343 | 41.582 | 0 | 1.9242 | 18.72 | 14.7009 | 199.3327 | 0 | 0 | 0 | 0.0157 | 0
5218 | 218 | 6 | 8 | Wednesday | 9 | 0 | 57.202 | 34.8482 | 56.6743 | 52.8606 | 25.989 | 23.9482 | 1.9161 | 18.72 | 27.7307 | 199.7262 | 0 | 0 | 0 | 0.8416 | 0
5219 | 218 | 6 | 8 | Wednesday | 10 | 0 | 43.977 | 34.0129 | 53.8962 | 51.878 | 10.395 | 64.2581 | 1.9275 | 14.4 | 39.3665 | 190.3034 | 53.8631 | 0 | 0 | 0 | 0
5220 | 218 | 6 | 8 | Wednesday | 11 | 0 | 48.366 | 34.0599 | 52.8956 | 51.878 | 10.395 | 84.9365 | 1.8924 | 18.36 | 47.0516 | 193.2748 | 74.5415 | 0 | 0 | 0 | 0
5221 | 218 | 6 | 8 | Wednesday | 12 | 0 | 51.643 | 34.1079 | 50.8474 | 51.1854 | 15.593 | 81.0605 | 1.9034 | 18.36 | 48.8557 | 190.593 | 65.4675 | 0 | 0 | 0 | 0
5222 | 218 | 6 | 8 | Wednesday | 13 | 0 | 50.657 | 34.1034 | 51.6606 | 51.878 | 15.593 | 65.0845 | 1.8733 | 18.36 | 47.3134 | 192.0642 | 49.4915 | 0 | 0 | 0 | 0
5223 | 218 | 6 | 8 | Wednesday | 14 | 0 | 61.644 | 34.3866 | 51.8734 | 51.878 | 5.198 | 44.4649 | 1.9224 | 18.36 | 44.071 | 193.2734 | 39.2669 | 0 | 0 | 0 | 0
5224 | 218 | 6 | 8 | Wednesday | 15 | 0 | 104.539 | 35.5907 | 52.5912 | 51.878 | 5.198 | 10.9904 | 2.2409 | 18.36 | 35.7867 | 200.2615 | 5.7924 | 0 | 0 | 0 | 0
5225 | 218 | 6 | 8 | Wednesday | 16 | 0 | 93.839 | 34.5075 | 53.5201 | 50.7246 | 20.791 | 0 | 2.0599 | 22.68 | 27.8238 | 202.1173 | 0 | 0 | 0 | 0 | 0
5226 | 218 | 6 | 8 | Wednesday | 17 | 0 | 31.411 | 34.0037 | 46.3187 | 43.0931 | 25.989 | 0 | 1.6609 | 28.8 | 21.387 | 187.2204 | 0 | 0 | 0 | 0 | 0
5227 | 218 | 6 | 8 | Wednesday | 18 | 0 | 31.805 | 34.0002 | 44.0241 | 51.7393 | 36.384 | 0 | 1.6734 | 30.96 | 14.2584 | 195.6289 | 0 | 0 | 0 | 0 | 0
5228 | 218 | 6 | 8 | Wednesday | 19 | 0 | 29.43 | 33.9762 | 48.9384 | 57.1787 | 36.384 | 0 | 1.614 | 25.2 | 6.8975 | 198.9924 | 0 | 0 | 0 | 0 | 0
5229 | 218 | 6 | 8 | Wednesday | 20 | 0 | 26.295 | 33.9343 | 68.0423 | 60.483 | 25.989 | 0 | 1.4407 | 25.2 | 2.6947 | 217.7968 | 0 | 0 | 0 | 0 | 0
5230 | 218 | 6 | 8 | Wednesday | 21 | 0 | 17.945 | 33.7974 | 69.495 | 55.4564 | 15.593 | 0 | 0.9561 | 25.2 | 0.5715 | 204.3141 | 0 | 0 | 0 | 0 | 0
5231 | 218 | 6 | 8 | Wednesday | 22 | 0 | 6.945 | 33.7199 | 49.7368 | 40.0199 | 10.395 | 0 | 0.3606 | 16.2 | 0 | 147.5484 | 0 | 0 | 0 | 0 | 0
5232 | 218 | 6 | 8 | Wednesday | 23 | 0 | 1.371 | 33.7182 | 26.9226 | 24.6242 | 10.395 | 0 | 0.0729 | 16.2 | 0 | 103.02 | 0 | 0 | 0 | 0 | 0
5233 | 219 | 7 | 8 | Thursday | 0 | 0 | 0.063 | 33.7182 | 17.5343 | 18.3373 | 5.198 | 0 | 0.0049 | 14.4 | 0 | 84.0633 | 0 | 0 | 0 | 0 | 0
5234 | 219 | 7 | 8 | Thursday | 1 | 0 | 0 | 33.7182 | 14.6472 | 16.4006 | 5.198 | 0 | 0.0017 | 11.88 | 0 | 76.6478 | 0 | 0 | 0 | 0 | 0
5235 | 219 | 7 | 8 | Thursday | 2 | 0 | 0 | 33.7182 | 11.7686 | 14.464 | 5.198 | 0 | 0.0017 | 11.88 | 0 | 71.8326 | 0 | 0 | 0 | 0 | 0
5236 | 219 | 7 | 8 | Thursday | 3 | 0 | 0 | 33.7182 | 11.7686 | 14.464 | 5.198 | 0 | 0.0017 | 11.88 | 0 | 71.8326 | 0 | 0 | 0 | 0 | 0
5237 | 219 | 7 | 8 | Thursday | 4 | 0 | 0 | 33.7182 | 13.0128 | 14.464 | 5.198 | 0 | 0.0017 | 11.88 | 0 | 73.0768 | 0 | 0 | 0 | 0 | 0
5238 | 219 | 7 | 8 | Thursday | 5 | 0 | 0 | 33.7182 | 22.6634 | 20.5805 | 5.198 | 0 | 0.0017 | 11.88 | 0 | 88.8439 | 0 | 0 | 0 | 0 | 0
5239 | 219 | 7 | 8 | Thursday | 6 | 0 | 0 | 33.7182 | 43.7683 | 35.484 | 25.989 | 0 | 0.0099 | 15.12 | 0.4287 | 128.1004 | 0 | 0 | 0 | 0 | 0
5240 | 219 | 7 | 8 | Thursday | 7 | 0 | 0 | 33.728 | 52.0975 | 46.6998 | 36.384 | 0 | 0.1405 | 15.12 | 5.0437 | 147.7858 | 0 | 0 | 0 | 1.3496 | 0
5241 | 219 | 7 | 8 | Thursday | 8 | 0 | 0.125 | 33.7457 | 57.4505 | 52.1343 | 41.582 | 0 | 0.1289 | 18.72 | 14.8122 | 162.3144 | 0 | 0 | 0 | 5.4242 | 0
5242 | 219 | 7 | 8 | Thursday | 9 | 0 | 1.678 | 33.8308 | 56.4808 | 52.8606 | 25.989 | 18.4396 | 0.2145 | 18.72 | 26.4372 | 163.9209 | 0 | 0 | 0 | 4.9095 | 0
5243 | 219 | 7 | 8 | Thursday | 10 | 0 | 12.176 | 33.9494 | 53.5859 | 51.878 | 10.395 | 50.4775 | 0.7485 | 14.4 | 35.2259 | 167.7312 | 40.0825 | 0 | 0 | 1.4286 | 0
5244 | 219 | 7 | 8 | Thursday | 11 | 0 | 19.699 | 34.0456 | 52.4056 | 51.878 | 10.395 | 66.3649 | 1.2903 | 18.36 | 40.8387 | 179.4774 | 55.9699 | 0 | 0 | 0.21 | 0
5245 | 219 | 7 | 8 | Thursday | 12 | 0 | 29.496 | 34.0757 | 50.4275 | 51.1854 | 15.593 | 86.3286 | 1.7376 | 18.36 | 47.8526 | 187.8561 | 70.7356 | 0 | 0 | 0 | 0
5246 | 219 | 7 | 8 | Thursday | 13 | 0 | 34.076 | 34.1033 | 51.5577 | 51.878 | 15.593 | 91.8887 | 1.8318 | 18.36 | 51.7066 | 191.4403 | 76.2957 | 0 | 0 | 0 | 0
5247 | 219 | 7 | 8 | Thursday | 14 | 0 | 33.659 | 34.0456 | 51.8797 | 51.878 | 5.198 | 66.6917 | 1.7867 | 18.36 | 48.2385 | 191.8231 | 61.4937 | 0 | 0 | 0 | 0
5248 | 219 | 7 | 8 | Thursday | 15 | 0 | 44.668 | 34.0327 | 52.69 | 51.878 | 5.198 | 27.7096 | 1.8019 | 18.36 | 39.6268 | 193.0423 | 22.5116 | 0 | 0 | 0 | 0
5249 | 219 | 7 | 8 | Thursday | 16 | 0 | 66.321 | 35.3938 | 53.7035 | 50.7246 | 20.791 | 0 | 1.9495 | 22.68 | 23.7563 | 199.7245 | 0 | 0 | 0 | 0 | 0
5250 | 219 | 7 | 8 | Thursday | 17 | 0 | 51.289 | 34.8417 | 46.757 | 43.0931 | 25.989 | 0 | 1.8097 | 28.8 | 11.0941 | 189.6856 | 0 | 0 | 0 | 0 | 0
5251 | 219 | 7 | 8 | Thursday | 18 | 0 | 36.837 | 34.0887 | 45.6664 | 51.7393 | 36.384 | 0 | 1.7118 | 30.96 | 6.0718 | 198.1983 | 0 | 0 | 0 | 0 | 0
5252 | 219 | 7 | 8 | Thursday | 19 | 0 | 31.541 | 33.9976 | 53.3043 | 57.1787 | 36.384 | 0 | 1.67 | 25.2 | 3.6408 | 204.7062 | 0 | 0 | 0 | 0 | 0
5253 | 219 | 7 | 8 | Thursday | 20 | 0 | 28.534 | 33.9718 | 73.0652 | 60.483 | 25.989 | 0 | 1.5757 | 25.2 | 1.584 | 225.8513 | 0 | 0 | 0 | 0 | 0
5254 | 219 | 7 | 8 | Thursday | 21 | 0 | 21.356 | 33.8473 | 69.495 | 55.4564 | 15.593 | 0 | 1.1548 | 25.2 | 0.2568 | 208.6564 | 0 | 0 | 0 | 0 | 0
5255 | 219 | 7 | 8 | Thursday | 22 | 0 | 10.236 | 33.7216 | 49.7368 | 40.0199 | 10.395 | 0 | 0.5367 | 16.2 | 0 | 151.3921 | 0 | 0 | 0 | 0 | 0
5256 | 219 | 7 | 8 | Thursday | 23 | 0 | 3.058 | 33.7182 | 26.9226 | 24.6242 | 10.395 | 0 | 0.1588 | 16.2 | 0 | 104.931 | 0 | 0 | 0 | 0 | 0
5257 | 220 | 8 | 8 | Friday | 0 | 0 | 0.253 | 33.7182 | 17.5343 | 18.3373 | 5.198 | 0 | 0.0654 | 14.4 | 0 | 84.3283 | 0 | 0 | 0 | 0 | 0
5258 | 220 | 8 | 8 | Friday | 1 | 0 | 0 | 33.7182 | 14.6472 | 16.4006 | 5.198 | 0 | 0.0017 | 11.88 | 0 | 76.6478 | 0 | 0 | 0 | 0 | 0
5259 | 220 | 8 | 8 | Friday | 2 | 0 | 0 | 33.7182 | 11.7686 | 14.464 | 5.198 | 0 | 0.0018 | 11.88 | 0 | 71.8327 | 0 | 0 | 0 | 0 | 0
5260 | 220 | 8 | 8 | Friday | 3 | 0 | 0 | 33.7182 | 11.7686 | 14.464 | 5.198 | 0 | 0.0018 | 11.88 | 0 | 71.8327 | 0 | 0 | 0 | 0 | 0
5261 | 220 | 8 | 8 | Friday | 4 | 0 | 0 | 33.7182 | 13.0128 | 14.464 | 5.198 | 0 | 0.0018 | 11.88 | 0 | 73.0768 | 0 | 0 | 0 | 0 | 0
5262 | 220 | 8 | 8 | Friday | 5 | 0 | 0 | 33.7182 | 22.6634 | 20.5805 | 5.198 | 0 | 0.0016 | 11.88 | 0 | 88.8438 | 0 | 0 | 0 | 0 | 0
5263 | 220 | 8 | 8 | Friday | 6 | 0 | 0 | 33.7182 | 44.2813 | 35.484 | 25.989 | 0 | 0.2449 | 15.12 | 0.1291 | 128.8484 | 0 | 0 | 0 | 0.0414 | 0
5264 | 220 | 8 | 8 | Friday | 7 | 0 | 0 | 33.7182 | 61.028 | 46.6998 | 36.384 | 0 | 0.0694 | 15.12 | 1.1996 | 156.6355 | 0 | 0 | 0 | 2.8213 | 0
5265 | 220 | 8 | 8 | Friday | 8 | 0 | 0.332 | 33.7777 | 66.3056 | 52.1343 | 41.582 | 0 | 0.1658 | 18.72 | 3.5466 | 171.4624 | 0 | 0 | 0 | 6.8782 | 0
5266 | 220 | 8 | 8 | Friday | 9 | 0 | 2.873 | 33.9374 | 62.409 | 52.8606 | 25.989 | 0 | 0.2687 | 18.72 | 7.0193 | 171.3027 | 0 | 0 | 0 | 6.1182 | 0
5267 | 220 | 8 | 8 | Friday | 10 | 0 | 11.108 | 33.9305 | 57.1351 | 51.878 | 10.395 | 0 | 0.637 | 14.4 | 9.8903 | 169.995 | 0 | 0 | 0 | 2.819 | 0
5268 | 220 | 8 | 8 | Friday | 11 | 0 | 15.686 | 33.9613 | 55.354 | 51.878 | 10.395 | 0 | 0.8843 | 18.36 | 13.5252 | 177.4036 | 0 | 0 | 0 | 3.0276 | 0
5269 | 220 | 8 | 8 | Friday | 12 | 0 | 18.796 | 34.028 | 51.5191 | 51.1854 | 15.593 | 15.2962 | 1.1136 | 18.36 | 22.8434 | 176.536 | 0 | 0 | 0 | 4.7259 | 0
5270 | 220 | 8 | 8 | Friday | 13 | 0 | 19.224 | 34.0476 | 52.1964 | 51.878 | 15.593 | 41.0193 | 1.1653 | 18.36 | 30.7582 | 178.4396 | 25.4263 | 0 | 0 | 4.0122 | 0
5271 | 220 | 8 | 8 | Friday | 14 | 0 | 16.675 | 34.0114 | 52.6416 | 51.878 | 5.198 | 31.677 | 0.9494 | 18.36 | 28.7966 | 175.8755 | 26.479 | 0 | 0 | 0.9401 | 0
5272 | 220 | 8 | 8 | Friday | 15 | 0 | 14.592 | 33.9404 | 53.5418 | 51.878 | 5.198 | 5.9905 | 0.7911 | 18.36 | 22.0807 | 174.2931 | 0.7925 | 0 | 0 | 0.7605 | 0
5273 | 220 | 8 | 8 | Friday | 16 | 0 | 14.762 | 33.9419 | 54.148 | 50.7246 | 20.791 | 0 | 0.8474 | 22.68 | 18.0836 | 178.3074 | 0 | 0 | 0 | 3.5669 | 0
5274 | 220 | 8 | 8 | Friday | 17 | 0 | 17.958 | 34.0279 | 46.522 | 43.0931 | 25.989 | 0.2559 | 1.066 | 28.8 | 18.981 | 172.9319 | 0 | 0 | 0 | 5.713 | 0
5275 | 220 | 8 | 8 | Friday | 18 | 0 | 20.425 | 34.0281 | 44.2601 | 51.7393 | 36.384 | 0 | 1.2936 | 30.96 | 14.4284 | 184.3733 | 0 | 0 | 0 | 10.1905 | 0
5276 | 220 | 8 | 8 | Friday | 19 | 0 | 19.946 | 33.984 | 48.9356 | 57.1787 | 36.384 | 0 | 1.3096 | 25.2 | 6.539 | 188.1818 | 0 | 0 | 0 | 12.5683 | 0
5277 | 220 | 8 | 8 | Friday | 20 | 0 | 20.341 | 33.931 | 68.9061 | 60.483 | 25.989 | 0 | 1.2798 | 25.2 | 2.7874 | 211.7172 | 0 | 0 | 0 | 10.3297 | 0
5278 | 220 | 8 | 8 | Friday | 21 | 0 | 13.835 | 33.8499 | 69.495 | 55.4564 | 15.593 | 0 | 0.852 | 25.2 | 0.5679 | 199.8159 | 0 | 0 | 0 | 6.7097 | 0
5279 | 220 | 8 | 8 | Friday | 22 | 0 | 4.858 | 33.7292 | 49.7368 | 40.0199 | 10.395 | 0 | 0.3371 | 16.2 | 0 | 145.2769 | 0 | 0 | 0 | 4.68 | 0
5280 | 220 | 8 | 8 | Friday | 23 | 0 | 0.657 | 33.7182 | 26.9226 | 24.6242 | 10.395 | 0 | 0.1247 | 16.2 | 0 | 102.3007 | 0 | 0 | 0 | 4.8422 | 0
5281 | 221 | 9 | 8 | Saturday | 0 | 0 | 0.115 | 33.7182 | 18.3332 | 19.1419 | 5.198 | 0 | 0.0526 | 15.84 | 0 | 87.2108 | 0 | 0 | 0 | 2.4809 | 0
5282 | 221 | 9 | 8 | Saturday | 1 | 0 | 0.006 | 33.7182 | 17.5283 | 18.3373 | 5.198 | 0 | 0.0988 | 12.6 | 0 | 82.2886 | 0 | 0 | 0 | 2.5216 | 0
5283 | 221 | 9 | 8 | Saturday | 2 | 0 | 0 | 33.7182 | 11.771 | 14.464 | 5.198 | 0 | 0.0483 | 12.6 | 0 | 72.6016 | 0 | 0 | 0 | 2.5616 | 0
5284 | 221 | 9 | 8 | Saturday | 3 | 0 | 0 | 33.7182 | 11.771 | 14.464 | 5.198 | 0 | 0.049 | 12.6 | 0 | 72.6023 | 0 | 0 | 0 | 2.601 | 0
5285 | 221 | 9 | 8 | Saturday | 4 | 0 | 0 | 33.7182 | 11.771 | 14.464 | 5.198 | 0 | 0.0497 | 12.6 | 0 | 72.603 | 0 | 0 | 0 | 2.6397 | 0
5286 | 221 | 9 | 8 | Saturday | 5 | 0 | 0 | 33.7182 | 13.0152 | 14.464 | 5.198 | 0 | 0.0504 | 12.6 | 0 | 73.8479 | 0 | 0 | 0 | 2.6782 | 0
5287 | 221 | 9 | 8 | Saturday | 6 | 0 | 0 | 33.7182 | 30.1995 | 24.9086 | 25.989 | 0 | 0.2638 | 14.4 | 0.3848 | 103.49 | 0 | 0 | 0 | 13.9228 | 0
5288 | 221 | 9 | 8 | Saturday | 7 | 0 | 0 | 33.7182 | 29.7259 | 26.405 | 36.384 | 0 | 0.3988 | 11.52 | 4.1481 | 101.7678 | 0 | 0 | 0 | 20.8831 | 0
5289 | 221 | 9 | 8 | Saturday | 8 | 0 | 0 | 33.7182 | 35.6524 | 37.4339 | 41.582 | 1.3036 | 0.4941 | 16.2 | 11.7178 | 123.4987 | 0 | 0 | 0 | 25.6862 | 0
5290 | 221 | 9 | 8 | Saturday | 9 | 0 | 0 | 33.7614 | 32.8735 | 37.9057 | 25.989 | 29.2042 | 0.3508 | 16.2 | 21.7933 | 121.0914 | 3.2152 | 0 | 0 | 16.1549 | 0
5291 | 221 | 9 | 8 | Saturday | 10 | 0 | 3.518 | 33.9217 | 30.0505 | 37.2508 | 10.395 | 53.7694 | 0.3694 | 15.12 | 28.9721 | 120.5176 | 43.3744 | 0 | 0 | 5.5548 | 0
5292 | 221 | 9 | 8 | Saturday | 11 | 0 | 13.021 | 33.9376 | 27.466 | 35.3135 | 10.395 | 58.4182 | 0.8554 | 21.6 | 31.7506 | 133.256 | 48.0232 | 0 | 0 | 4.2095 | 0
5293 | 221 | 9 | 8 | Saturday | 12 | 0 | 16.8 | 33.9949 | 24.5578 | 34.2247 | 15.593 | 43.8133 | 1.0497 | 23.4 | 29.0627 | 135.5619 | 28.2203 | 0 | 0 | 4.6517 | 0
5294 | 221 | 9 | 8 | Saturday | 13 | 0 | 18.668 | 34.0492 | 24.2181 | 33.0722 | 15.593 | 33.8116 | 1.123 | 23.4 | 27.3228 | 136.4067 | 18.2186 | 0 | 0 | 3.6556 | 0
5295 | 221 | 9 | 8 | Saturday | 14 | 0 | 18.976 | 34.0668 | 23.0264 | 33.0722 | 5.198 | 39.6898 | 1.0988 | 23.4 | 30.0705 | 135.7337 | 34.4918 | 0 | 0 | 0.859 | 0
5296 | 221 | 9 | 8 | Saturday | 15 | 0 | 19.036 | 34.073 | 23.5585 | 33.0722 | 5.198 | 37.2347 | 1.307 | 23.4 | 31.0859 | 136.5464 | 32.0367 | 0 | 0 | 0.2433 | 0
5297 | 221 | 9 | 8 | Saturday | 16 | 0 | 19.601 | 34.0943 | 24.4106 | 33.0722 | 20.791 | 24.6779 | 1.1158 | 23.4 | 28.2826 | 138.0577 | 3.8869 | 0 | 0 | 0.6236 | 0
5298 | 221 | 9 | 8 | Saturday | 17 | 0 | 26.657 | 34.0511 | 22.4384 | 32.9581 | 25.989 | 2.6425 | 1.4979 | 27 | 20.0345 | 147.8948 | 0 | 0 | 0 | 1.4625 | 0
5299 | 221 | 9 | 8 | Saturday | 18 | 0 | 27.598 | 34.0249 | 34.5451 | 46.5147 | 36.384 | 0 | 1.6338 | 28.8 | 12.0896 | 176.9234 | 0 | 0 | 0 | 4.6353 | 0
5300 | 221 | 9 | 8 | Saturday | 19 | 0 | 29.841 | 33.9931 | 41.7897 | 50.3878 | 36.384 | 0 | 1.7643 | 28.8 | 5.764 | 189.395 | 0 | 0 | 0 | 7.4666 | 0
5301 | 221 | 9 | 8 | Saturday | 20 | 0 | 21.595 | 33.8609 | 57.4335 | 50.3878 | 25.989 | 0 | 1.2993 | 27 | 2.1646 | 193.6482 | 0 | 0 | 0 | 6.9433 | 0
5302 | 221 | 9 | 8 | Saturday | 21 | 0 | 15.1 | 33.769 | 61.3343 | 50.3878 | 15.593 | 0 | 0.8856 | 27 | 0.4046 | 189.7078 | 0 | 0 | 0 | 4.7753 | 0
5303 | 221 | 9 | 8 | Saturday | 22 | 0 | 6.185 | 33.7199 | 49.2003 | 40.077 | 10.395 | 0 | 0.3833 | 19.8 | 0 | 149.8698 | 0 | 0 | 0 | 3.4299 | 0
5304 | 221 | 9 | 8 | Saturday | 23 | 0 | 1.139 | 33.7182 | 28.1779 | 24.6242 | 10.395 | 0 | 0.127 | 19.8 | 0 | 107.6793 | 0 | 0 | 0 | 3.623 | 0
5305 | 222 | 10 | 8 | Sunday | 0 | 0 | 0.033 | 33.7182 | 24.1043 | 23.0149 | 5.198 | 0 | 0.0885 | 19.8 | 0 | 100.7614 | 0 | 0 | 0 | 1.8829 | 0
5306 | 222 | 10 | 8 | Sunday | 1 | 0 | 0 | 33.7182 | 23.3102 | 22.2101 | 5.198 | 0 | 0.0368 | 19.8 | 0 | 99.0754 | 0 | 0 | 0 | 1.9312 | 0
5307 | 222 | 10 | 8 | Sunday | 2 | 0 | 0 | 33.7182 | 17.5379 | 18.3373 | 5.198 | 0 | 0.0377 | 15.48 | 0 | 85.1111 | 0 | 0 | 0 | 1.9789 | 0
5308 | 222 | 10 | 8 | Sunday | 3 | 0 | 0 | 33.7182 | 17.5379 | 18.3373 | 5.198 | 0 | 0.0385 | 15.48 | 0 | 85.1119 | 0 | 0 | 0 | 2.0257 | 0
5309 | 222 | 10 | 8 | Sunday | 4 | 0 | 0 | 33.7182 | 17.5379 | 18.3373 | 5.198 | 0 | 0.0394 | 15.48 | 0 | 85.1128 | 0 | 0 | 0 | 2.0721 | 0
5310 | 222 | 10 | 8 | Sunday | 5 | 0 | 0 | 33.7182 | 18.7817 | 18.3373 | 5.198 | 0 | 0.0402 | 15.48 | 0 | 86.3574 | 0 | 0 | 0 | 2.1175 | 0
5311 | 222 | 10 | 8 | Sunday | 6 | 0 | 0 | 33.7182 | 26.8237 | 24.6242 | 25.989 | 0 | 0.2145 | 18.72 | 0.3408 | 104.1006 | 0 | 0 | 0 | 11.222 | 0
5312 | 222 | 10 | 8 | Sunday | 7 | 0 | 0 | 33.7182 | 29.1006 | 29.9942 | 36.384 | 0 | 0.3347 | 18.72 | 3.8433 | 111.8676 | 0 | 0 | 0 | 17.3682 | 0
5313 | 222 | 10 | 8 | Sunday | 8 | 0 | 0 | 33.7182 | 26.6073 | 33.2132 | 41.582 | 0.3975 | 0.426 | 23.4 | 10.8626 | 117.3647 | 0 | 0 | 0 | 22.0286 | 0
5314 | 222 | 10 | 8 | Sunday | 9 | 0 | 0 | 33.7182 | 20.7545 | 29.3396 | 25.989 | 26.5262 | 0.311 | 23.4 | 20.7389 | 107.5233 | 0.5372 | 0 | 0 | 14.2089 | 0
5315 | 222 | 10 | 8 | Sunday | 10 | 0 | 0 | 33.8694 | 21.2571 | 32.5586 | 10.395 | 57.5784 | 0.1818 | 19.08 | 30.6108 | 106.9468 | 47.1834 | 0 | 0 | 4.7899 | 0
5316 | 222 | 10 | 8 | Sunday | 11 | 0 | 0 | 34.0271 | 20.0785 | 32.5586 | 10.395 | 69.255 | 0.1731 | 21.6 | 36.3424 | 108.4372 | 58.86 | 0 | 0 | 3.2977 | 0
5317 | 222 | 10 | 8 | Sunday | 12 | 0 | 12.337 | 33.955 | 19.3653 | 33.0367 | 15.593 | 70.5587 | 0.8174 | 19.08 | 38.2126 | 119.8472 | 54.9657 | 0 | 0 | 2.597 | 0
5318 | 222 | 10 | 8 | Sunday | 13 | 0 | 12.228 | 33.9079 | 16.8346 | 29.1634 | 15.593 | 62.1369 | 0.8595 | 18.36 | 38.3333 | 112.5982 | 46.5439 | 0 | 0 | 0.5306 | 0
5319 | 222 | 10 | 8 | Sunday | 14 | 0 | 7.031 | 33.7977 | 17.0944 | 29.1634 | 5.198 | 47.1695 | 0.4378 | 18 | 37.8323 | 106.0973 | 41.9715 | 0 | 0 | 0 | 0
5320 | 222 | 10 | 8 | Sunday | 15 | 0 | 6.088 | 33.7182 | 17.6782 | 29.1634 | 5.198 | 27.4164 | 0.357 | 15.84 | 34.6017 | 103.3406 | 22.2184 | 0 | 0 | 0 | 0
5321 | 222 | 10 | 8 | Sunday | 16 | 0 | 5.459 | 33.7183 | 17.5282 | 27.5539 | 20.791 | 5.2101 | 0.2946 | 23.04 | 27.3896 | 108.0384 | 0 | 0 | 0 | 0 | 0
5322 | 222 | 10 | 8 | Sunday | 17 | 0 | 6.498 | 33.8251 | 17.0251 | 26.399 | 25.989 | 0 | 0.3432 | 22.32 | 19.0874 | 106.9395 | 0 | 0 | 0 | 0 | 0
5323 | 222 | 10 | 8 | Sunday | 18 | 0 | 7.711 | 33.8652 | 27.599 | 38.0184 | 36.384 | 0 | 0.5478 | 23.4 | 12.0902 | 131.7703 | 0 | 0 | 0 | 0.1089 | 0
5324 | 222 | 10 | 8 | Sunday | 19 | 0 | 7.545 | 33.8754 | 39.1439 | 45.7644 | 36.384 | 0 | 0.4569 | 22.68 | 5.5301 | 150.0805 | 0 | 0 | 0 | 2.7872 | 0
5325 | 222 | 10 | 8 | Sunday | 20 | 0 | 6.638 | 33.865 | 56.8883 | 49.6381 | 25.989 | 0 | 0.4207 | 22.68 | 2.0648 | 170.6716 | 0 | 0 | 0 | 3.8505 | 0
5326 | 222 | 10 | 8 | Sunday | 21 | 0 | 4.25 | 33.7553 | 48.5011 | 41.8913 | 15.593 | 0 | 0.2764 | 22.68 | 0.4127 | 151.7005 | 0 | 0 | 0 | 3.0088 | 0
5327 | 222 | 10 | 8 | Sunday | 22 | 0 | 1.979 | 33.7182 | 40.3665 | 35.5897 | 10.395 | 0 | 0.1451 | 14.4 | 0 | 126.3594 | 0 | 0 | 0 | 2.2882 | 0
5328 | 222 | 10 | 8 | Sunday | 23 | 0 | 0.177 | 33.7182 | 25.6748 | 24.6242 | 10.395 | 0 | 0.0579 | 14.4 | 0 | 98.6671 | 0 | 0 | 0 | 2.5094 | 0
5329 | 223 | 11 | 8 | Monday | 0 | 0 | 0.001 | 33.7182 | 17.5343 | 18.3373 | 5.198 | 0 | 0.026 | 14.4 | 0 | 84.0165 | 0 | 0 | 0 | 1.3368 | 0
5330 | 223 | 11 | 8 | Monday | 1 | 0 | 0 | 33.7182 | 14.6472 | 16.4006 | 5.198 | 0 | 0.027 | 11.88 | 0 | 76.6731 | 0 | 0 | 0 | 1.392 | 0
5331 | 223 | 11 | 8 | Monday | 2 | 0 | 0 | 33.7182 | 11.7686 | 14.464 | 5.198 | 0 | 0.028 | 11.88 | 0 | 71.8588 | 0 | 0 | 0 | 1.4467 | 0
5332 | 223 | 11 | 8 | Monday | 3 | 0 | 0 | 33.7182 | 11.7686 | 14.464 | 5.198 | 0 | 0.029 | 11.88 | 0 | 71.8598 | 0 | 0 | 0 | 1.5003 | 0
5333 | 223 | 11 | 8 | Monday | 4 | 0 | 0 | 33.7182 | 13.0128 | 14.464 | 5.198 | 0 | 0.0299 | 11.88 | 0 | 73.105 | 0 | 0 | 0 | 1.5536 | 0
5334 | 223 | 11 | 8 | Monday | 5 | 0 | 0 | 33.7182 | 22.6634 | 20.5805 | 5.198 | 0 | 0.0309 | 11.88 | 0 | 88.873 | 0 | 0 | 0 | 1.6057 | 0
5335 | 223 | 11 | 8 | Monday | 6 | 0 | 0 | 33.7182 | 44.2789 | 35.484 | 25.989 | 0 | 0.1695 | 15.12 | 0.2012 | 128.7706 | 0 | 0 | 0 | 8.7553 | 0
5336 | 223 | 11 | 8 | Monday | 7 | 0 | 0 | 33.7182 | 59.547 | 46.6998 | 36.384 | 0 | 0.2761 | 15.12 | 2.096 | 155.3612 | 0 | 0 | 0 | 14.1581 | 0
5337 | 223 | 11 | 8 | Monday | 8 | 0 | 0 | 33.7194 | 62.1986 | 52.1343 | 41.582 | 0 | 0.3643 | 18.72 | 6.7273 | 167.1367 | 0 | 0 | 0 | 18.6813 | 0
5338 | 223 | 11 | 8 | Monday | 9 | 0 | 0.162 | 33.7448 | 59.9871 | 52.8606 | 25.989 | 1.3818 | 0.2559 | 18.72 | 13.8787 | 165.7434 | 0 | 0 | 0 | 12.921 | 0
5339 | 223 | 11 | 8 | Monday | 10 | 0 | 3.573 | 33.905 | 56.4026 | 51.878 | 10.395 | 15.8384 | 0.3065 | 14.4 | 19.3864 | 160.7562 | 5.4434 | 0 | 0 | 5.2227 | 0
5340 | 223 | 11 | 8 | Monday | 11 | 0 | 13.285 | 33.941 | 54.2146 | 51.878 | 10.395 | 35.2133 | 0.8426 | 18.36 | 24.8776 | 173.6044 | 24.8183 | 0 | 0 | 4.7459 | 0
5341 | 223 | 11 | 8 | Monday | 12 | 0 | 16.051 | 33.9867 | 50.9756 | 51.1854 | 15.593 | 68.6647 | 1.0583 | 18.36 | 35.2967 | 172.9267 | 53.0717 | 0 | 0 | 5.4067 | 0
5342 | 223 | 11 | 8 | Monday | 13 | 0 | 16.495 | 33.9755 | 51.8317 | 51.878 | 15.593 | 79.59 | 1.0541 | 18.36 | 41.0779 | 174.9397 | 63.997 | 0 | 0 | 2.8839 | 0
5343 | 223 | 11 | 8 | Monday | 14 | 0 | 13.863 | 33.9242 | 52.1958 | 51.878 | 5.198 | 60.2506 | 1.0348 | 18.36 | 39.1164 | 172.3862 | 55.0526 | 0 | 0 | 0.064 | 0
5344 | 223 | 11 | 8 | Monday | 15 | 0 | 12.664 | 33.9016 | 52.8415 | 51.878 | 5.198 | 37.7983 | 0.7228 | 18.36 | 35.822 | 171.4 | 32.6003 | 0 | 0 | 0 | 0
5345 | 223 | 11 | 8 | Monday | 16 | 0 | 12.436 | 33.8962 | 53.6192 | 50.7246 | 20.791 | 15.2379 | 0.6801 | 22.68 | 30.2407 | 175.05 | 0 | 0 | 0 | 0 | 0
5346 | 223 | 11 | 8 | Monday | 17 | 0 | 14.12 | 33.9321 | 46.5152 | 43.0931 | 25.989 | 0.4672 | 0.7508 | 28.8 | 22.3912 | 168.3632 | 0 | 0 | 0 | 0 | 0
5347 | 223 | 11 | 8 | Monday | 18 | 0 | 17.816 | 34.0065 | 44.6945 | 51.7393 | 36.384 | 0 | 1.0892 | 30.96 | 11.8772 | 181.7588 | 0 | 0 | 0 | 0.7501 | 0
5348 | 223 | 11 | 8 | Monday | 19 | 0 | 17.448 | 34.0091 | 50.1899 | 57.1787 | 36.384 | 0 | 1.012 | 25.2 | 4.9563 | 186.4608 | 0 | 0 | 0 | 3.8983 | 0
5349 | 223 | 11 | 8 | Monday | 20 | 0 | 16.281 | 34.0047 | 70.8081 | 60.483 | 25.989 | 0 | 0.9518 | 25.2 | 2.2083 | 209.0562 | 0 | 0 | 0 | 4.5762 | 0
5350 | 223 | 11 | 8 | Monday | 21 | 0 | 11.381 | 33.9465 | 69.495 | 55.4564 | 15.593 | 0 | 0.6594 | 25.2 | 0.4217 | 197.0666 | 0 | 0 | 0 | 3.4233 | 0
5351 | 223 | 11 | 8 | Monday | 22 | 0 | 3.705 | 33.7429 | 49.7368 | 40.0199 | 10.395 | 0 | 0.2387 | 16.2 | 0 | 143.9449 | 0 | 0 | 0 | 2.5562 | 0
5352 | 223 | 11 | 8 | Monday | 23 | 0 | 0.383 | 33.7182 | 26.9226 | 24.6242 | 10.395 | 0 | 0.0731 | 16.2 | 0 | 101.952 | 0 | 0 | 0 | 2.7707 | 0
5353 | 224 | 12 | 8 | Tuesday | 0 | 0 | 0.002 | 33.7182 | 17.5343 | 18.3373 | 5.198 | 0 | 0.0284 | 14.4 | 0 | 84.0205 | 0 | 0 | 0 | 1.465 | 0
5354 | 224 | 12 | 8 | Tuesday | 1 | 0 | 0 | 33.7182 | 14.6472 | 16.4006 | 5.198 | 0 | 0.0293 | 11.88 | 0 | 76.6754 | 0 | 0 | 0 | 1.5185 | 0
5355 | 224 | 12 | 8 | Tuesday | 2 | 0 | 0 | 33.7182 | 11.7686 | 14.464 | 5.198 | 0 | 0.0303 | 11.88 | 0 | 71.8611 | 0 | 0 | 0 | 1.5715 | 0
5356 | 224 | 12 | 8 | Tuesday | 3 | 0 | 0 | 33.7182 | 11.7686 | 14.464 | 5.198 | 0 | 0.0312 | 11.88 | 0 | 71.8621 | 0 | 0 | 0 | 1.6237 | 0
5357 | 224 | 12 | 8 | Tuesday | 4 | 0 | 0 | 33.7188 | 13.0128 | 14.464 | 5.198 | 0 | 0.0321 | 11.88 | 0 | 73.1078 | 0 | 0 | 0 | 1.6752 | 0
5358 | 224 | 12 | 8 | Tuesday | 5 | 0 | 0 | 33.7459 | 22.6634 | 20.5805 | 5.198 | 0 | 0.0331 | 11.88 | 0 | 88.9029 | 0 | 0 | 0 | 1.726 | 0
5359 | 224 | 12 | 8 | Tuesday | 6 | 0 | 0 | 33.7198 | 44.2207 | 35.484 | 25.989 | 0 | 0.1801 | 15.12 | 0.2819 | 128.7246 | 0 | 0 | 0 | 9.3341 | 0
5360 | 224 | 12 | 8 | Tuesday | 7 | 0 | 0 | 33.7182 | 57.1289 | 46.6998 | 36.384 | 0 | 0.2899 | 15.12 | 3.3093 | 152.9568 | 0 | 0 | 0 | 14.9113 | 0
5361 | 224 | 12 | 8 | Tuesday | 8 | 0 | 0 | 33.7197 | 59.7042 | 52.1343 | 41.582 | 0.0315 | 0.3787 | 18.72 | 11.1512 | 164.6569 | 0 | 0 | 0 | 19.4671 | 0
5362 | 224 | 12 | 8 | Tuesday | 9 | 0 | 0.175 | 33.7485 | 57.3343 | 52.8606 | 25.989 | 20.9809 | 0.2869 | 18.72 | 21.3742 | 163.139 | 0 | 0 | 0 | 12.8856 | 0
5363 | 224 | 12 | 8 | Tuesday | 10 | 0 | 3.65 | 33.9232 | 54.0717 | 51.878 | 10.395 | 38.4618 | 0.3347 | 14.4 | 26.308 | 158.5553 | 28.0668 | 0 | 0 | 4.6011 | 0
5364 | 224 | 12 | 8 | Tuesday | 11 | 0 | 13.376 | 33.944 | 52.8915 | 51.878 | 10.395 | 50.4253 | 0.8511 | 18.36 | 30.6859 | 172.3917 | 40.0303 | 0 | 0 | 3.6241 | 0
5365 | 224 | 12 | 8 | Tuesday | 12 | 0 | 19.457 | 34.0139 | 50.6938 | 51.1854 | 15.593 | 54.1036 | 1.1938 | 18.36 | 33.2003 | 176.4911 | 38.5106 | 0 | 0 | 3.7302 | 0
5366 | 224 | 12 | 8 | Tuesday | 13 | 0 | 19.836 | 34.0324 | 51.9567 | 51.878 | 15.593 | 42.4057 | 1.1711 | 18.36 | 31.7496 | 178.853 | 26.8127 | 0 | 0 | 2.33 | 0
5367 | 224 | 12 | 8 | Tuesday | 14 | 0 | 18.963 | 34.0237 | 52.2692 | 51.878 | 5.198 | 26.6737 | 1.272 | 18.36 | 28.4662 | 178.495 | 21.4757 | 0 | 0 | 0.303 | 0
5368 | 224 | 12 | 8 | Tuesday | 15 | 0 | 19.137 | 34.0191 | 52.8021 | 51.878 | 5.198 | 10.9055 | 1.3464 | 18.36 | 24.5474 | 179.4669 | 5.7075 | 0 | 0 | 0 | 0
5369 | 224 | 12 | 8 | Tuesday | 16 | 0 | 18.837 | 34.0142 | 53.6511 | 50.7246 | 20.791 | 0.6167 | 1.0422 | 22.68 | 20.0666 | 182.8424 | 0 | 0 | 0 | 1.4815 | 0
5370 | 224 | 12 | 8 | Tuesday | 17 | 0 | 16.363 | 33.974 | 46.6333 | 43.0931 | 25.989 | 0 | 0.9349 | 28.8 | 13.8505 | 171.2193 | 0 | 0 | 0 | 3.2893 | 0
5371 | 224 | 12 | 8 | Tuesday | 18 | 0 | 15.557 | 33.9654 | 44.8666 | 51.7393 | 36.384 | 0 | 0.965 | 30.96 | 9.3096 | 179.3223 | 0 | 0 | 0 | 7.0449 | 0
5372 | 224 | 12 | 8 | Tuesday | 19 | 0 | 15.134 | 33.9722 | 49.4598 | 57.1787 | 36.384 | 0 | 0.9898 | 25.2 | 5.3618 | 183.169 | 0 | 0 | 0 | 9.6796 | 0
5373 | 224 | 12 | 8 | Tuesday | 20 | 0 | 15.327 | 33.9995 | 71.3165 | 60.483 | 25.989 | 0 | 0.9692 | 25.2 | 2.0589 | 208.5448 | 0 | 0 | 0 | 8.4122 | 0
5374 | 224 | 12 | 8 | Tuesday | 21 | 0 | 11.261 | 33.9391 | 69.495 | 55.4564 | 15.593 | 0 | 0.6929 | 25.2 | 0.3573 | 196.9623 | 0 | 0 | 0 | 5.6144 | 0
5375 | 224 | 12 | 8 | Tuesday | 22 | 0 | 3.642 | 33.7399 | 49.7368 | 40.0199 | 10.395 | 0 | 0.2612 | 16.2 | 0 | 143.8963 | 0 | 0 | 0 | 3.9722 | 0
5376 | 224 | 12 | 8 | Tuesday | 23 | 0 | 0.396 | 33.7182 | 26.9226 | 24.6242 | 10.395 | 0 | 0.0989 | 16.2 | 0 | 101.9918 | 0 | 0 | 0 | 4.1519 | 0
5377 | 225 | 13 | 8 | Wednesday | 0 | 0 | 0.003 | 33.7182 | 17.5343 | 18.3373 | 5.198 | 0 | 0.0408 | 14.4 | 0 | 84.0333 | 0 | 0 | 0 | 2.1423 | 0
5378 | 225 | 13 | 8 | Wednesday | 1 | 0 | 0 | 33.7182 | 14.6472 | 16.4006 | 5.198 | 0 | 0.0415 | 11.88 | 0 | 76.6876 | 0 | 0 | 0 | 2.1874 | 0
5379 | 225 | 13 | 8 | Wednesday | 2 | 0 | 0 | 33.7248 | 11.7686 | 14.464 | 5.198 | 0 | 0.0423 | 11.88 | 0 | 71.8797 | 0 | 0 | 0 | 2.2315 | 0
5380 | 225 | 13 | 8 | Wednesday | 3 | 0 | 0 | 33.7554 | 11.7686 | 14.464 | 5.198 | 0 | 0.0431 | 11.88 | 0 | 71.9111 | 0 | 0 | 0 | 2.2753 | 0
5381 | 225 | 13 | 8 | Wednesday | 4 | 0 | 0 | 33.7709 | 13.0128 | 14.464 | 5.198 | 0 | 0.0439 | 11.88 | 0 | 73.1716 | 0 | 0 | 0 | 2.3181 | 0
5382 | 225 | 13 | 8 | Wednesday | 5 | 0 | 0 | 33.7714 | 22.6634 | 20.5805 | 5.198 | 0 | 0.0446 | 11.88 | 0 | 88.94 | 0 | 0 | 0 | 2.3609 | 0
5383 | 225 | 13 | 8 | Wednesday | 6 | 0 | 0 | 33.7228 | 44.2124 | 35.484 | 25.989 | 0 | 0.2359 | 15.12 | 0.3232 | 128.7752 | 0 | 0 | 0 | 12.3936 | 0
5384 | 225 | 13 | 8 | Wednesday | 7 | 0 | 0 | 33.7182 | 56.4576 | 46.6998 | 36.384 | 0 | 0.3625 | 15.12 | 3.4943 | 152.3581 | 0 | 0 | 0 | 18.8928 | 0
5385 | 225 | 13 | 8 | Wednesday | 8 | 0 | 0 | 33.7197 | 58.6713 | 52.1343 | 41.582 | 0 | 0.4544 | 18.72 | 9.3254 | 163.6998 | 0 | 0 | 0 | 23.6215 | 0
5386 | 225 | 13 | 8 | Wednesday | 9 | 0 | 0.168 | 33.7431 | 57.4009 | 52.8606 | 25.989 | 14.4977 | 0.3242 | 18.72 | 18.1785 | 163.2305 | 0 | 0 | 0 | 15.5106 | 0
5387 | 225 | 13 | 8 | Wednesday | 10 | 0 | 3.508 | 33.8961 | 54.3915 | 51.878 | 10.395 | 48.4535 | 0.3613 | 14.4 | 28.0878 | 158.7205 | 38.0585 | 0 | 0 | 5.5899 | 0
5388 | 225 | 13 | 8 | Wednesday | 11 | 0 | 12.824 | 33.9399 | 52.9097 | 51.878 | 10.395 | 70.4326 | 0.8633 | 18.36 | 35.2544 | 171.8209 | 60.0376 | 0 | 0 | 4.1838 | 0
5389 | 225 | 13 | 8 | Wednesday | 12 | 0 | 17.073 | 34.0054 | 50.7342 | 51.1854 | 15.593 | 80.929 | 1.1017 | 18.36 | 40.7192 | 173.853 | 65.336 | 0 | 0 | 3.6311 | 0
5390 | 225 | 13 | 8 | Wednesday | 13 | 0 | 16.913 | 33.9818 | 51.7535 | 51.878 | 15.593 | 74.4197 | 1.134 | 18.36 | 42.3243 | 175.4002 | 58.8267 | 0 | 0 | 1.0771 | 0
5391 | 225 | 13 | 8 | Wednesday | 14 | 0 | 14.113 | 33.9285 | 52.0552 | 51.878 | 5.198 | 59.4557 | 0.8356 | 18.36 | 41.6312 | 172.3214 | 54.2577 | 0 | 0 | 0 | 0
5392 | 225 | 13 | 8 | Wednesday | 15 | 0 | 12.382 | 33.9186 | 52.8846 | 51.878 | 5.198 | 30.9393 | 0.6969 | 18.36 | 36.4578 | 171.1302 | 25.7413 | 0 | 0 | 0 | 0
5393 | 225 | 13 | 8 | Wednesday | 16 | 0 | 11.831 | 33.9098 | 53.9328 | 50.7246 | 20.791 | 2.382 | 0.6272 | 22.68 | 26.644 | 174.6698 | 0 | 0 | 0 | 0 | 0
5394 | 225 | 13 | 8 | Wednesday | 17 | 0 | 12.193 | 33.9228 | 46.8265 | 43.0931 | 25.989 | 0 | 0.6455 | 28.8 | 18.2082 | 166.4754 | 0 | 0 | 0 | 0 | 0
5395 | 225 | 13 | 8 | Wednesday | 18 | 0 | 14.919 | 33.9821 | 45.2673 | 51.7393 | 36.384 | 0 | 0.8999 | 30.96 | 11.8375 | 178.9848 | 0 | 0 | 0 | 0.0139 | 0
5396 | 225 | 13 | 8 | Wednesday | 19 | 0 | 14.958 | 33.9808 | 52.6006 | 57.1787 | 36.384 | 0 | 0.8472 | 25.2 | 5.5408 | 185.9856 | 0 | 0 | 0 | 2.3844 | 0
5397 | 225 | 13 | 8 | Wednesday | 20 | 0 | 14.869 | 33.973 | 71.8173 | 60.483 | 25.989 | 0 | 0.8562 | 25.2 | 2.239 | 208.4114 | 0 | 0 | 0 | 3.5903 | 0
5398 | 225 | 13 | 8 | Wednesday | 21 | 0 | 10.687 | 33.9161 | 69.495 | 55.4564 | 15.593 | 0 | 0.612 | 25.2 | 0.3925 | 196.2382 | 0 | 0 | 0 | 2.8601 | 0
5399 | 225 | 13 | 8 | Wednesday | 22 | 0 | 3.433 | 33.7357 | 49.7368 | 40.0199 | 10.395 | 0 | 0.218 | 16.2 | 0 | 143.6233 | 0 | 0 | 0 | 2.1921 | 0
5400 | 225 | 13 | 8 | Wednesday | 23 | 0 | 0.347 | 33.7182 | 26.9226 | 24.6242 | 10.395 | 0 | 0.0648 | 16.2 | 0 | 101.9047 | 0 | 0 | 0 | 2.4157 | 0
5401 | 226 | 14 | 8 | Thursday | 0 | 0 | 0.002 | 33.7182 | 17.5343 | 18.3373 | 5.198 | 0 | 0.0252 | 14.4 | 0 | 84.0172 | 0 | 0 | 0 | 1.2906 | 0
5402 | 226 | 14 | 8 | Thursday | 1 | 0 | 0 | 33.7182 | 14.6472 | 16.4006 | 5.198 | 0 | 0.0262 | 11.88 | 0 | 76.6722 | 0 | 0 | 0 | 1.3468 | 0
5403 | 226 | 14 | 8 | Thursday | 2 | 0 | 0 | 33.7182 | 11.7686 | 14.464 | 5.198 | 0 | 0.0272 | 11.88 | 0 | 71.858 | 0 | 0 | 0 | 1.4017 | 0
5404 | 226 | 14 | 8 | Thursday | 3 | 0 | 0 | 33.7201 | 11.7686 | 14.464 | 5.198 | 0 | 0.0281 | 11.88 | 0 | 71.8609 | 0 | 0 | 0 | 1.4562 | 0
5405 | 226 | 14 | 8 | Thursday | 4 | 0 | 0 | 33.7463 | 13.0128 | 14.464 | 5.198 | 0 | 0.0291 | 11.88 | 0 | 73.1322 | 0 | 0 | 0 | 1.5097 | 0
5406 | 226 | 14 | 8 | Thursday | 5 | 0 | 0 | 33.766 | 22.6634 | 20.5805 | 5.198 | 0 | 0.0301 | 11.88 | 0 | 88.9201 | 0 | 0 | 0 | 1.5629 | 0
5407 | 226 | 14 | 8 | Thursday | 6 | 0 | 0 | 33.7203 | 44.2277 | 35.484 | 25.989 | 0 | 0.1657 | 15.12 | 0.3202 | 128.7178 | 0 | 0 | 0 | 8.5478 | 0
5408 | 226 | 14 | 8 | Thursday | 7 | 0 | 0 | 33.7182 | 57.0402 | 46.6998 | 36.384 | 0 | 0.2712 | 15.12 | 3.392 | 152.8495 | 0 | 0 | 0 | 13.8879 | 0
5409 | 226 | 14 | 8 | Thursday | 8 | 0 | 0 | 33.7198 | 60.0719 | 52.1343 | 41.582 | 0 | 0.3592 | 18.72 | 9.6046 | 165.0052 | 0 | 0 | 0 | 18.3995 | 0
5410 | 226 | 14 | 8 | Thursday | 9 | 0 | 0.179 | 33.7424 | 58.2484 | 52.8606 | 25.989 | 9.1695 | 0.2637 | 18.72 | 18.5812 | 164.0289 | 0 | 0 | 0 | 12.6269 | 0
5411 | 226 | 14 | 8 | Thursday | 10 | 0 | 3.474 | 33.8937 | 54.7963 | 51.878 | 10.395 | 39.5165 | 0.3288 | 14.4 | 27.9534 | 159.0541 | 29.1215 | 0 | 0 | 4.6802 | 0
5412 | 226 | 14 | 8 | Thursday | 11 | 0 | 12.491 | 33.9313 | 53.9139 | 51.878 | 10.395 | 60.6528 | 0.8182 | 18.36 | 35.436 | 172.4112 | 50.2578 | 0 | 0 | 3.5413 | 0
5413 | 226 | 14 | 8 | Thursday | 12 | 0 | 16.284 | 34.0001 | 51.9855 | 51.1854 | 15.593 | 79.0111 | 1.043 | 18.36 | 42.2047 | 174.1861 | 63.4181 | 0 | 0 | 2.9656 | 0
5414 | 226 | 14 | 8 | Thursday | 13 | 0 | 16.549 | 34.0351 | 52.5677 | 51.878 | 15.593 | 77.8945 | 1.1025 | 18.36 | 44.9204 | 175.8417 | 62.3015 | 0 | 0 | 0.4796 | 0
5415 | 226 | 14 | 8 | Thursday | 14 | 0.19 | 13.467 | 33.9646 | 52.2711 | 51.878 | 5.198 | 55.9461 | 0.7974 | 18.36 | 41.5084 | 171.8358 | 50.7481 | 0 | 0 | 0.1896 | 0
5416 | 226 | 14 | 8 | Thursday | 15 | 0 | 12.171 | 33.8995 | 52.9858 | 51.878 | 5.198 | 38.6774 | 0.6977 | 18.36 | 38.7825 | 170.9845 | 33.4794 | 0 | 0 | 0 | 0
5417 | 226 | 14 | 8 | Thursday | 16 | 0.259 | 12.277 | 33.905 | 54.0311 | 50.7246 | 20.791 | 14.0405 | 0.6732 | 22.68 | 32.3363 | 175.2918 | 0 | 0 | 0 | 0.2595 | 0
5418 | 226 | 14 | 8 | Thursday | 17 | 0 | 15.474 | 33.9595 | 46.7085 | 43.0931 | 25.989 | 0 | 0.8239 | 28.8 | 20.6709 | 170.121 | 0 | 0 | 0 | 0 | 0
5419 | 226 | 14 | 8 | Thursday | 18 | 0 | 16.557 | 33.9797 | 44.9459 | 51.7393 | 36.384 | 0 | 0.8916 | 30.96 | 11.1809 | 180.4239 | 0 | 0 | 0 | 0 | 0
5420 | 226 | 14 | 8 | Thursday | 19 | 0 | 15.051 | 33.9718 | 51.4062 | 57.1787 | 36.384 | 0 | 0.9398 | 25.2 | 5.0948 | 184.9748 | 0 | 0 | 0 | 0.0742 | 0
5421 | 226 | 14 | 8 | Thursday | 20 | 0 | 15.015 | 33.9761 | 71.6899 | 60.483 | 25.989 | 0 | 0.8276 | 25.2 | 1.9672 | 208.4159 | 0 | 0 | 0 | 1.585 | 0
5422 | 226 | 14 | 8 | Thursday | 21 | 0 | 10.816 | 33.9186 | 69.495 | 55.4564 | 15.593 | 0 | 0.5982 | 25.2 | 0.383 | 196.3658 | 0 | 0 | 0 | 1.7261 | 0
5423 | 226 | 14 | 8 | Thursday | 22 | 0 | 3.439 | 33.7367 | 49.7368 | 40.0199 | 10.395 | 0 | 0.205 | 16.2 | 0 | 143.6179 | 0 | 0 | 0 | 1.4593 | 0
5424 | 226 | 14 | 8 | Thursday | 23 | 0 | 0.321 | 33.7182 | 26.9226 | 24.6242 | 10.395 | 0 | 0.0504 | 16.2 | 0 | 101.8626 | 0 | 0 | 0 | 1.7009 | 0
5425 | 227 | 15 | 8 | Friday | 0 | 0 | 0.002 | 33.7182 | 17.5343 | 18.3373 | 5.198 | 0 | 0.0188 | 14.4 | 0 | 84.0105 | 0 | 0 | 0 | 0.9401 | 0
5426 | 227 | 15 | 8 | Friday | 1 | 0 | 0 | 33.7324 | 14.6472 | 16.4006 | 5.198 | 0 | 0.0198 | 11.88 | 0 | 76.6801 | 0 | 0 | 0 | 1.0005 | 0
5427 | 227 | 15 | 8 | Friday | 2 | 0 | 0 | 33.7541 | 11.7686 | 14.464 | 5.198 | 0 | 0.0209 | 11.88 | 0 | 71.8877 | 0 | 0 | 0 | 1.06 | 0
5428 | 227 | 15 | 8 | Friday | 3 | 0 | 0 | 33.7714 | 11.7686 | 14.464 | 5.198 | 0 | 0.022 | 11.88 | 0 | 71.9061 | 0 | 0 | 0 | 1.119 | 0
5429 | 227 | 15 | 8 | Friday | 4 | 0 | 0 | 33.7714 | 13.0128 | 14.464 | 5.198 | 0 | 0.0231 | 11.88 | 0 | 73.1513 | 0 | 0 | 0 | 1.1768 | 0
5430 | 227 | 15 | 8 | Friday | 5 | 0 | 0 | 33.7714 | 22.6634 | 20.5805 | 5.198 | 0 | 0.0241 | 11.88 | 0 | 88.9194 | 0 | 0 | 0 | 1.2343 | 0
5431 | 227 | 15 | 8 | Friday | 6 | 0 | 0 | 33.7274 | 43.9735 | 35.484 | 25.989 | 0 | 0.1369 | 15.12 | 0.2959 | 128.4417 | 0 | 0 | 0 | 6.9642 | 0
5432 | 227 | 15 | 8 | Friday | 7 | 0 | 0 | 33.7182 | 54.1476 | 46.6998 | 36.384 | 0 | 0.2336 | 15.12 | 4.0109 | 149.9192 | 0 | 0 | 0 | 11.8272 | 0
5433 | 227 | 15 | 8 | Friday | 8 | 0 | 0 | 33.7191 | 59.1499 | 52.1343 | 41.582 | 0.1686 | 0.3202 | 18.72 | 13.3912 | 164.0436 | 0 | 0 | 0 | 16.2487 | 0
5434 | 227 | 15 | 8 | Friday | 9 | 0 | 0.146 | 33.7409 | 57.395 | 52.8606 | 25.989 | 28.9645 | 0.2609 | 18.72 | 25.5708 | 163.1357 | 2.9755 | 0 | 0 | 10.8448 | 0
5435 | 227 | 15 | 8 | Friday | 10 | 0 | 3.38 | 33.9342 | 54.1867 | 51.878 | 10.395 | 69.7889 | 0.3473 | 14.4 | 37.1608 | 158.4019 | 59.3939 | 0 | 0 | 3.3291 | 0
5436 | 227 | 15 | 8 | Friday | 11 | 0 | 13.799 | 33.9453 | 53.0214 | 51.878 | 10.395 | 94.5313 | 0.9452 | 18.36 | 45.6623 | 173.074 | 84.1363 | 0 | 0 | 1.3558 | 0
5437 | 227 | 15 | 8 | Friday | 12 | 0 | 19.305 | 34.0184 | 50.7427 | 51.1854 | 15.593 | 95.16 | 1.2314 | 18.36 | 48.7661 | 176.4177 | 79.567 | 0 | 0 | 0 | 0
5438 | 227 | 15 | 8 | Friday | 13 | 0 | 23.39 | 34.038 | 51.5983 | 51.878 | 15.593 | 59.7961 | 1.3672 | 18.36 | 42.2336 | 182.9939 | 44.2031 | 0 | 0 | 0 | 0
5439 | 227 | 15 | 8 | Friday | 14 | 0 | 25.777 | 34.0625 | 52.0412 | 51.878 | 5.198 | 11.2725 | 1.4396 | 18.36 | 29.9575 | 186.9013 | 6.0745 | 0 | 0 | 0 | 0
5440 | 227 | 15 | 8 | Friday | 15 | 0 | 26 | 34.0995 | 52.735 | 51.878 | 5.198 | 0 | 1.4402 | 18.36 | 22.2804 | 188.1339 | 0 | 0 | 0 | 0 | 0
5441 | 227 | 15 | 8 | Friday | 16 | 0 | 25.735 | 34.0968 | 53.5816 | 50.7246 | 20.791 | 0 | 1.4299 | 22.68 | 16.9822 | 191.8324 | 0 | 0 | 0 | 0 | 0
5442 | 227 | 15 | 8 | Friday | 17 | 0 | 26.603 | 34.0274 | 46.5804 | 43.0931 | 25.989 | 0 | 1.4838 | 28.8 | 11.0125 | 184.2815 | 0 | 0 | 0 | 0 | 0
5443 | 227 | 15 | 8 | Friday | 18 | 0 | 27.387 | 34.0186 | 45.4594 | 51.7393 | 36.384 | 0 | 1.5309 | 30.96 | 6.0405 | 194.5965 | 0 | 0 | 0 | 0 | 0
5444 | 227 | 15 | 8 | Friday | 19 | 0 | 21.395 | 33.9439 | 55.2952 | 57.1787 | 36.384 | 0 | 1.2893 | 25.2 | 3.1827 | 196.348 | 0 | 0 | 0 | 0.3495 | 0
5445 | 227 | 15 | 8 | Friday | 20 | 0 | 16.593 | 33.8847 | 73.8645 | 60.483 | 25.989 | 0 | 0.923 | 25.2 | 1.3164 | 212.302 | 0 | 0 | 0 | 2.0508 | 0
5446 | 227 | 15 | 8 | Friday | 21 | 0 | 12.185 | 33.83 | 69.495 | 55.4564 | 15.593 | 0 | 0.6764 | 25.2 | 0.1779 | 197.8365 | 0 | 0 | 0 | 1.9844 | 0
5447 | 227 | 15 | 8 | Friday | 22 | 0 | 4.153 | 33.727 | 49.7368 | 40.0199 | 10.395 | 0 | 0.2449 | 16.2 | 0 | 144.4199 | 0 | 0 | 0 | 1.6262 | 0
5448 | 227 | 15 | 8 | Friday | 23 | 0 | 0.418 | 33.7182 | 26.9226 | 24.6242 | 10.395 | 0 | 0.0583 | 16.2 | 0 | 101.9754 | 0 | 0 | 0 | 1.8638 | 0
5449 | 228 | 16 | 8 | Saturday | 0 | 0 | 0.012 | 33.7182 | 18.3332 | 19.1419 | 5.198 | 0 | 0.0208 | 15.84 | 0 | 87.0668 | 0 | 0 | 0 | 1.02 | 0
5450 | 228 | 16 | 8 | Saturday | 1 | 0 | 0 | 33.7182 | 17.5283 | 18.3373 | 5.198 | 0 | 0.0213 | 12.6 | 0 | 82.2051 | 0 | 0 | 0 | 1.0793 | 0
5451 | 228 | 16 | 8 | Saturday | 2 | 0 | 0 | 33.7182 | 11.771 | 14.464 | 5.198 | 0 | 0.0223 | 12.6 | 0 | 72.5756 | 0 | 0 | 0 | 1.1381 | 0
5452 | 228 | 16 | 8 | Saturday | 3 | 0 | 0 | 33.7182 | 11.771 | 14.464 | 5.198 | 0 | 0.0234 | 12.6 | 0 | 72.5767 | 0 | 0 | 0 | 1.1957 | 0
5453 | 228 | 16 | 8 | Saturday | 4 | 0 | 0 | 33.7182 | 11.771 | 14.464 | 5.198 | 0 | 0.0244 | 12.6 | 0 | 72.5777 | 0 | 0 | 0 | 1.2528 | 0
5454 | 228 | 16 | 8 | Saturday | 5 | 0 | 0 | 33.7182 | 13.0152 | 14.464 | 5.198 | 0 | 0.0255 | 12.6 | 0 | 73.8229 | 0 | 0 | 0 | 1.3091 | 0
5455 | 228 | 16 | 8 | Saturday | 6 | 0 | 0 | 33.7182 | 30.0613 | 24.9086 | 25.989 | 0 | 0.1434 | 14.4 | 0.3848 | 103.2316 | 0 | 0 | 0 | 7.3249 | 0
5456 | 228 | 16 | 8 | Saturday | 7 | 0 | 0 | 33.7182 | 26.4924 | 26.405 | 36.384 | 0 | 0.2422 | 11.52 | 3.5108 | 98.3778 | 0 | 0 | 0 | 12.2966 | 0
5457 | 228 | 16 | 8 | Saturday | 8 | 0 | 0 | 33.7182 | 32.8747 | 37.4339 | 41.582 | 0 | 0.3289 | 16.2 | 8.7032 | 120.5557 | 0 | 0 | 0 | 16.739 | 0
5458 | 228 | 16 | 8 | Saturday | 9 | 0 | 0 | 33.7405 | 32.3359 | 37.9057 | 25.989 | 11.7258 | 0.2405 | 16.2 | 17.7418 | 120.4225 | 0 | 0 | 0 | 11.6287 | 0
5459 | 228 | 16 | 8 | Saturday | 10 | 0 | 10.898 | 33.9555 | 29.5689 | 37.2508 | 10.395 | 57.743 | 0.7507 | 15.12 | 30.6365 | 128.8244 | 47.348 | 0 | 0 | 4.057 | 0
5460 | 228 | 16 | 8 | Saturday | 11 | 0 | 26.137 | 34.0919 | 27.165 | 35.3135 | 10.395 | 92.8307 | 1.6116 | 21.6 | 41.3864 | 149.109 | 82.4357 | 0 | 0 | 2.2395 | 0
5461 | 228 | 16 | 8 | Saturday | 12 | 0 | 47.301 | 34.0919 | 24.2611 | 34.2247 | 15.593 | 94.9799 | 2.0006 | 23.4 | 44.4348 | 152.3375 | 79.3869 | 0 | 0 | 0.4087 | 0
5462 | 228 | 16 | 8 | Saturday | 13 | 0 | 68.576 | 34.1646 | 23.8662 | 33.0722 | 15.593 | 82.3426 | 2.1359 | 23.4 | 43.3972 | 152.321 | 66.7496 | 0 | 0 | 0 | 0
5463 | 228 | 16 | 8 | Saturday | 14 | 0 | 72.435 | 34.197 | 23.0131 | 33.0722 | 5.198 | 59.8911 | 2.1483 | 23.4 | 40.0673 | 152.0891 | 54.6931 | 0 | 0 | 0 | 0
5464 | 228 | 16 | 8 | Saturday | 15 | 0 | 77.702 | 34.196 | 23.9127 | 33.0722 | 5.198 | 13.5419 | 2.1506 | 23.4 | 29.0291 | 153.7277 | 8.3439 | 0 | 0 | 0 | 0
5465 | 228 | 16 | 8 | Saturday | 16 | 0 | 79.853 | 34.1944 | 24.9281 | 33.0722 | 20.791 | 0 | 2.1704 | 23.4 | 18.0233 | 155.1722 | 0 | 0 | 0 | 0 | 0
5466 | 228 | 16 | 8 | Saturday | 17 | 0 | 78.808 | 34.1665 | 22.8021 | 32.9581 | 25.989 | 0 | 2.1469 | 27 | 13.2631 | 156.3691 | 0 | 0 | 0 | 0 | 0
5467 | 228 | 16 | 8 | Saturday | 18 | 0 | 85.894 | 34.4341 | 35.4549 | 46.5147 | 36.384 | 0 | 2.2151 | 28.8 | 8.8647 | 185.485 | 0 | 0 | 0 | 0 | 0
5468 | 228 | 16 | 8 | Saturday | 19 | 0 | 93.579 | 35.3013 | 44.221 | 50.3878 | 36.384 | 0 | 2.2673 | 28.8 | 4.0169 | 199.8931 | 0 | 0 | 0 | 0 | 0
5469 | 228 | 16 | 8 | Saturday | 20 | 0 | 93.104 | 35.6339 | 58.7931 | 50.3878 | 25.989 | 0 | 2.2529 | 27 | 1.5613 | 212.7341 | 0 | 0 | 0 | 0 | 0
5470 | 228 | 16 | 8 | Saturday | 21 | 0 | 52.05 | 34.9715 | 61.3343 | 50.3878 | 15.593 | 0 | 2.1304 | 27 | 0.2847 | 210.2878 | 0 | 0 | 0 | 0 | 0
5471 | 228 | 16 | 8 | Saturday | 22 | 0 | 12.995 | 33.7398 | 49.2003 | 40.077 | 10.395 | 0 | 1.2272 | 19.8 | 0 | 158.4801 | 0 | 0 | 0 | 0 | 0
5472 | 228 | 16 | 8 | Saturday | 23 | 0 | 4.734 | 33.7182 | 28.1779 | 24.6242 | 10.395 | 0 | 0.5757 | 19.8 | 0 | 112.0698 | 0 | 0 | 0 | 0.3657 | 0
5473 | 229 | 17 | 8 | Sunday | 0 | 0 | 0.374 | 33.7182 | 24.1043 | 23.0149 | 5.198 | 0 | 0.0799 | 19.8 | 0 | 101.1219 | 0 | 0 | 0 | 0.4615 | 0
5474 | 229 | 17 | 8 | Sunday | 1 | 0 | 0 | 33.7182 | 23.3102 | 22.2101 | 5.198 | 0 | 0.0113 | 19.8 | 0 | 99.0499 | 0 | 0 | 0 | 0.5301 | 0
5475 | 229 | 17 | 8 | Sunday | 2 | 0 | 0 | 33.7182 | 17.5379 | 18.3373 | 5.198 | 0 | 0.0125 | 15.48 | 0 | 85.0859 | 0 | 0 | 0 | 0.5957 | 0
5476 | 229 | 17 | 8 | Sunday | 3 | 0 | 0 | 33.7182 | 17.5379 | 18.3373 | 5.198 | 0 | 0.0136 | 15.48 | 0 | 85.087 | 0 | 0 | 0 | 0.6604 | 0
5477 | 229 | 17 | 8 | Sunday | 4 | 0 | 0 | 33.7182 | 17.5379 | 18.3373 | 5.198 | 0 | 0.0148 | 15.48 | 0 | 85.0882 | 0 | 0 | 0 | 0.7246 | 0
5478 | 229 | 17 | 8 | Sunday | 5 | 0 | 0 | 33.7182 | 18.7817 | 18.3373 | 5.198 | 0 | 0.016 | 15.48 | 0 | 86.3331 | 0 | 0 | 0 | 0.7875 | 0
5479 | 229 | 17 | 8 | Sunday | 6 | 0 | 0 | 33.7182 | 26.9298 | 24.6242 | 25.989 | 0 | 0.0976 | 18.72 | 0.213 | 104.0899 | 0 | 0 | 0 | 4.8118 | 0
5480 | 229 | 17 | 8 | Sunday | 7 | 0 | 0 | 33.7182 | 33.0701 | 29.9942 | 36.384 | 0 | 0.1825 | 18.72 | 1.951 | 115.6851 | 0 | 0 | 0 | 9.026 | 0
5481 | 229 | 17 | 8 | Sunday | 8 | 0 | 0 | 33.7182 | 33.2084 | 33.2132 | 41.582 | 0 | 0.2667 | 23.4 | 3.9539 | 123.8065 | 0 | 0 | 0 | 13.3264 | 0
5482 | 229 | 17 | 8 | Sunday | 9 | 0 | 0 | 33.7182 | 25.0903 | 29.3396 | 25.989 | 0 | 0.1893 | 23.4 | 6.8086 | 111.7374 | 0 | 0 | 0 | 9.8406 | 0
5483 | 229 | 17 | 8 | Sunday | 10 | 0 | 0 | 33.7204 | 23.1192 | 32.5586 | 10.395 | 0.7242 | 0.0817 | 19.08 | 13.0156 | 108.56 | 0 | 0 | 0 | 4.2434 | 0
5484 | 229 | 17 | 8 | Sunday | 11 | 0 | 0 | 33.992 | 20.6732 | 32.5586 | 10.395 | 24.7336 | 0.1183 | 21.6 | 22.6526 | 108.942 | 14.3386 | 0 | 0 | 4.1613 | 0
5485 | 229 | 17 | 8 | Sunday | 12 | 0 | 11.261 | 33.947 | 19.6387 | 33.0367 | 15.593 | 63.9474 | 0.7859 | 19.08 | 33.8601 | 118.7756 | 48.3544 | 0 | 0 | 4.8523 | 0
5486 | 229 | 17 | 8 | Sunday | 13 | 0 | 12.925 | 33.9194 | 17.151 | 29.1634 | 15.593 | 86.6908 | 0.8667 | 18.36 | 41.3711 | 113.8125 | 71.0978 | 0 | 0 | 2.3127 | 0
5487 | 229 | 17 | 8 | Sunday | 14 | 0 | 18.295 | 33.9981 | 17.1391 | 29.1634 | 5.198 | 77.8807 | 1.2096 | 18 | 41.5232 | 120.2744 | 72.6827 | 0 | 0 | 0 | 0
5488 | 229 | 17 | 8 | Sunday | 15 | 0 | 22.293 | 34.0664 | 17.7285 | 29.1634 | 5.198 | 44.2285 | 1.2977 | 15.84 | 35.3251 | 123.6308 | 39.0305 | 0 | 0 | 0 | 0
5489 | 229 | 17 | 8 | Sunday | 16 | 0 | 20.662 | 34.0374 | 17.4563 | 27.5539 | 20.791 | 8.2092 | 1.153 | 23.04 | 26.3823 | 126.9514 | 0 | 0 | 0 | 0 | 0
5490 | 229 | 17 | 8 | Sunday | 17 | 0 | 29.654 | 34.0475 | 16.8686 | 26.399 | 25.989 | 0 | 1.6777 | 22.32 | 20.129 | 135.3508 | 0 | 0 | 0 | 0 | 0
5491 | 229 | 17 | 8 | Sunday | 18 | 0 | 31.191 | 34.0211 | 27.4687 | 38.0184 | 36.384 | 0 | 1.7005 | 23.4 | 12.6788 | 158.7976 | 0 | 0 | 0 | 0 | 0
5492 | 229 | 17 | 8 | Sunday | 19 | 0 | 24.516 | 33.9806 | 39.9204 | 45.7644 | 36.384 | 0 | 1.4733 | 22.68 | 4.6778 | 171.504 | 0 | 0 | 0 | 1.1545 | 0
5493 | 229 | 17 | 8 | Sunday | 20 | 0 | 17.226 | 33.9132 | 57.8443 | 49.6381 | 25.989 | 0 | 0.9853 | 22.68 | 1.6493 | 184.3705 | 0 | 0 | 0 | 2.8068 | 0
5494 | 229 | 17 | 8 | Sunday | 21 | 0 | 9.044 | 33.7852 | 48.5011 | 41.8913 | 15.593 | 0 | 0.5181 | 22.68 | 0.3132 | 157.2483 | 0 | 0 | 0 | 2.413 | 0
5495 | 229 | 17 | 8 | Sunday | 22 | 0 | 4.555 | 33.7223 | 40.3665 | 35.5897 | 10.395 | 0 | 0.2703 | 14.4 | 0 | 129.275 | 0 | 0 | 0 | 1.9032 | 0
5496 | 229 | 17 | 8 | Sunday | 23 | 0 | 1.513 | 33.7182 | 25.6748 | 24.6242 | 10.395 | 0 | 0.1187 | 14.4 | 0 | 100.1722 | 0 | 0 | 0 | 2.1338 | 0
5497 | 230 | 18 | 8 | Monday | 0 | 0 | 0.136 | 33.7182 | 17.5343 | 18.3373 | 5.198 | 0 | 0.0295 | 14.4 | 0 | 84.1673 | 0 | 0 | 0 | 1.1525 | 0
5498 | 230 | 18 | 8 | Monday | 1 | 0 | 0.059 | 33.7182 | 14.6472 | 16.4006 | 5.198 | 0 | 0.0267 | 11.88 | 0 | 76.7374 | 0 | 0 | 0 | 1.2101 | 0
5499 | 230 | 18 | 8 | Monday | 2 | 0 | 0 | 33.7182 | 11.7686 | 14.464 | 5.198 | 0 | 0.0247 | 11.88 | 0 | 71.8556 | 0 | 0 | 0 | 1.2671 | 0
5500 | 230 | 18 | 8 | Monday | 3 | 0 | 0 | 33.7182 | 11.7686 | 14.464 | 5.198 | 0 | 0.0257 | 11.88 | 0 | 71.8566 | 0 | 0 | 0 | 1.3232 | 0
5501 | 230 | 18 | 8 | Monday | 4 | 0 | 0 | 33.7182 | 13.0128 | 14.464 | 5.198 | 0 | 0.0267 | 11.88 | 0 | 73.1018 | 0 | 0 | 0 | 1.3785 | 0
5502 | 230 | 18 | 8 | Monday | 5 | 0 | 0 | 33.7182 | 22.6634 | 20.5805 | 5.198 | 0 | 0.0277 | 11.88 | 0 | 88.8699 | 0 | 0 | 0 | 1.4333 | 0
5503 | 230 | 18 | 8 | Monday | 6 | 0 | 0 | 33.7182 | 44.2686 | 35.484 | 25.989 | 0 | 0.1544 | 15.12 | 0.2742 | 128.7452 | 0 | 0 | 0 | 7.9233 | 0
5504 | 230 | 18 | 8 | Monday | 7 | 0 | 0 | 33.7182 | 54.4802 | 46.6998 | 36.384 | 0 | 0.2564 | 15.12 | 2.4735 | 150.2746 | 0 | 0 | 0 | 13.0753 | 0
5505 | 230 | 18 | 8 | Monday | 8 | 0 | 5.112 | 33.7457 | 56.2378 | 52.1343 | 41.582 | 0 | 0.5994 | 18.72 | 7.087 | 166.9208 | 0 | 0 | 0 | 17.5515 | 0
5506 | 230 | 18 | 8 | Monday | 9 | 0 | 5.899 | 34.0264 | 56.9137 | 52.8606 | 25.989 | 3.9061 | 0.5462 | 18.72 | 13.5037 | 169.5816 | 0 | 0 | 0 | 12.2181 | 0
5507 | 230 | 18 | 8 | Monday | 10 | 0 | 15.818 | 33.9553 | 54.9061 | 51.878 | 10.395 | 7.1131 | 0.9434 | 14.4 | 15.1205 | 173.424 | 0 | 0 | 0 | 4.9667 | 0
5508 | 230 | 18 | 8 | Monday | 11 | 0 | 16.227 | 33.9675 | 55.8021 | 51.878 | 10.395 | 0 | 0.9512 | 18.36 | 11.1032 | 178.5093 | 0 | 0 | 0 | 5.0532 | 0
5509 | 230 | 18 | 8 | Monday | 12 | 0 | 19.205 | 34.0092 | 54.934 | 51.1854 | 15.593 | 0 | 1.1698 | 18.36 | 8.0095 | 180.4308 | 0 | 0 | 0 | 7.8633 | 0
5510 | 230 | 18 | 8 | Monday | 13 | 0 | 18.81 | 34.0103 | 56.5855 | 51.878 | 15.593 | 0 | 1.1537 | 18.36 | 7.6031 | 182.3323 | 0 | 0 | 0 | 8.1898 | 0
5511 | 230 | 18 | 8 | Monday | 14 | 0 | 16.759 | 33.9725 | 56.6463 | 51.878 | 5.198 | 0 | 0.9383 | 18.36 | 8.1913 | 179.921 | 0 | 0 | 0 | 2.8006 | 0
5512 | 230 | 18 | 8 | Monday | 15 | 0 | 14.784 | 33.9194 | 57.6697 | 51.878 | 5.198 | 0 | 0.8302 | 18.36 | 8.8326 | 178.647 | 0 | 0 | 0 | 2.8375 | 0
5513 | 230 | 18 | 8 | Monday | 16 | 0 | 17.161 | 33.9619 | 56.709 | 50.7246 | 20.791 | 0 | 1.1303 | 22.68 | 9.0156 | 183.8576 | 0 | 0 | 0 | 11.6899 | 0
5514 | 230 | 18 | 8 | Monday | 17 | 0 | 23.401 | 34.0403 | 48.124 | 43.0931 | 25.989 | 0 | 1.562 | 28.8 | 8.9326 | 181.6077 | 0 | 0 | 0 | 15.332 | 0
5515 | 230 | 18 | 8 | Monday | 18 | 0 | 30.193 | 34.028 | 47.3992 | 51.7393 | 36.384 | 0 | 2.0205 | 30.96 | 8.602 | 198.0014 | 0 | 0 | 0 | 22.7187 | 0
5516 | 230 | 18 | 8 | Monday | 19 | 0 | 22.47 | 33.9438 | 55.9923 | 57.1787 | 36.384 | 0 | 1.6659 | 25.2 | 4.2454 | 198.4066 | 0 | 0 | 0 | 24.0737 | 0
5517 | 230 | 18 | 8 | Monday | 20 | 0 | 17.596 | 33.9014 | 73.7881 | 60.483 | 25.989 | 0 | 1.2687 | 25.2 | 1.4263 | 213.6725 | 0 | 0 | 0 | 17.9671 | 0
5518 | 230 | 18 | 8 | Monday | 21 | 0 | 12.882 | 33.841 | 69.495 | 55.4564 | 15.593 | 0 | 0.8798 | 25.2 | 0.2346 | 198.8041 | 0 | 0 | 0 | 11.0719 | 0
5519 | 230 | 18 | 8 | Monday | 22 | 0 | 4.461 | 33.7281 | 49.7368 | 40.0199 | 10.395 | 0 | 0.3679 | 16.2 | 0 | 144.8774 | 0 | 0 | 0 | 7.4993 | 0
5520 | 230 | 18 | 8 | Monday | 23 | 0 | 0.548 | 33.7182 | 26.9226 | 24.6242 | 10.395 | 0 | 0.1693 | 16.2 | 0 | 102.2268 | 0 | 0 | 0 | 7.592 | 0
5521 | 231 | 19 | 8 | Tuesday | 0 | 0 | 0.007 | 33.7182 | 17.5343 | 18.3373 | 5.198 | 0 | 0.0718 | 14.4 | 0 | 84.0691 | 0 | 0 | 0 | 3.8297 | 0
5522 | 231 | 19 | 8 | Tuesday | 1 | 0 | 0 | 33.7182 | 14.6472 | 16.4006 | 5.198 | 0 | 0.0719 | 11.88 | 0 | 76.7179 | 0 | 0 | 0 | 3.8532 | 0
5523 | 231 | 19 | 8 | Tuesday | 2 | 0 | 0 | 33.7182 | 11.7686 | 14.464 | 5.198 | 0 | 0.0723 | 11.88 | 0 | 71.9031 | 0 | 0 | 0 | 3.8756 | 0
5524 | 231 | 19 | 8 | Tuesday | 3 | 0 | 0 | 33.7182 | 11.7686 | 14.464 | 5.198 | 0 | 0.0727 | 11.88 | 0 | 71.9036 | 0 | 0 | 0 | 3.8981 | 0
5525 | 231 | 19 | 8 | Tuesday | 4 | 0 | 0 | 33.7182 | 13.0128 | 14.464 | 5.198 | 0 | 0.0731 | 11.88 | 0 | 73.1481 | 0 | 0 | 0 | 3.9203 | 0
5526 | 231 | 19 | 8 | Tuesday | 5 | 0 | 0 | 33.7182 | 22.6634 | 20.5805 | 5.198 | 0 | 0.0735 | 11.88 | 0 | 88.9156 | 0 | 0 | 0 | 3.9421 | 0
5527 | 231 | 19 | 8 | Tuesday | 6 | 0 | 0 | 33.7182 | 44.0712 | 35.484 | 25.989 | 0 | 0.3749 | 15.12 | 0.3563 | 128.7683 | 0 | 0 | 0 | 20.0139 | 0
5528 | 231 | 19 | 8 | Tuesday | 7 | 0 | 0 | 33.7182 | 51.5461 | 46.6998 | 36.384 | 0 | 0.5433 | 15.12 | 2.9305 | 147.6275 | 0 | 0 | 0 | 28.8101 | 0
5529 | 231 | 19 | 8 | Tuesday | 8 | 0 | 0 | 33.7203 | 56.7465 | 52.1343 | 41.582 | 0 | 0.6431 | 18.72 | 6.1782 | 161.9643 | 0 | 0 | 0 | 33.9689 | 0
5530 | 231 | 19 | 8 | Tuesday | 9 | 0 | 0.219 | 33.7486 | 59.7907 | 52.8606 | 25.989 | 2.7244 | 0.4213 | 18.72 | 9.0806 | 165.7785 | 0 | 0 | 0 | 21.7171 | 0
5531 | 231 | 19 | 8 | Tuesday | 10 | 0 | 5.86 | 33.9475 | 56.0849 | 51.878 | 10.395 | 11.6764 | 0.484 | 14.4 | 11.7452 | 163.1322 | 1.2814 | 0 | 0 | 8.6021 | 0
5532 | 231 | 19 | 8 | Tuesday | 11 | 0 | 13.796 | 33.9232 | 55.4467 | 51.878 | 10.395 | 15.4807 | 0.9018 | 18.36 | 13.2012 | 175.4305 | 5.0857 | 0 | 0 | 8.3178 | 0
5533 | 231 | 19 | 8 | Tuesday | 12 | 0 | 16.768 | 33.982 | 53.0882 | 51.1854 | 15.593 | 24.3545 | 1.1453 | 18.36 | 16.1508 | 175.8966 | 8.7615 | 0 | 0 | 11.8695 | 0
5534 | 231 | 19 | 8 | Tuesday | 13 | 0 | 17.913 | 34.0025 | 53.4442 | 51.878 | 15.593 | 35.2768 | 1.2082 | 18.36 | 19.8254 | 178.2671 | 19.6838 | 0 | 0 | 10.8803 | 0
5535 | 231 | 19 | 8 | Tuesday | 14 | 0 | 16.938 | 33.9863 | 53.2415 | 51.878 | 5.198 | 35.6722 | 1.0119 | 18.36 | 20.7911 | 176.7977 | 30.4742 | 0 | 0 | 3.2248 | 0
5536 | 231 | 19 | 8 | Tuesday | 15 | 0 | 15.513 | 33.954 | 53.3146 | 51.878 | 5.198 | 53.6692 | 0.9521 | 18.36 | 27.4069 | 175.2369 | 48.4712 | 0 | 0 | 2.6825 | 0
5537 | 231 | 19 | 8 | Tuesday | 16 | 0 | 14.387 | 33.9342 | 53.9109 | 50.7246 | 20.791 | 52.1525 | 0.9948 | 22.68 | 29.7828 | 177.8045 | 31.3615 | 0 | 0 | 8.2306 | 0
5538 | 231 | 19 | 8 | Tuesday | 17 | 0 | 13.346 | 33.9184 | 46.6109 | 43.0931 | 25.989 | 15.2052 | 0.8972 | 28.8 | 21.393 | 167.7545 | 0 | 0 | 0 | 9.0635 | 0
5539 | 231 | 19 | 8 | Tuesday | 18 | 0 | 15.434 | 33.9646 | 44.7123 | 51.7393 | 36.384 | 0 | 1.0882 | 30.96 | 11.9338 | 179.1569 | 0 | 0 | 0 | 14.1706 | 0
5540 | 231 | 19 | 8 | Tuesday | 19 | 0 | 14.867 | 33.9697 | 51.9601 | 57.1787 | 36.384 | 0 | 1.0946 | 25.2 | 4.6462 | 185.4825 | 0 | 0 | 0 | 16.2235 | 0
5541 | 231 | 19 | 8 | Tuesday | 20 | 0 | 14.891 | 33.9767 | 73.0582 | 60.483 | 25.989 | 0 | 1.0246 | 25.2 | 1.5908 | 209.8478 | 0 | 0 | 0 | 12.7562 | 0
5542 | 231 | 19 | 8 | Tuesday | 21 | 0 | 10.785 | 33.9183 | 69.495 | 55.4564 | 15.593 | 0 | 0.7127 | 25.2 | 0.2541 | 196.4468 | 0 | 0 | 0 | 8.0955 | 0
5543 | 231 | 19 | 8 | Tuesday | 22 | 0 | 3.575 | 33.7371 | 49.7368 | 40.0199 | 10.395 | 0 | 0.287 | 16.2 | 0 | 143.8466 | 0 | 0 | 0 | 5.5757 | 0
5544 | 231 | 19 | 8 | Tuesday | 23 | 0 | 0.407 | 33.7182 | 26.9226 | 24.6242 | 10.395 | 0 | 0.128 | 16.2 | 0 | 102.0333 | 0 | 0 | 0 | 5.7158 | 0
5545 | 232 | 20 | 8 | Wednesday | 0 | 0 | 0.004 | 33.7182 | 17.5343 | 18.3373 | 5.198 | 0 | 0.0548 | 14.4 | 0 | 84.0488 | 0 | 0 | 0 | 2.9095 | 0
5546 | 232 | 20 | 8 | Wednesday | 1 | 0 | 0 | 33.7182 | 14.6472 | 16.4006 | 5.198 | 0 | 0.0553 | 11.88 | 0 | 76.7014 | 0 | 0 | 0 | 2.9446 | 0
5547 | 232 | 20 | 8 | Wednesday | 2 | 0 | 0 | 33.7182 | 11.7686 | 14.464 | 5.198 | 0 | 0.0559 | 11.88 | 0 | 71.8868 | 0 | 0 | 0 | 2.9791 | 0
5548 | 232 | 20 | 8 | Wednesday | 3 | 0 | 0 | 33.7182 | 11.7686 | 14.464 | 5.198 | 0 | 0.0565 | 11.88 | 0 | 71.8874 | 0 | 0 | 0 | 3.0131 | 0
5549 | 232 | 20 | 8 | Wednesday | 4 | 0 | 0 | 33.7182 | 13.0128 | 14.464 | 5.198 | 0 | 0.0572 | 11.88 | 0 | 73.1322 | 0 | 0 | 0 | 3.0465 | 0
5550 | 232 | 20 | 8 | Wednesday | 5 | 0 | 0 | 33.731 | 22.6634 | 20.5805 | 5.198 | 0 | 0.0578 | 11.88 | 0 | 88.9127 | 0 | 0 | 0 | 3.0796 | 0
5551 | 232 | 20 | 8 | Wednesday | 6 | 0 | 0 | 33.7194 | 44.1177 | 35.484 | 25.989 | 0 | 0.2991 | 15.12 | 0.2603 | 128.7401 | 0 | 0 | 0 | 15.8579 | 0
5552 | 232 | 20 | 8 | Wednesday | 7 | 0 | 0 | 33.7182 | 55.2939 | 46.6998 | 36.384 | 0 | 0.4447 | 15.12 | 3.1646 | 151.2767 | 0 | 0 | 0 | 23.4014 | 0
5553 | 232 | 20 | 8 | Wednesday | 8 | 0 | 0 | 33.7201 | 60.1095 | 52.1343 | 41.582 | 2.8274 | 0.544 | 18.72 | 11.4723 | 165.228 | 0 | 0 | 0 | 28.2862 | 0
5554 | 232 | 20 | 8 | Wednesday | 9 | 0 | 0.205 | 33.7465 | 59.0697 | 52.8606 | 25.989 | 30.5418 | 0.388 | 18.72 | 20.8317 | 165.0069 | 4.5528 | 0 | 0 | 17.5139 | 0
5555 | 232 | 20 | 8 | Wednesday | 10 | 0 | 3.759 | 33.9334 | 55.1559 | 51.878 | 10.395 | 55.4893 | 0.3937 | 14.4 | 28.4594 | 159.8257 | 45.0943 | 0 | 0 | 6.0485 | 0
5556 | 232 | 20 | 8 | Wednesday | 11 | 0 | 13.7 | 33.9345 | 53.7996 | 51.878 | 10.395 | 61.4976 | 0.904 | 18.36 | 31.7443 | 173.694 | 51.1026 | 0 | 0 | 4.6303 | 0
5557 | 232 | 20 | 8 | Wednesday | 12 | 0 | 16.343 | 33.9923 | 51.6017 | 51.1854 | 15.593 | 50.8536 | 1.0402 | 18.36 | 30.7519 | 173.8558 | 35.2606 | 0 | 0 | 5.087 | 0
5558 | 232 | 20 | 8 | Wednesday | 13 | 0 | 16.66 | 33.9777 | 52.2801 | 51.878 | 15.593 | 51.4925 | 1.0315 | 18.36 | 32.4569 | 175.5466 | 35.8995 | 0 | 0 | 3.5925 | 0
5559 | 232 | 20 | 8 | Wednesday | 14 | 0 | 14.041 | 33.9275 | 52.4383 | 51.878 | 5.198 | 49.2994 | 0.9122 | 18.36 | 33.4033 | 172.7025 | 44.1014 | 0 | 0 | 0.579 | 0
5560 | 232 | 20 | 8 | Wednesday | 15 | 0 | 12.565 | 33.8991 | 53.2645 | 51.878 | 5.198 | 19.0388 | 0.9599 | 18.36 | 26.6731 | 171.9516 | 13.8408 | 0 | 0 | 0 | 0
5561 | 232 | 20 | 8 | Wednesday | 16 | 0 | 12.216 | 33.8906 | 54.0468 | 50.7246 | 20.791 | 0.9774 | 0.6675 | 22.68 | 21.089 | 175.2211 | 0 | 0 | 0 | 1.2096 | 0
5562 | 232 | 20 | 8 | Wednesday | 17 | 0 | 14.053 | 33.9305 | 46.7312 | 43.0931 | 25.989 | 0 | 0.8001 | 28.8 | 17.5141 | 168.5544 | 0 | 0 | 0 | 2.9507 | 0
5563 | 232 | 20 | 8 | Wednesday | 18 | 0 | 17.967 | 33.9938 | 45.1072 | 51.7393 | 36.384 | 0 | 1.0902 | 30.96 | 11.2959 | 182.3235 | 0 | 0 | 0 | 6.6042 | 0
5564 | 232 | 20 | 8 | Wednesday | 19 | 0 | 16.778 | 34.0043 | 52.6767 | 57.1787 | 36.384 | 0 | 1.073 | 25.2 | 4.3559 | 188.2798 | 0 | 0 | 0 | 9.2748 | 0
5565 | 232 | 20 | 8 | Wednesday | 20 | 0 | 15.32 | 34.0039 | 72.9531 | 60.483 | 25.989 | 0 | 0.964 | 25.2 | 1.4304 | 210.1732 | 0 | 0 | 0 | 8.1436 | 0
5566 | 232 | 20 | 8 | Wednesday | 21 | 0 | 11.04 | 33.9281 | 69.495 | 55.4564 | 15.593 | 0 | 0.6782 | 25.2 | 0.2362 | 196.6973 | 0 | 0 | 0 | 5.4609 | 0
5567 | 232 | 20 | 8 | Wednesday | 22 | 0 | 3.583 | 33.7388 | 49.7368 | 40.0199 | 10.395 | 0 | 0.2564 | 16.2 | 0 | 143.8264 | 0 | 0 | 0 | 3.873 | 0
5568 | 232 | 20 | 8 | Wednesday | 23 | 0 | 0.367 | 33.7182 | 26.9226 | 24.6242 | 10.395 | 0 | 0.0957 | 16.2 | 0 | 101.9574 | 0 | 0 | 0 | 4.0551 | 0
5569 | 233 | 21 | 8 | Thursday | 0 | 0 | 0.003 | 33.7182 | 17.5343 | 18.3373 | 5.198 | 0 | 0.0399 | 14.4 | 0 | 84.0324 | 0 | 0 | 0 | 2.0948 | 0
5570 | 233 | 21 | 8 | Thursday | 1 | 0 | 0 | 33.7184 | 14.6472 | 16.4006 | 5.198 | 0 | 0.0406 | 11.88 | 0 | 76.6869 | 0 | 0 | 0 | 2.1404 | 0
5571 | 233 | 21 | 8 | Thursday | 2 | 0 | 0 | 33.7333 | 11.7686 | 14.464 | 5.198 | 0 | 0.0414 | 11.88 | 0 | 71.8874 | 0 | 0 | 0 | 2.1853 | 0
5572 | 233 | 21 | 8 | Thursday | 3 | 0 | 0 | 33.7527 | 11.7686 | 14.464 | 5.198 | 0 | 0.0423 | 11.88 | 0 | 71.9076 | 0 | 0 | 0 | 2.2295 | 0
5573 | 233 | 21 | 8 | Thursday | 4 | 0 | 0 | 33.7702 | 13.0128 | 14.464 | 5.198 | 0 | 0.043 | 11.88 | 0 | 73.17 | 0 | 0 | 0 | 2.2733 | 0
5574 | 233 | 21 | 8 | Thursday | 5 | 0 | 0 | 33.7714 | 22.6634 | 20.5805 | 5.198 | 0 | 0.0438 | 11.88 | 0 | 88.9392 | 0 | 0 | 0 | 2.3162 | 0
5575 | 233 | 21 | 8 | Thursday | 6 | 0 | 0 | 33.7246 | 44.1077 | 35.484 | 25.989 | 0 | 0.232 | 15.12 | 0.293 | 128.6682 | 0 | 0 | 0 | 12.1792 | 0
5576 | 233 | 21 | 8 | Thursday | 7 | 0 | 0 | 33.7182 | 52.4359 | 46.6998 | 36.384 | 0 | 0.3574 | 15.12 | 3.2153 | 148.3314 | 0 | 0 | 0 | 18.6139 | 0
5577 | 233 | 21 | 8 | Thursday | 8 | 0 | 0 | 33.7196 | 56.7887 | 52.1343 | 41.582 | 1.4042 | 0.4511 | 18.72 | 12.1013 | 161.8137 | 0 | 0 | 0 | 23.319 | 0
5578 | 233 | 21 | 8 | Thursday | 9 | 0 | 0.171 | 33.7426 | 58.0974 | 52.8606 | 25.989 | 38.9513 | 0.3456 | 18.72 | 25.3375 | 163.9506 | 12.9623 | 0 | 0 | 14.5553 | 0
5579 | 233 | 21 | 8 | Thursday | 10 | 0 | 4.347 | 33.9482 | 54.3001 | 51.878 | 10.395 | 79.7026 | 0.4361 | 14.4 | 36.7924 | 159.6632 | 69.3076 | 0 | 0 | 4.4758 | 0
5580 | 233 | 21 | 8 | Thursday | 11 | 0 | 14.656 | 33.9532 | 52.8145 | 51.878 | 10.395 | 88.9062 | 0.9574 | 18.36 | 41.5702 | 173.8142 | 78.5112 | 0 | 0 | 2.4033 | 0
5581 | 233 | 21 | 8 | Thursday | 12 | 0 | 19.37 | 34.0137 | 50.6323 | 51.1854 | 15.593 | 68.0544 | 1.2634 | 18.36 | 39.0084 | 176.4058 | 52.4614 | 0 | 0 | 0.8984 | 0
5582 | 233 | 21 | 8 | Thursday | 13 | 0 | 21.625 | 34.0398 | 51.8425 | 51.878 | 15.593 | 43.9277 | 1.2302 | 18.36 | 34.3455 | 180.8182 | 28.3347 | 0 | 0 | 0 | 0
5583 | 233 | 21 | 8 | Thursday | 14 | 0 | 21.221 | 33.9834 | 52.1415 | 51.878 | 5.198 | 30.4468 | 1.1919 | 18.36 | 31.8806 | 180.909 | 25.2488 | 0 | 0 | 0 | 0
5584 | 233 | 21 | 8 | Thursday | 15 | 0 | 21.182 | 33.9725 | 52.718 | 51.878 | 5.198 | 15.9915 | 1.1712 | 18.36 | 28.7097 | 181.6201 | 10.7935 | 0 | 0 | 0 | 0
5585 | 233 | 21 | 8 | Thursday | 16 | 0 | 24.267 | 34.0681 | 53.4123 | 50.7246 | 20.791 | 0.7992 | 1.3399 | 22.68 | 22.6141 | 189.6404 | 0 | 0 | 0 | 0 | 0
5586 | 233 | 21 | 8 | Thursday | 17 | 0 | 25.747 | 34.0459 | 46.1119 | 43.0931 | 25.989 | 0 | 1.4215 | 28.8 | 16.2528 | 182.4182 | 0 | 0 | 0 | 0 | 0
5587 | 233 | 21 | 8 | Thursday | 18 | 0 | 26.128 | 34.0067 | 43.9312 | 51.7393 | 36.384 | 0 | 1.5642 | 30.96 | 9.8931 | 191.4594 | 0 | 0 | 0 | 0.7198 | 0
5588 | 233 | 21 | 8 | Thursday | 19 | 0 | 22.691 | 33.9606 | 49.3527 | 57.1787 | 36.384 | 0 | 1.315 | 25.2 | 5.0573 | 191.9981 | 0 | 0 | 0 | 3.8456 | 0
5589 | 233 | 21 | 8 | Thursday | 20 | 0 | 17.589 | 33.8981 | 72.1415 | 60.483 | 25.989 | 0 | 1.0238 | 25.2 | 1.2066 | 211.7709 | 0 | 0 | 0 | 4.5414 | 0
5590 | 233 | 21 | 8 | Thursday | 21 | 0 | 11.886 | 33.8268 | 69.495 | 55.4564 | 15.593 | 0 | 0.6862 | 25.2 | 0 | 197.5197 | 0 | 0 | 0 | 3.4034 | 0
5591 | 233 | 21 | 8 | Thursday | 22 | 0 | 3.885 | 33.7264 | 49.7368 | 40.0199 | 10.395 | 0 | 0.2478 | 16.2 | 0 | 144.1323 | 0 | 0 | 0 | 2.5433 | 0
5592 | 233 | 21 | 8 | Thursday | 23 | 0 | 0.352 | 33.7182 | 26.9226 | 24.6242 | 10.395 | 0 | 0.0713 | 16.2 | 0 | 101.9174 | 0 | 0 | 0 | 2.7581 | 0
5593 | 234 | 22 | 8 | Friday | 0 | 0 | 0.003 | 33.7182 | 17.5343 | 18.3373 | 5.198 | 0 | 0.0283 | 14.4 | 0 | 84.0214 | 0 | 0 | 0 | 1.4588 | 0
5594 | 234 | 22 | 8 | Friday | 1 | 0 | 0 | 33.7182 | 14.6472 | 16.4006 | 5.198 | 0 | 0.0292 | 11.88 | 0 | 76.6753 | 0 | 0 | 0 | 1.5125 | 0
5595 | 234 | 22 | 8 | Friday | 2 | 0 | 0 | 33.7182 | 11.7686 | 14.464 | 5.198 | 0 | 0.0301 | 11.88 | 0 | 71.861 | 0 | 0 | 0 | 1.5655 | 0
5596 | 234 | 22 | 8 | Friday | 3 | 0 | 0 | 33.7182 | 11.7686 | 14.464 | 5.198 | 0 | 0.0311 | 11.88 | 0 | 71.862 | 0 | 0 | 0 | 1.6176 | 0
5597 | 234 | 22 | 8 | Friday | 4 | 0 | 0 | 33.7182 | 13.0128 | 14.464 | 5.198 | 0 | 0.032 | 11.88 | 0 | 73.1071 | 0 | 0 | 0 | 1.6693 | 0
5598 | 234 | 22 | 8 | Friday | 5 | 0 | 0 | 33.7182 | 22.6634 | 20.5805 | 5.198 | 0 | 0.033 | 11.88 | 0 | 88.8751 | 0 | 0 | 0 | 1.7201 | 0
5599 | 234 | 22 | 8 | Friday | 6 | 0 | 0 | 33.7182 | 44.2811 | 35.484 | 25.989 | 0 | 0.1796 | 15.12 | 0.2046 | 128.7829 | 0 | 0 | 0 | 9.3064 | 0
5600 | 234 | 22 | 8 | Friday | 7 | 0 | 0 | 33.7182 | 58.5778 | 46.6998 | 36.384 | 0 | 0.2892 | 15.12 | 2.038 | 154.405 | 0 | 0 | 0 | 14.8752 | 0
5601 | 234 | 22 | 8 | Friday | 8 | 0 | 0 | 33.7206 | 58.6435 | 52.1343 | 41.582 | 0 | 0.378 | 18.72 | 7.7742 | 163.5964 | 0 | 0 | 0 | 19.4294 | 0
5602 | 234 | 22 | 8 | Friday | 9 | 0 | 0.245 | 33.7555 | 57.2191 | 52.8606 | 25.989 | 14.1216 | 0.2833 | 18.72 | 17.1238 | 163.1033 | 0 | 0 | 0 | 13.0899 | 0
5603 | 234 | 22 | 8 | Friday | 10 | 0 | 11.724 | 33.9671 | 54.072 | 51.878 | 10.395 | 39.1613 | 0.7752 | 14.4 | 23.7223 | 168.0537 | 28.7663 | 0 | 0 | 4.775 | 0
5604 | 234 | 22 | 8 | Friday | 11 | 0 | 23.22 | 34.0731 | 52.7665 | 51.878 | 10.395 | 59.4791 | 1.4238 | 18.36 | 30.4615 | 184.4909 | 49.0841 | 0 | 0 | 3.6858 | 0
5605 | 234 | 22 | 8 | Friday | 12 | 0 | 31.239 | 34.1075 | 50.4749 | 51.1854 | 15.593 | 91.8213 | 1.8668 | 18.36 | 41.1506 | 189.7602 | 76.2283 | 0 | 0 | 2.9442 | 0
5606 | 234 | 22 | 8 | Friday | 13 | 0 | 38.085 | 34.0991 | 51.6222 | 51.878 | 15.593 | 86.1954 | 1.9068 | 18.36 | 42.5518 | 191.8982 | 70.6024 | 0 | 0 | 0.2637 | 0
5607 | 234 | 22 | 8 | Friday | 14 | 0 | 43.633 | 34.0801 | 52.2711 | 51.878 | 5.198 | 22.5084 | 1.78 | 18.36 | 28.054 | 192.5581 | 17.3104 | 0 | 0 | 0 | 0
5608 | 234 | 22 | 8 | Friday | 15 | 0 | 41.144 | 34.0706 | 53.4524 | 51.878 | 5.198 | 0 | 1.7301 | 18.36 | 15.7289 | 193.6799 | 0 | 0 | 0 | 0 | 0
5609 | 234 | 22 | 8 | Friday | 16 | 0 | 54.443 | 34.0718 | 54.2604 | 50.7246 | 20.791 | 0 | 1.8548 | 22.68 | 11.8644 | 198.0904 | 0 | 0 | 0 | 0 | 0
5610 | 234 | 22 | 8 | Friday | 17 | 0 | 54.768 | 34.0981 | 46.7765 | 43.0931 | 25.989 | 0 | 1.9298 | 28.8 | 9.767 | 189.2049 | 0 | 0 | 0 | 0 | 0
5611 | 234 | 22 | 8 | Friday | 18 | 0 | 42.165 | 34.0836 | 44.7988 | 51.7393 | 36.384 | 0 | 1.8674 | 30.96 | 7.1222 | 197.638 | 0 | 0 | 0 | 1.8516 | 0
5612 | 234 | 22 | 8 | Friday | 19 | 0 | 35.895 | 34.2061 | 50.2543 | 57.1787 | 36.384 | 0 | 1.8006 | 25.2 | 4.0949 | 202.6633 | 0 | 0 | 0 | 5.0226 | 0
5613 | 234 | 22 | 8 | Friday | 20 | 0 | 28.023 | 33.9826 | 72.7248 | 60.483 | 25.989 | 0 | 1.6293 | 25.2 | 1.0119 | 224.8926 | 0 | 0 | 0 | 5.3212 | 0
5614 | 234 | 22 | 8 | Friday | 21 | 0 | 16.631 | 33.7863 | 69.495 | 55.4564 | 15.593 | 0 | 0.9557 | 25.2 | 0 | 202.9727 | 0 | 0 | 0 | 3.8489 | 0
5615 | 234 | 22 | 8 | Friday | 22 | 0 | 4.937 | 33.7192 | 49.7368 | 40.0199 | 10.395 | 0 | 0.3076 | 16.2 | 0 | 145.323 | 0 | 0 | 0 | 2.8312 | 0
5616 | 234 | 22 | 8 | Friday | 23 | 0 | 0.519 | 33.7182 | 26.9226 | 24.6242 | 10.395 | 0 | 0.0849 | 16.2 | 0 | 102.1117 | 0 | 0 | 0 | 3.0389 | 0
5617 | 235 | 23 | 8 | Saturday | 0 | 0 | 0.048 | 33.7182 | 18.3332 | 19.1419 | 5.198 | 0 | 0.0331 | 15.84 | 0 | 87.1183 | 0 | 0 | 0 | 1.5963 | 0
5618 | 235 | 23 | 8 | Saturday | 1 | 0 | 0 | 33.7182 | 17.5283 | 18.3373 | 5.198 | 0 | 0.0317 | 12.6 | 0 | 82.2159 | 0 | 0 | 0 | 1.6485 | 0
5619 | 235 | 23 | 8 | Saturday | 2 | 0 | 0 | 33.7182 | 11.771 | 14.464 | 5.198 | 0 | 0.0326 | 12.6 | 0 | 72.5859 | 0 | 0 | 0 | 1.6996 | 0
5620 | 235 | 23 | 8 | Saturday | 3 | 0 | 0 | 33.7182 | 11.771 | 14.464 | 5.198 | 0 | 0.0335 | 12.6 | 0 | 72.5868 | 0 | 0 | 0 | 1.7503 | 0
5621 | 235 | 23 | 8 | Saturday | 4 | 0 | 0 | 33.7182 | 11.771 | 14.464 | 5.198 | 0 | 0.0344 | 12.6 | 0 | 72.5877 | 0 | 0 | 0 | 1.8 | 0
5622 | 235 | 23 | 8 | Saturday | 5 | 0 | 0 | 33.7182 | 13.0152 | 14.464 | 5.198 | 0 | 0.0353 | 12.6 | 0 | 73.8327 | 0 | 0 | 0 | 1.8493 | 0
5623 | 235 | 23 | 8 | Saturday | 6 | 0 | 0 | 33.7182 | 30.2657 | 24.9086 | 25.989 | 0 | 0.1909 | 14.4 | 0.257 | 103.4834 | 0 | 0 | 0 | 9.9282 | 0
5624 | 235 | 23 | 8 | Saturday | 7 | 0 | 0 | 33.7182 | 31.2418 | 26.405 | 36.384 | 0 | 0.304 | 11.52 | 2.8025 | 103.1889 | 0 | 0 | 0 | 15.6845 | 0
5625 | 235 | 23 | 8 | Saturday | 8 | 0 | 0 | 33.7182 | 36.0426 | 37.4339 | 41.582 | 0 | 0.3934 | 16.2 | 9.4329 | 123.7881 | 0 | 0 | 0 | 20.274 | 0
5626 | 235 | 23 | 8 | Saturday | 9 | 0 | 0 | 33.7391 | 32.8039 | 37.9057 | 25.989 | 11.7442 | 0.2774 | 16.2 | 17.2703 | 120.926 | 0 | 0 | 0 | 13.6516 | 0
5627 | 235 | 23 | 8 | Saturday | 10 | 0 | 3.073 | 33.8828 | 29.8937 | 37.2508 | 10.395 | 48.4165 | 0.3267 | 15.12 | 27.2451 | 119.797 | 38.0215 | 0 | 0 | 4.9314 | 0
5628 | 235 | 23 | 8 | Saturday | 11 | 0 | 16.43 | 33.9931 | 27.2003 | 35.3135 | 10.395 | 73.9987 | 1.059 | 21.6 | 35.4426 | 137.2612 | 63.6037 | 0 | 0 | 3.4777 | 0
5629 | 235 | 23 | 8 | Saturday | 12 | 0 | 25.532 | 34.0754 | 24.1459 | 34.2247 | 15.593 | 79.8603 | 1.5692 | 23.4 | 38.7016 | 146.0809 | 64.2673 | 0 | 0 | 2.5541 | 0
5630 | 235 | 23 | 8 | Saturday | 13 | 0 | 29.472 | 34.0941 | 23.7584 | 33.0722 | 15.593 | 63.7218 | 1.812 | 23.4 | 36.8857 | 148.9677 | 48.1288 | 0 | 0 | 0.3367 | 0
5631 | 235 | 23 | 8 | Saturday | 14 | 0 | 39.489 | 34.0595 | 22.8784 | 33.0722 | 5.198 | 44.0369 | 1.7673 | 23.4 | 33.365 | 148.6144 | 38.8389 | 0 | 0 | 0 | 0
5632 | 235 | 23 | 8 | Saturday | 15 | 0 | 48.883 | 34.04 | 23.5427 | 33.0722 | 5.198 | 31.8946 | 1.856 | 23.4 | 31.2872 | 150.27 | 26.6966 | 0 | 0 | 0 | 0
5633 | 235 | 23 | 8 | Saturday | 16 | 0 | 37.674 | 34.0317 | 24.3736 | 33.0722 | 20.791 | 4.1166 | 1.7224 | 23.4 | 23.2636 | 150.7889 | 0 | 0 | 0 | 0 | 0
5634 | 235 | 23 | 8 | Saturday | 17 | 0 | 52.943 | 34.0313 | 22.4309 | 32.9581 | 25.989 | 0 | 1.8506 | 27 | 13.8816 | 152.7181 | 0 | 0 | 0 | 0 | 0
5635 | 235 | 23 | 8 | Saturday | 18 | 0 | 54.152 | 34.079 | 35.0539 | 46.5147 | 36.384 | 0 | 1.9569 | 28.8 | 8.0584 | 180.8809 | 0 | 0 | 0 | 0 | 0
5636 | 235 | 23 | 8 | Saturday | 19 | 0 | 43.099 | 34.0168 | 44.197 | 50.3878 | 36.384 | 0 | 1.8133 | 28.8 | 3.6766 | 193.4037 | 0 | 0 | 0 | 2.1872 | 0
5637 | 235 | 23 | 8 | Saturday | 20 | 0 | 33.715 | 33.998 | 59.7589 | 50.3878 | 25.989 | 0 | 1.74 | 27 | 0.8248 | 206.6194 | 0 | 0 | 0 | 3.4792 | 0
5638 | 235 | 23 | 8 | Saturday | 21 | 0 | 24.656 | 33.9165 | 61.3343 | 50.3878 | 15.593 | 0 | 1.4062 | 27 | 0 | 201.6785 | 0 | 0 | 0 | 2.7968 | 0
5639 | 235 | 23 | 8 | Saturday | 22 | 0 | 11.39 | 33.7224 | 49.2003 | 40.077 | 10.395 | 0 | 0.6392 | 19.8 | 0 | 155.9732 | 0 | 0 | 0 | 2.1512 | 0
5640 | 235 | 23 | 8 | Saturday | 23 | 0 | 3.932 | 33.7182 | 28.1779 | 24.6242 | 10.395 | 0 | 0.248 | 19.8 | 0 | 110.8523 | 0 | 0 | 0 | 2.3757 | 0
5641 | 236 | 24 | 8 | Sunday | 0 | 0 | 0.089 | 33.7182 | 24.1043 | 23.0149 | 5.198 | 0 | 0.0293 | 19.8 | 0 | 100.7633 | 0 | 0 | 0 | 1.2711 | 0
5642 | 236 | 24 | 8 | Sunday | 1 | 0 | 0 | 33.7182 | 23.3102 | 22.2101 | 5.198 | 0 | 0.0258 | 19.8 | 0 | 99.0644 | 0 | 0 | 0 | 1.3273 | 0
5643 | 236 | 24 | 8 | Sunday | 2 | 0 | 0 | 33.7182 | 17.5379 | 18.3373 | 5.198 | 0 | 0.0268 | 15.48 | 0 | 85.1002 | 0 | 0 | 0 | 1.3827 | 0
5644 | 236 | 24 | 8 | Sunday | 3 | 0 | 0 | 33.7182 | 17.5379 | 18.3373 | 5.198 | 0 | 0.0278 | 15.48 | 0 | 85.1012 | 0 | 0 | 0 | 1.4374 | 0
5645 | 236 | 24 | 8 | Sunday | 4 | 0 | 0 | 33.7182 | 17.5379 | 18.3373 | 5.198 | 0 | 0.0288 | 15.48 | 0 | 85.1022 | 0 | 0 | 0 | 1.4911 | 0
5646 | 236 | 24 | 8 | Sunday | 5 | 0 | 0 | 33.7182 | 18.7817 | 18.3373 | 5.198 | 0 | 0.0298 | 15.48 | 0 | 86.3469 | 0 | 0 | 0 | 1.5445 | 0
5647 | 236 | 24 | 8 | Sunday | 6 | 0 | 0 | 33.7182 | 26.9144 | 24.6242 | 25.989 | 0 | 0.1641 | 18.72 | 0.2246 | 104.1409 | 0 | 0 | 0 | 8.4592 | 0
5648 | 236 | 24 | 8 | Sunday | 7 | 0 | 0 | 33.7182 | 30.9443 | 29.9942 | 36.384 | 0 | 0.2691 | 18.72 | 2.8631 | 113.6459 | 0 | 0 | 0 | 13.7726 | 0
5649 | 236 | 24 | 8 | Sunday | 8 | 0 | 0 | 33.7182 | 26.1584 | 33.2132 | 41.582 | 1.0165 | 0.3585 | 23.4 | 12.135 | 116.8483 | 0 | 0 | 0 | 18.2722 | 0
5650 | 236 | 24 | 8 | Sunday | 9 | 0 | 0 | 33.7182 | 20.3575 | 29.3396 | 25.989 | 37.1636 | 0.2825 | 23.4 | 25.4292 | 107.0978 | 11.1746 | 0 | 0 | 11.721 | 0
5651 | 236 | 24 | 8 | Sunday | 10 | 0 | 0 | 33.7248 | 20.8745 | 32.5586 | 10.395 | 81.6944 | 0.1948 | 19.08 | 37.8718 | 106.4327 | 71.2994 | 0 | 0 | 3.4086 | 0
5652 | 236 | 24 | 8 | Sunday | 11 | 0 | 11.001 | 34.0047 | 19.7956 | 32.5586 | 10.395 | 110.0788 | 0.767 | 21.6 | 47.2783 | 119.1798 | 99.6838 | 0 | 0 | 1.0822 | 0
5653 | 236 | 24 | 8 | Sunday | 12 | 0 | 16.264 | 33.9678 | 19.5236 | 33.0367 | 15.593 | 119.8106 | 1.0657 | 19.08 | 52.8203 | 125.0442 | 104.2176 | 0 | 0 | 0 | 0
5654 | 236 | 24 | 8 | Sunday | 13 | 0 | 21.593 | 34.0345 | 16.845 | 29.1634 | 15.593 | 108.1462 | 1.3602 | 18.36 | 53.4904 | 124.4724 | 92.5532 | 0 | 0 | 0 | 0
5655 | 236 | 24 | 8 | Sunday | 14 | 0 | 45.111 | 34.0726 | 16.9753 | 29.1634 | 5.198 | 73.5383 | 1.919 | 18 | 48.1249 | 134.3444 | 68.3403 | 0 | 0 | 0 | 0
5656 | 236 | 24 | 8 | Sunday | 15 | 0 | 57.863 | 34.1563 | 17.6032 | 29.1634 | 5.198 | 20.5983 | 1.9643 | 15.84 | 36.8503 | 133.2552 | 15.4003 | 0 | 0 | 0 | 0
5657 | 236 | 24 | 8 | Sunday | 16 | 0 | 56.949 | 34.1788 | 17.2418 | 27.5539 | 20.791 | 0 | 1.9329 | 23.04 | 25.3026 | 138.441 | 0 | 0 | 0 | 0 | 0
5658 | 236 | 24 | 8 | Sunday | 17 | 0 | 57.236 | 34.1382 | 16.6656 | 26.399 | 25.989 | 0 | 1.9369 | 22.32 | 16.8776 | 135.9601 | 0 | 0 | 0 | 0 | 0
5659 | 236 | 24 | 8 | Sunday | 18 | 0 | 42.817 | 34.002 | 27.1861 | 38.0184 | 36.384 | 0 | 1.8022 | 23.4 | 9.675 | 158.7495 | 0 | 0 | 0 | 0 | 0
5660 | 236 | 24 | 8 | Sunday | 19 | 0 | 23.672 | 33.9807 | 37.8109 | 45.7644 | 36.384 | 0 | 1.3232 | 22.68 | 4.523 | 168.6639 | 0 | 0 | 0 | 0 | 0
5661 | 236 | 24 | 8 | Sunday | 20 | 0 | 18.687 | 33.9321 | 57.5024 | 49.6381 | 25.989 | 0 | 1.0196 | 22.68 | 1.0578 | 185.885 | 0 | 0 | 0 | 0 | 0
5662 | 236 | 24 | 8 | Sunday | 21 | 0 | 11.736 | 33.8137 | 48.5011 | 41.8913 | 15.593 | 0 | 0.6227 | 22.68 | 0 | 160.5431 | 0 | 0 | 0 | 0 | 0
5663 | 236 | 24 | 8 | Sunday | 22 | 0 | 5.329 | 33.7333 | 40.3665 | 35.5897 | 10.395 | 0 | 0.2768 | 14.4 | 0 | 130.165 | 0 | 0 | 0 | 0 | 0
5664 | 236 | 24 | 8 | Sunday | 23 | 0 | 0.442 | 33.7182 | 25.6748 | 24.6242 | 10.395 | 0 | 0.0257 | 14.4 | 0 | 98.9213 | 0 | 0 | 0 | 0 | 0
5665 | 237 | 25 | 8 | Monday | 0 | 0 | 0.004 | 33.7182 | 17.5343 | 18.3373 | 5.198 | 0 | 0.0019 | 14.4 | 0 | 83.9956 | 0 | 0 | 0 | 0 | 0
5666 | 237 | 25 | 8 | Monday | 1 | 0 | 0 | 33.7182 | 14.6472 | 16.4006 | 5.198 | 0 | 0.0017 | 11.88 | 0 | 76.6478 | 0 | 0 | 0 | 0 | 0
5667 | 237 | 25 | 8 | Monday | 2 | 0 | 0 | 33.7182 | 11.7686 | 14.464 | 5.198 | 0 | 0.0018 | 11.88 | 0 | 71.8327 | 0 | 0 | 0 | 0 | 0
5668 | 237 | 25 | 8 | Monday | 3 | 0 | 0 | 33.7182 | 11.7686 | 14.464 | 5.198 | 0 | 0.0017 | 11.88 | 0 | 71.8326 | 0 | 0 | 0 | 0 | 0
5669 | 237 | 25 | 8 | Monday | 4 | 0 | 0 | 33.7182 | 13.0128 | 14.464 | 5.198 | 0 | 0.0017 | 11.88 | 0 | 73.0768 | 0 | 0 | 0 | 0 | 0
5670 | 237 | 25 | 8 | Monday | 5 | 0 | 0 | 33.7182 | 22.6634 | 20.5805 | 5.198 | 0 | 0.0017 | 11.88 | 0 | 88.8439 | 0 | 0 | 0 | 0 | 0
5671 | 237 | 25 | 8 | Monday | 6 | 0 | 0 | 33.7182 | 44.2596 | 35.484 | 25.989 | 0 | 0.0099 | 15.12 | 0.2389 | 128.5917 | 0 | 0 | 0 | 0 | 0
5672 | 237 | 25 | 8 | Monday | 7 | 0 | 0 | 33.7182 | 57.105 | 46.6998 | 36.384 | 0 | 0.1416 | 15.12 | 2.8821 | 152.7847 | 0 | 0 | 0 | 0.5239 | 0
5673 | 237 | 25 | 8 | Monday | 8 | 0 | 0 | 33.7211 | 57.8709 | 52.1343 | 41.582 | 0 | 0.1026 | 18.72 | 11.4766 | 162.5489 | 0 | 0 | 0 | 4.3279 | 0
5674 | 237 | 25 | 8 | Monday | 9 | 0 | 0.286 | 33.7664 | 56.8224 | 52.8606 | 25.989 | 17.6636 | 0.1314 | 18.72 | 23.6377 | 162.6104 | 0 | 0 | 0 | 4.3378 | 0
5675 | 237 | 25 | 8 | Monday | 10 | 0 | 13.835 | 33.9879 | 54.0999 | 51.878 | 10.395 | 65.9427 | 0.9279 | 14.4 | 36.3309 | 170.5705 | 55.5477 | 0 | 0 | 1.0182 | 0
5676 | 237 | 25 | 8 | Monday | 11 | 0 | 24.168 | 34.0703 | 53.0889 | 51.878 | 10.395 | 96.7326 | 1.5047 | 18.36 | 46.0072 | 185.9615 | 86.3376 | 0 | 0 | 0 | 0
5677 | 237 | 25 | 8 | Monday | 12 | 0 | 49.478 | 34.083 | 51.78 | 51.1854 | 15.593 | 93.5731 | 1.9387 | 18.36 | 47.7131 | 191.7081 | 77.9801 | 0 | 0 | 0 | 0
5678 | 237 | 25 | 8 | Monday | 13 | 0 | 73.231 | 34.2507 | 52.5842 | 51.878 | 15.593 | 71.5387 | 2.1201 | 18.36 | 44.5337 | 195.1694 | 55.9457 | 0 | 0 | 0 | 0
5679 | 237 | 25 | 8 | Monday | 14 | 0 | 59.123 | 34.0367 | 52.0988 | 51.878 | 5.198 | 54.6449 | 1.9628 | 18.36 | 43.039 | 192.9835 | 49.4469 | 0 | 0 | 0 | 0
5680 | 237 | 25 | 8 | Monday | 15 | 0 | 57.514 | 33.9794 | 52.8405 | 51.878 | 5.198 | 33.3631 | 1.9217 | 18.36 | 39.6811 | 193.5382 | 28.1651 | 0 | 0 | 0 | 0
5681 | 237 | 25 | 8 | Monday | 16 | 0 | 57.544 | 34.0038 | 53.7645 | 50.7246 | 20.791 | 7.2157 | 1.8858 | 22.68 | 32.727 | 197.628 | 0 | 0 | 0 | 0 | 0
5682 | 237 | 25 | 8 | Monday | 17 | 0 | 45.468 | 33.9766 | 46.594 | 43.0931 | 25.989 | 0 | 1.7675 | 28.8 | 22.4896 | 188.42 | 0 | 0 | 0 | 0 | 0
5683 | 237 | 25 | 8 | Monday | 18 | 0 | 36.33 | 34.0002 | 44.5496 | 51.7393 | 36.384 | 0 | 1.71 | 30.96 | 11.4724 | 196.9601 | 0 | 0 | 0 | 0 | 0
5684 | 237 | 25 | 8 | Monday | 19 | 0 | 29.431 | 33.9777 | 51.0189 | 57.1787 | 36.384 | 0 | 1.6122 | 25.2 | 3.8444 | 201.355 | 0 | 0 | 0 | 0 | 0
5685 | 237 | 25 | 8 | Monday | 20 | 0 | 24.741 | 33.9088 | 72.9002 | 60.483 | 25.989 | 0 | 1.3552 | 25.2 | 0.806 | 221.0907 | 0 | 0 | 0 | 0 | 0
5686 | 237 | 25 | 8 | Monday | 21 | 0 | 15.246 | 33.7669 | 69.495 | 55.4564 | 15.593 | 0 | 0.807 | 25.2 | 0 | 201.2143 | 0 | 0 | 0 | 0 | 0
5687 | 237 | 25 | 8 | Monday | 22 | 0 | 5.012 | 33.7192 | 49.7368 | 40.0199 | 10.395 | 0 | 0.2599 | 16.2 | 0 | 145.3557 | 0 | 0 | 0 | 0 | 0
5688 | 237 | 25 | 8 | Monday | 23 | 0 | 0.536 | 33.7182 | 26.9226 | 24.6242 | 10.395 | 0 | 0.0305 | 16.2 | 0 | 102.0752 | 0 | 0 | 0 | 0 | 0
5689 | 238 | 26 | 8 | Tuesday | 0 | 0 | 0.007 | 33.7182 | 17.5343 | 18.3373 | 5.198 | 0 | 0.0023 | 14.4 | 0 | 83.9997 | 0 | 0 | 0 | 0 | 0
5690 | 238 | 26 | 8 | Tuesday | 1 | 0 | 0 | 33.7182 | 14.6472 | 16.4006 | 5.198 | 0 | 0.0017 | 11.88 | 0 | 76.6478 | 0 | 0 | 0 | 0 | 0
5691 | 238 | 26 | 8 | Tuesday | 2 | 0 | 0 | 33.7182 | 11.7686 | 14.464 | 5.198 | 0 | 0.0019 | 11.88 | 0 | 71.8327 | 0 | 0 | 0 | 0 | 0
5692 | 238 | 26 | 8 | Tuesday | 3 | 0 | 0 | 33.7182 | 11.7686 | 14.464 | 5.198 | 0 | 0.0017 | 11.88 | 0 | 71.8326 | 0 | 0 | 0 | 0 | 0
5693 | 238 | 26 | 8 | Tuesday | 4 | 0 | 0 | 33.7182 | 13.0128 | 14.464 | 5.198 | 0 | 0.0016 | 11.88 | 0 | 73.0767 | 0 | 0 | 0 | 0 | 0
5694 | 238 | 26 | 8 | Tuesday | 5 | 0 | 0 | 33.7182 | 22.6634 | 20.5805 | 5.198 | 0 | 0.0017 | 11.88 | 0 | 88.8438 | 0 | 0 | 0 | 0 | 0
5695 | 238 | 26 | 8 | Tuesday | 6 | 0 | 0 | 33.7182 | 44.208 | 35.484 | 25.989 | 0 | 0.0099 | 15.12 | 0.2237 | 128.5401 | 0 | 0 | 0 | 0 | 0
5696 | 238 | 26 | 8 | Tuesday | 7 | 0 | 0 | 33.7182 | 56.3426 | 46.6998 | 36.384 | 0 | 0.1396 | 15.12 | 2.8026 | 152.0202 | 0 | 0 | 0 | 0.4102 | 0
5697 | 238 | 26 | 8 | Tuesday | 8 | 0 | 0 | 33.7214 | 58.3957 | 52.1343 | 41.582 | 0 | 0.0989 | 18.72 | 12.0335 | 163.0703 | 0 | 0 | 0 | 4.1267 | 0
5698 | 238 | 26 | 8 | Tuesday | 9 | 0 | 0.295 | 33.7795 | 56.8762 | 52.8606 | 25.989 | 20.1086 | 0.1325 | 18.72 | 25.3445 | 162.6875 | 0 | 0 | 0 | 4.1612 | 0
5699 | 238 | 26 | 8 | Tuesday | 10 | 0 | 7.773 | 33.9443 | 54.4332 | 51.878 | 10.395 | 66.935 | 0.6235 | 14.4 | 37.7043 | 163.6862 | 56.54 | 0 | 0 | 0.8826 | 0
5700 | 238 | 26 | 8 | Tuesday | 11 | 0 | 18.276 | 34.0076 | 53.2385 | 51.878 | 10.395 | 97.2868 | 1.1363 | 18.36 | 47.362 | 178.5667 | 86.8918 | 0 | 0 | 0 | 0
5701 | 238 | 26 | 8 | Tuesday | 12 | 0 | 28.082 | 34.0627 | 50.9943 | 51.1854 | 15.593 | 106.5046 | 1.69 | 18.36 | 52.4107 | 187.025 | 90.9116 | 0 | 0 | 0 | 0
5702 | 238 | 26 | 8 | Tuesday | 13 | 0 | 31.478 | 34.098 | 51.6349 | 51.878 | 15.593 | 97.647 | 1.8288 | 18.36 | 53.3926 | 191.6729 | 82.054 | 0 | 0 | 0 | 0
5703 | 238 | 26 | 8 | Tuesday | 14 | 0 | 37.016 | 34.0873 | 51.9995 | 51.878 | 5.198 | 78.0096 | 1.823 | 18.36 | 51.7286 | 192.105 | 72.8116 | 0 | 0 | 0 | 0
5704 | 238 | 26 | 8 | Tuesday | 15 | 0 | 46.57 | 34.0644 | 52.8429 | 51.878 | 5.198 | 40.6537 | 1.8347 | 18.36 | 46.4598 | 193.169 | 35.4557 | 0 | 0 | 0 | 0
5705 | 238 | 26 | 8 | Tuesday | 16 | 0 | 35.816 | 34.054 | 53.7601 | 50.7246 | 20.791 | 9.5617 | 1.7013 | 22.68 | 37.3464 | 196.6044 | 0 | 0 | 0 | 0 | 0
5706 | 238 | 26 | 8 | Tuesday | 17 | 0 | 28.252 | 34.0284 | 46.5957 | 43.0931 | 25.989 | 0 | 1.5764 | 28.8 | 25.2258 | 186.1612 | 0 | 0 | 0 | 0 | 0
5707 | 238 | 26 | 8 | Tuesday | 18 | 0 | 29.109 | 34.0281 | 44.6566 | 51.7393 | 36.384 | 0 | 1.6168 | 30.96 | 12.2947 | 195.4954 | 0 | 0 | 0 | 0 | 0
5708 | 238 | 26 | 8 | Tuesday | 19 | 0 | 25.362 | 33.9905 | 51.4093 | 57.1787 | 36.384 | 0 | 1.4034 | 25.2 | 3.7732 | 197.3424 | 0 | 0 | 0 | 0 | 0
5709 | 238 | 26 | 8 | Tuesday | 20 | 0 | 21.015 | 33.9386 | 72.8192 | 60.483 | 25.989 | 0 | 1.1352 | 25.2 | 0.8166 | 216.4146 | 0 | 0 | 0 | 0 | 0
5710 | 238 | 26 | 8 | Tuesday | 21 | 0 | 13.08 | 33.8397 | 69.495 | 55.4564 | 15.593 | 0 | 0.6887 | 25.2 | 0 | 198.826 | 0 | 0 | 0 | 0 | 0
5711 | 238 | 26 | 8 | Tuesday | 22 | 0 | 4.526 | 33.7286 | 49.7368 | 40.0199 | 10.395 | 0 | 0.2347 | 16.2 | 0 | 144.8146 | 0 | 0 | 0 | 0 | 0
5712 | 238 | 26 | 8 | Tuesday | 23 | 0 | 0.528 | 33.7182 | 26.9226 | 24.6242 | 10.395 | 0 | 0.0301 | 16.2 | 0 | 102.0665 | 0 | 0 | 0 | 0 | 0
5713 | 239 | 27 | 8 | Wednesday | 0 | 0 | 0.008 | 33.7182 | 17.5343 | 18.3373 | 5.198 | 0 | 0.0022 | 14.4 | 0 | 84.0002 | 0 | 0 | 0 | 0 | 0
5714 | 239 | 27 | 8 | Wednesday | 1 | 0 | 0 | 33.7182 | 14.6472 | 16.4006 | 5.198 | 0 | 0.0017 | 11.88 | 0 | 76.6478 | 0 | 0 | 0 | 0 | 0
5715 | 239 | 27 | 8 | Wednesday | 2 | 0 | 0 | 33.7182 | 11.7686 | 14.464 | 5.198 | 0 | 0.0018 | 11.88 | 0 | 71.8327 | 0 | 0 | 0 | 0 | 0
5716 | 239 | 27 | 8 | Wednesday | 3 | 0 | 0 | 33.7182 | 11.7686 | 14.464 | 5.198 | 0 | 0.0018 | 11.88 | 0 | 71.8327 | 0 | 0 | 0 | 0 | 0
5717 | 239 | 27 | 8 | Wednesday | 4 | 0 | 0 | 33.7182 | 13.0128 | 14.464 | 5.198 | 0 | 0.0018 | 11.88 | 0 | 73.0769 | 0 | 0 | 0 | 0 | 0
5718 | 239 | 27 | 8 | Wednesday | 5 | 0 | 0 | 33.7182 | 22.6634 | 20.5805 | 5.198 | 0 | 0.0018 | 11.88 | 0 | 88.844 | 0 | 0 | 0 | 0 | 0
5719 | 239 | 27 | 8 | Wednesday | 6 | 0 | 0 | 33.7182 | 44.1941 | 35.484 | 25.989 | 0 | 0.0099 | 15.12 | 0.2406 | 128.5262 | 0 | 0 | 0 | 0 | 0
5720 | 239 | 27 | 8 | Wednesday | 7 | 0 | 0 | 33.7182 | 53.7874 | 46.6998 | 36.384 | 0 | 0.018 | 15.12 | 2.6585 | 149.3435 | 0 | 0 | 0 | 0 | 0
5721 | 239 | 27 | 8 | Wednesday | 8 | 0 | 0 | 33.7212 | 57.2108 | 52.1343 | 41.582 | 0 | 0.0237 | 18.72 | 10.6959 | 161.8101 | 0 | 0 | 0 | 0 | 0
5722 | 239 | 27 | 8 | Wednesday | 9 | 0 | 0.276 | 33.7652 | 58.2132 | 52.8606 | 25.989 | 4.7889 | 0.2521 | 18.72 | 22.2264 | 164.11 | 0 | 0 | 0 | 0.4417 | 0
5723 | 239 | 27 | 8 | Wednesday | 10 | 0 | 6.731 | 33.9397 | 54.3321 | 51.878 | 10.395 | 39.0721 | 0.643 | 14.4 | 31.872 | 162.4727 | 28.6771 | 0 | 0 | 0.0738 | 0
5724 | 239 | 27 | 8 | Wednesday | 11 | 0 | 16.76 | 33.9829 | 53.089 | 51.878 | 10.395 | 64.4539 | 0.9906 | 18.36 | 39.3648 | 176.4272 | 54.0589 | 0 | 0 | 0 | 0
5725 | 239 | 27 | 8 | Wednesday | 12 | 0 | 24.156 | 34.0434 | 51.0883 | 51.1854 | 15.593 | 77.5214 | 1.4373 | 18.36 | 44.4074 | 182.6636 | 61.9284 | 0 | 0 | 0 | 0
5726 | 239 | 27 | 8 | Wednesday | 13 | 0 | 28.226 | 34.047 | 51.816 | 51.878 | 15.593 | 72.9905 | 1.6749 | 18.36 | 45.2811 | 189.2838 | 57.3975 | 0 | 0 | 0 | 0
5727 | 239 | 27 | 8 | Wednesday | 14 | 0 | 26.889 | 34.0558 | 52.1768 | 51.878 | 5.198 | 40.6791 | 1.5511 | 18.36 | 39.2168 | 188.3823 | 35.4811 | 0 | 0 | 0 | 0
5728 | 239 | 27 | 8 | Wednesday | 15 | 0 | 27.244 | 34.0629 | 53.0327 | 51.878 | 5.198 | 8.2565 | 1.5229 | 18.36 | 31.1127 | 189.81 | 3.0585 | 0 | 0 | 0 | 0
5729 | 239 | 27 | 8 | Wednesday | 16 | 0 | 35.194 | 34.0516 | 53.9399 | 50.7246 | 20.791 | 0 | 1.6776 | 22.68 | 22.4728 | 196.6448 | 0 | 0 | 0 | 0 | 0
5730 | 239 | 27 | 8 | Wednesday | 17 | 0 | 34.3 | 34.0322 | 46.6253 | 43.0931 | 25.989 | 0 | 1.6719 | 28.8 | 14.9923 | 187.723 | 0 | 0 | 0 | 0 | 0
5731 | 239 | 27 | 8 | Wednesday | 18 | 0 | 28.805 | 34.0257 | 44.9034 | 51.7393 | 36.384 | 0 | 1.5979 | 30.96 | 7.8611 | 195.3604 | 0 | 0 | 0 | 0 | 0
5732 | 239 | 27 | 8 | Wednesday | 19 | 0 | 26.723 | 34.0059 | 52.6996 | 57.1787 | 36.384 | 0 | 1.4871 | 25.2 | 3.333 | 200.4712 | 0 | 0 | 0 | 0 | 0
5733 | 239 | 27 | 8 | Wednesday | 20 | 0 | 24.08 | 33.9749 | 73.8361 | 60.483 | 25.989 | 0 | 1.317 | 25.2 | 0.7279 | 221.3347 | 0 | 0 | 0 | 0 | 0
5734 | 239 | 27 | 8 | Wednesday | 21 | 0 | 16.185 | 33.8799 | 69.495 | 55.4564 | 15.593 | 0 | 0.8583 | 25.2 | 0 | 202.3947 | 0 | 0 | 0 | 0 | 0
5735 | 239 | 27 | 8 | Wednesday | 22 | 0 | 5.523 | 33.7365 | 49.7368 | 40.0199 | 10.395 | 0 | 0.2868 | 16.2 | 0 | 145.9527 | 0 | 0 | 0 | 0 | 0
5736 | 239 | 27 | 8 | Wednesday | 23 | 0 | 0.609 | 33.7182 | 26.9226 | 24.6242 | 10.395 | 0 | 0.034 | 16.2 | 0 | 102.158 | 0 | 0 | 0 | 0 | 0
5737 | 240 | 28 | 8 | Thursday | 0 | 0 | 0.008 | 33.7182 | 17.5343 | 18.3373 | 5.198 | 0 | 0.0021 | 14.4 | 0 | 84.0002 | 0 | 0 | 0 | 0 | 0
5738 | 240 | 28 | 8 | Thursday | 1 | 0 | 0 | 33.7182 | 14.6472 | 16.4006 | 5.198 | 0 | 0.0016 | 11.88 | 0 | 76.6477 | 0 | 0 | 0 | 0 | 0
5739 | 240 | 28 | 8 | Thursday | 2 | 0 | 0 | 33.7182 | 11.7686 | 14.464 | 5.198 | 0 | 0.0022 | 11.88 | 0 | 71.833 | 0 | 0 | 0 | 0 | 0
5740 | 240 | 28 | 8 | Thursday | 3 | 0 | 0 | 33.7182 | 11.7686 | 14.464 | 5.198 | 0 | 0.2087 | 11.88 | 0 | 72.0396 | 0 | 0 | 0 | 0 | 0
5741 | 240 | 28 | 8 | Thursday | 4 | 0 | 0 | 33.7182 | 13.0128 | 14.464 | 5.198 | 0 | 0.3361 | 11.88 | 0 | 73.4112 | 0 | 0 | 0 | 0 | 0
5742 | 240 | 28 | 8 | Thursday | 5 | 0 | 0 | 33.7182 | 22.6634 | 20.5805 | 5.198 | 0 | 0.2429 | 11.88 | 0 | 89.085 | 0 | 0 | 0 | 0 | 0
5743 | 240 | 28 | 8 | Thursday | 6 | 0 | 0 | 33.7182 | 44.2132 | 35.484 | 25.989 | 0 | 0.0444 | 15.12 | 0.2083 | 128.5798 | 0 | 0 | 0 | 1.8912 | 0
5744 | 240 | 28 | 8 | Thursday | 7 | 0 | 0 | 33.7182 | 54.4652 | 46.6998 | 36.384 | 0 | 0.1136 | 15.12 | 2.5813 | 150.1169 | 0 | 0 | 0 | 5.249 | 0
5745 | 240 | 28 | 8 | Thursday | 8 | 0 | 0 | 33.7211 | 57.6159 | 52.1343 | 41.582 | 0 | 0.1948 | 18.72 | 11.107 | 162.3861 | 0 | 0 | 0 | 9.3857 | 0
5746 | 240 | 28 | 8 | Thursday | 9 | 0 | 0.274 | 33.7666 | 58.5002 | 52.8606 | 25.989 | 21.297 | 0.188 | 18.72 | 23.6003 | 164.3318 | 0 | 0 | 0 | 7.1586 | 0
5747 | 240 | 28 | 8 | Thursday | 10 | 0 | 7.923 | 33.9473 | 54.2664 | 51.878 | 10.395 | 66.5869 | 0.5602 | 14.4 | 35.4375 | 163.6212 | 56.1919 | 0 | 0 | 2.049 | 0
5748 | 240 | 28 | 8 | Thursday | 11 | 0 | 19.248 | 34.015 | 53.146 | 51.878 | 10.395 | 84.7944 | 1.258 | 18.36 | 41.5553 | 179.8616 | 74.3994 | 0 | 0 | 0.3547 | 0
5749 | 240 | 28 | 8 | Thursday | 12 | 0 | 28.159 | 34.062 | 51.1444 | 51.1854 | 15.593 | 72.245 | 1.6585 | 18.36 | 40.6255 | 187.609 | 56.652 | 0 | 0 | 0 | 0
5750 | 240 | 28 | 8 | Thursday | 13 | 0 | 33.438 | 34.0844 | 51.9386 | 51.878 | 15.593 | 62.751 | 1.7631 | 18.36 | 39.8923 | 191.4495 | 47.158 | 0 | 0 | 0 | 0
5751 | 240 | 28 | 8 | Thursday | 14 | 0 | 47.819 | 34.0739 | 52.3001 | 51.878 | 5.198 | 54.6533 | 1.8612 | 18.36 | 39.2685 | 192.662 | 49.4553 | 0 | 0 | 0 | 0
5752 | 240 | 28 | 8 | Thursday | 15 | 0 | 46.359 | 34.0629 | 53.0687 | 51.878 | 5.198 | 25.5856 | 1.8082 | 18.36 | 33.7039 | 193.3666 | 20.3876 | 0 | 0 | 0 | 0
5753 | 240 | 28 | 8 | Thursday | 16 | 0 | 44.06 | 34.0635 | 53.9264 | 50.7246 | 20.791 | 2.0566 | 1.7602 | 22.68 | 26.307 | 197.3435 | 0 | 0 | 0 | 0 | 0
5754 | 240 | 28 | 8 | Thursday | 17 | 0 | 41.646 | 34.0416 | 46.6869 | 43.0931 | 25.989 | 0 | 1.7406 | 28.8 | 17.3595 | 188.5511 | 0 | 0 | 0 | 0 | 0
5755 | 240 | 28 | 8 | Thursday | 18 | 0 | 44.15 | 34.1384 | 45.6811 | 51.7393 | 36.384 | 0 | 1.7569 | 30.96 | 9.2147 | 198.4645 | 0 | 0 | 0 | 0 | 0
5756 | 240 | 28 | 8 | Thursday | 19 | 0 | 36.88 | 34.3327 | 55.2634 | 57.1787 | 36.384 | 0 | 1.7128 | 25.2 | 3.6933 | 207.6947 | 0 | 0 | 0 | 0 | 0
5757 | 240 | 28 | 8 | Thursday | 20 | 0 | 26.858 | 33.9818 | 73.6117 | 60.483 | 25.989 | 0 | 1.4572 | 25.2 | 0.7967 | 224.0271 | 0 | 0 | 0 | 0 | 0
5758 | 240 | 28 | 8 | Thursday | 21 | 0 | 15.233 | 33.7663 | 69.495 | 55.4564 | 15.593 | 0 | 0.8063 | 25.2 | 0 | 201.1998 | 0 | 0 | 0 | 0 | 0
5759 | 240 | 28 | 8 | Thursday | 22 | 0 | 4.962 | 33.7192 | 49.7368 | 40.0199 | 10.395 | 0 | 0.2573 | 16.2 | 0 | 145.2996 | 0 | 0 | 0 | 0 | 0
5760 | 240 | 28 | 8 | Thursday | 23 | 0 | 0.507 | 33.7182 | 26.9226 | 24.6242 | 10.395 | 0 | 0.0409 | 16.2 | 0 | 102.0544 | 0 | 0 | 0 | 0 | 0
5761 | 241 | 29 | 8 | Friday | 0 | 0 | 0.008 | 33.7182 | 17.5343 | 18.3373 | 5.198 | 0 | 0.2433 | 14.4 | 0 | 84.2415 | 0 | 0 | 0 | 0 | 0
5762 | 241 | 29 | 8 | Friday | 1 | 0 | 0 | 33.7182 | 14.6472 | 16.4006 | 5.198 | 0 | 0.3361 | 11.88 | 0 | 76.9822 | 0 | 0 | 0 | 0 | 0
5763 | 241 | 29 | 8 | Friday | 2 | 0 | 0 | 33.7182 | 11.7686 | 14.464 | 5.198 | 0 | 0.2429 | 11.88 | 0 | 72.0737 | 0 | 0 | 0 | 0 | 0
5764 | 241 | 29 | 8 | Friday | 3 | 0 | 0 | 33.7182 | 11.7686 | 14.464 | 5.198 | 0 | 0.305 | 11.88 | 0 | 72.1359 | 0 | 0 | 0 | 0 | 0
5765 | 241 | 29 | 8 | Friday | 4 | 0 | 0 | 33.7182 | 13.0128 | 14.464 | 5.198 | 0 | 0.3983 | 11.88 | 0 | 73.4734 | 0 | 0 | 0 | 0 | 0
5766 | 241 | 29 | 8 | Friday | 5 | 0 | 0 | 33.7182 | 22.6634 | 20.5805 | 5.198 | 0 | 0.4605 | 11.88 | 0 | 89.3027 | 0 | 0 | 0 | 0 | 0
5767 | 241 | 29 | 8 | Friday | 6 | 0 | 0 | 33.7182 | 44.1828 | 35.484 | 25.989 | 0 | 0.0627 | 15.12 | 0.2749 | 128.5678 | 0 | 0 | 0 | 2.8988 | 0
5768 | 241 | 29 | 8 | Friday | 7 | 0 | 0 | 33.7182 | 52.9687 | 46.6998 | 36.384 | 0 | 0.1384 | 15.12 | 2.6035 | 148.6452 | 0 | 0 | 0 | 6.6056 | 0
5769 | 241 | 29 | 8 | Friday | 8 | 0 | 0 | 33.7211 | 55.7953 | 52.1343 | 41.582 | 0 | 0.2206 | 18.72 | 7.5064 | 160.5913 | 0 | 0 | 0 | 10.8012 | 0
5770 | 241 | 29 | 8 | Friday | 9 | 0 | 0.276 | 33.7714 | 56.4884 | 52.8606 | 25.989 | 0 | 0.1767 | 18.72 | 13.4343 | 162.316 | 0 | 0 | 0 | 8.3827 | 0
5771 | 241 | 29 | 8 | Friday | 10 | 0 | 4.418 | 33.9097 | 54.0007 | 51.878 | 10.395 | 17.7373 | 0.3219 | 14.4 | 21.8063 | 159.2885 | 7.3423 | 0 | 0 | 3.538 | 0
5772 | 241 | 29 | 8 | Friday | 11 | 0 | 15.719 | 33.9741 | 52.7315 | 51.878 | 10.395 | 56.4255 | 0.9728 | 18.36 | 32.5578 | 174.9177 | 46.0305 | 0 | 0 | 2.7644 | 0
5773 | 241 | 29 | 8 | Friday | 12 | 0 | 23.257 | 34.0323 | 50.4727 | 51.1854 | 15.593 | 77.1164 | 1.4089 | 18.36 | 39.6983 | 180.6743 | 61.5234 | 0 | 0 | 1.8804 | 0
5774 | 241 | 29 | 8 | Friday | 13 | 0 | 27.016 | 34.0496 | 51.5879 | 51.878 | 15.593 | 66.52 | 1.6693 | 18.36 | 39.201 | 187.4936 | 50.927 | 0 | 0 | 0.0533 | 0
5775 | 241 | 29 | 8 | Friday | 14 | 0 | 27.575 | 34.0639 | 51.8915 | 51.878 | 5.198 | 46.6715 | 1.593 | 18.36 | 35.7832 | 188.7537 | 41.4735 | 0 | 0 | 0 | 0
5776 | 241 | 29 | 8 | Friday | 15 | 0 | 28.952 | 34.0592 | 52.5969 | 51.878 | 5.198 | 18.6513 | 1.6356 | 18.36 | 29.4921 | 191.3141 | 13.4533 | 0 | 0 | 0 | 0
5777 | 241 | 29 | 8 | Friday | 16 | 0 | 28.314 | 34.0526 | 53.6507 | 50.7246 | 20.791 | 0 | 1.5781 | 22.68 | 19.9386 | 194.836 | 0 | 0 | 0 | 0 | 0
5778 | 241 | 29 | 8 | Friday | 17 | 0 | 28.207 | 34.0298 | 46.5855 | 43.0931 | 25.989 | 0 | 1.5762 | 28.8 | 12.2103 | 186.1499 | 0 | 0 | 0 | 0 | 0
5779 | 241 | 29 | 8 | Friday | 18 | 0 | 30.535 | 34.0439 | 44.9814 | 51.7393 | 36.384 | 0 | 1.7184 | 30.96 | 7.3782 | 197.0901 | 0 | 0 | 0 | 0 | 0
5780 | 241 | 29 | 8 | Friday | 19 | 0 | 28.715 | 34.0293 | 52.373 | 57.1787 | 36.384 | 0 | 1.6963 | 25.2 | 3.69 | 202.6138 | 0 | 0 | 0 | 1.8873 | 0
5781 | 241 | 29 | 8 | Friday | 20 | 0 | 22.858 | 33.9604 | 73.4964 | 60.483 | 25.989 | 0 | 1.305 | 25.2 | 0.8724 | 219.4936 | 0 | 0 | 0 | 3.2998 | 0
5782 | 241 | 29 | 8 | Friday | 21 | 0 | 13.132 | 33.8403 | 69.495 | 55.4564 | 15.593 | 0 | 0.7406 | 25.2 | 0 | 198.9351 | 0 | 0 | 0 | 2.6943 | 0
5783 | 241 | 29 | 8 | Friday | 22 | 0 | 4.487 | 33.7282 | 49.7368 | 40.0199 | 10.395 | 0 | 0.2706 | 16.2 | 0 | 144.8085 | 0 | 0 | 0 | 2.085 | 0
5784 | 241 | 29 | 8 | Friday | 23 | 0 | 0.508 | 33.7182 | 26.9226 | 24.6242 | 10.395 | 0 | 0.071 | 16.2 | 0 | 102.0855 | 0 | 0 | 0 | 2.3111 | 0
5785 | 242 | 30 | 8 | Saturday | 0 | 0 | 0.059 | 33.7182 | 18.3332 | 19.1419 | 5.198 | 0 | 0.0272 | 15.84 | 0 | 87.1245 | 0 | 0 | 0 | 1.2396 | 0
5786 | 242 | 30 | 8 | Saturday | 1 | 0 | 0.001 | 33.7182 | 17.5283 | 18.3373 | 5.198 | 0 | 0.0253 | 12.6 | 0 | 82.2099 | 0 | 0 | 0 | 1.296 | 0
5787 | 242 | 30 | 8 | Saturday | 2 | 0 | 0 | 33.7182 | 11.771 | 14.464 | 5.198 | 0 | 0.0262 | 12.6 | 0 | 72.5795 | 0 | 0 | 0 | 1.3519 | 0
5788 | 242 | 30 | 8 | Saturday | 3 | 0 | 0 | 33.7182 | 11.771 | 14.464 | 5.198 | 0 | 0.0272 | 12.6 | 0 | 72.5805 | 0 | 0 | 0 | 1.4068 | 0
5789 | 242 | 30 | 8 | Saturday | 4 | 0 | 0 | 33.7182 | 11.771 | 14.464 | 5.198 | 0 | 0.0282 | 12.6 | 0 | 72.5815 | 0 | 0 | 0 | 1.4612 | 0
5790 | 242 | 30 | 8 | Saturday | 5 | 0 | 0 | 33.7182 | 13.0152 | 14.464 | 5.198 | 0 | 0.0292 | 12.6 | 0 | 73.8266 | 0 | 0 | 0 | 1.5147 | 0
5791 | 242 | 30 | 8 | Saturday | 6 | 0 | 0 | 33.7182 | 30.2679 | 24.9086 | 25.989 | 0 | 0.1615 | 14.4 | 0.1903 | 103.4563 | 0 | 0 | 0 | 8.3161 | 0
5792 | 242 | 30 | 8 | Saturday | 7 | 0 | 0 | 33.7182 | 30.0049 | 26.405 | 36.384 | 0 | 0.2657 | 11.52 | 2.2726 | 101.9138 | 0 | 0 | 0 | 13.5866 | 0
5793 | 242 | 30 | 8 | Saturday | 8 | 0 | 0 | 33.7182 | 33.0037 | 37.4339 | 41.582 | 0 | 0.3534 | 16.2 | 8.7118 | 120.7092 | 0 | 0 | 0 | 18.0849 | 0
5794 | 242 | 30 | 8 | Saturday | 9 | 0 | 0 | 33.7447 | 32.4077 | 37.9057 | 25.989 | 10.5914 | 0.2533 | 16.2 | 16.8368 | 120.5113 | 0 | 0 | 0 | 12.4254 | 0
5795 | 242 | 30 | 8 | Saturday | 10 | 0 | 3.127 | 33.8686 | 30.4753 | 37.2508 | 10.395 | 49.3527 | 0.3224 | 15.12 | 27.4838 | 120.4188 | 38.9577 | 0 | 0 | 4.4669 | 0
5796 | 242 | 30 | 8 | Saturday | 11 | 0 | 13.012 | 33.969 | 27.6325 | 35.3135 | 10.395 | 76.0985 | 0.8637 | 21.6 | 36.0174 | 133.5241 | 65.7035 | 0 | 0 | 2.9846 | 0
5797 | 242 | 30 | 8 | Saturday | 12 | 0 | 17.801 | 34.0101 | 24.363 | 34.2247 | 15.593 | 80.2205 | 1.1136 | 23.4 | 39.5504 | 136.7015 | 64.6275 | 0 | 0 | 1.7768 | 0
5798 | 242 | 30 | 8 | Saturday | 13 | 0 | 21.52 | 34.0545 | 23.894 | 33.0722 | 15.593 | 63.2929 | 1.3643 | 23.4 | 37.4299 | 139.7279 | 47.6999 | 0 | 0 | 0.0163 | 0
5799 | 242 | 30 | 8 | Saturday | 14 | 0 | 22.258 | 34.0552 | 23.2603 | 33.0722 | 5.198 | 27.0071 | 1.2593 | 23.4 | 29.2714 | 140.1949 | 21.8091 | 0 | 0 | 0 | 0
5800 | 242 | 30 | 8 | Saturday | 15 | 0 | 21.222 | 34.0341 | 24.2962 | 33.0722 | 5.198 | 0.6039 | 1.1573 | 23.4 | 20.3109 | 139.9341 | 0 | 0 | 0 | 0 | 0
5801 | 242 | 30 | 8 | Saturday | 16 | 0 | 23.66 | 34.0488 | 25.1147 | 33.0722 | 20.791 | 0 | 1.3078 | 23.4 | 16.0425 | 143.8987 | 0 | 0 | 0 | 0 | 0
5802 | 242 | 30 | 8 | Saturday | 17 | 0 | 24.114 | 34.0557 | 22.9733 | 32.9581 | 25.989 | 0 | 1.3393 | 27 | 12.2095 | 145.7993 | 0 | 0 | 0 | 0 | 0
5803 | 242 | 30 | 8 | Saturday | 18 | 0 | 26.811 | 34.0337 | 36.3523 | 46.5147 | 36.384 | 0 | 1.6436 | 28.8 | 7.2541 | 177.8162 | 0 | 0 | 0 | 1.5992 | 0
5804 | 242 | 30 | 8 | Saturday | 19 | 0 | 29.722 | 33.9937 | 48.9011 | 50.3878 | 36.384 | 0 | 1.7071 | 28.8 | 2.6965 | 196.2872 | 0 | 0 | 0 | 4.7909 | 0
5805 | 242 | 30 | 8 | Saturday | 20 | 0 | 22.293 | 33.8724 | 60.7857 | 50.3878 | 25.989 | 0 | 1.3087 | 27 | 0.5597 | 197.9138 | 0 | 0 | 0 | 5.1674 | 0
5806 | 242 | 30 | 8 | Saturday | 21 | 0 | 16.377 | 33.7849 | 61.3343 | 50.3878 | 15.593 | 0 | 0.9375 | 27 | 0 | 191.1576 | 0 | 0 | 0 | 3.7611 | 0
5807 | 242 | 30 | 8 | Saturday | 22 | 0 | 6.27 | 33.7199 | 49.2003 | 40.077 | 10.395 | 0 | 0.3757 | 19.8 | 0 | 149.9535 | 0 | 0 | 0 | 2.7744 | 0
5808 | 242 | 30 | 8 | Saturday | 23 | 0 | 1.224 | 33.7182 | 28.1779 | 24.6242 | 10.395 | 0 | 0.1196 | 19.8 | 0 | 107.7633 | 0 | 0 | 0 | 2.9836 | 0
5809 | 243 | 31 | 8 | Sunday | 0 | 0 | 0.028 | 33.7182 | 24.1043 | 23.0149 | 5.198 | 0 | 0.0826 | 19.8 | 0 | 100.7508 | 0 | 0 | 0 | 1.5693 | 0
5810 | 243 | 31 | 8 | Sunday | 1 | 0 | 0 | 33.7182 | 23.3102 | 22.2101 | 5.198 | 0 | 0.0312 | 19.8 | 0 | 99.0698 | 0 | 0 | 0 | 1.6217 | 0
5811 | 243 | 31 | 8 | Sunday | 2 | 0 | 0 | 33.7182 | 17.5379 | 18.3373 | 5.198 | 0 | 0.0321 | 15.48 | 0 | 85.1055 | 0 | 0 | 0 | 1.6733 | 0
5812 | 243 | 31 | 8 | Sunday | 3 | 0 | 0 | 33.7182 | 17.5379 | 18.3373 | 5.198 | 0 | 0.033 | 15.48 | 0 | 85.1064 | 0 | 0 | 0 | 1.724 | 0
5813 | 243 | 31 | 8 | Sunday | 4 | 0 | 0 | 33.7182 | 17.5379 | 18.3373 | 5.198 | 0 | 0.0339 | 15.48 | 0 | 85.1073 | 0 | 0 | 0 | 1.7743 | 0
5814 | 243 | 31 | 8 | Sunday | 5 | 0 | 0 | 33.7182 | 18.7817 | 18.3373 | 5.198 | 0 | 0.0349 | 15.48 | 0 | 86.352 | 0 | 0 | 0 | 1.8238 | 0
5815 | 243 | 31 | 8 | Sunday | 6 | 0 | 0 | 33.7182 | 26.931 | 24.6242 | 25.989 | 0 | 0.1887 | 18.72 | 0.1791 | 104.1821 | 0 | 0 | 0 | 9.8056 | 0
5816 | 243 | 31 | 8 | Sunday | 7 | 0 | 0 | 33.7182 | 33.5006 | 29.9942 | 36.384 | 0 | 0.301 | 18.72 | 1.6431 | 116.2341 | 0 | 0 | 0 | 15.5249 | 0
5817 | 243 | 31 | 8 | Sunday | 8 | 0 | 0 | 33.7182 | 30.8952 | 33.2132 | 41.582 | 0 | 0.3903 | 23.4 | 5.4953 | 121.617 | 0 | 0 | 0 | 20.1075 | 0
5818 | 243 | 31 | 8 | Sunday | 9 | 0 | 0 | 33.7182 | 22.5889 | 29.3396 | 25.989 | 0.0974 | 0.2609 | 23.4 | 11.1699 | 109.3075 | 0 | 0 | 0 | 13.7543 | 0
5819 | 243 | 31 | 8 | Sunday | 10 | 0 | 0 | 33.7182 | 24.0043 | 32.5586 | 10.395 | 0.1546 | 0.1081 | 19.08 | 11.4923 | 109.4692 | 0 | 0 | 0 | 5.7382 | 0
5820 | 243 | 31 | 8 | Sunday | 11 | 0 | 0 | 33.8544 | 24.2006 | 32.5586 | 10.395 | 0 | 0.1103 | 21.6 | 9.15 | 112.3239 | 0 | 0 | 0 | 5.8745 | 0
5821 | 243 | 31 | 8 | Sunday | 12 | 0 | 2.337 | 34.0599 | 23.3529 | 33.0367 | 15.593 | 0.9577 | 0.291 | 19.08 | 10.5034 | 112.2546 | 0 | 0 | 0 | 9.0535 | 0
5822 | 243 | 31 | 8 | Sunday | 13 | 0 | 8.594 | 33.8501 | 19.4211 | 29.1634 | 15.593 | 12.7778 | 0.636 | 18.36 | 15.0517 | 110.7251 | 0 | 0 | 0 | 9.0976 | 0
5823 | 243 | 31 | 8 | Sunday | 14 | 0 | 5.832 | 33.7231 | 19.1427 | 29.1634 | 5.198 | 23.3348 | 0.3893 | 18 | 18.9179 | 106.7259 | 18.1368 | 0 | 0 | 2.8594 | 0
5824 | 243 | 31 | 8 | Sunday | 15 | 0 | 5.725 | 33.7182 | 18.7303 | 29.1634 | 5.198 | 31.3132 | 0.3905 | 15.84 | 21.9043 | 104.0341 | 26.1152 | 0 | 0 | 2.54 | 0
5825 | 243 | 31 | 8 | Sunday | 16 | 0 | 5.49 | 33.7182 | 18.0071 | 27.5539 | 20.791 | 33.0151 | 0.5011 | 23.04 | 22.8543 | 108.7579 | 12.2241 | 0 | 0 | 8.8219 | 0
5826 | 243 | 31 | 8 | Sunday | 17 | 0 | 5.322 | 33.7245 | 17.2933 | 26.399 | 25.989 | 10.2534 | 0.4895 | 22.32 | 16.7226 | 105.9819 | 0 | 0 | 0 | 10.4924 | 0
5827 | 243 | 31 | 8 | Sunday | 18 | 0 | 4.612 | 33.725 | 28.9295 | 38.0184 | 36.384 | 0 | 0.5482 | 23.4 | 8.7547 | 129.6093 | 0 | 0 | 0 | 16.1771 | 0
5828 | 243 | 31 | 8 | Sunday | 19 | 0 | 5.116 | 33.8216 | 43.5623 | 45.7644 | 36.384 | 0 | 0.6087 | 22.68 | 3.1627 | 151.9698 | 0 | 0 | 0 | 18.0661 | 0
5829 | 243 | 31 | 8 | Sunday | 20 | 0 | 5.338 | 33.8288 | 59.2346 | 49.6381 | 25.989 | 0 | 0.5377 | 22.68 | 0.7032 | 171.6925 | 0 | 0 | 0 | 13.9791 | 0
5830 | 243 | 31 | 8 | Sunday | 21 | 0 | 3.467 | 33.7234 | 48.5011 | 41.8913 | 15.593 | 0 | 0.3416 | 22.68 | 0 | 150.8868 | 0 | 0 | 0 | 8.7942 | 0
5831 | 243 | 31 | 8 | Sunday | 22 | 0 | 1.331 | 33.7182 | 40.3665 | 35.5897 | 10.395 | 0 | 0.1804 | 14.4 | 0 | 125.6942 | 0 | 0 | 0 | 6.0272 | 0
5832 | 243 | 31 | 8 | Sunday | 23 | 0 | 0.075 | 33.7182 | 25.6748 | 24.6242 | 10.395 | 0 | 0.1702 | 14.4 | 0 | 98.6683 | 0 | 0 | 0 | 6.1562 | 0
5833 | 244 | 1 | 9 | Monday | 0 | 0 | 0 | 33.7182 | 17.5343 | 18.3373 | 5.321 | 0 | 0.0586 | 14.4 | 0 | 84.0484 | 0 | 0 | 0 | 3.1262 | 0
5834 | 244 | 1 | 9 | Monday | 1 | 0 | 0 | 33.7182 | 14.6472 | 16.4006 | 5.321 | 0 | 0.0592 | 11.88 | 0 | 76.7053 | 0 | 0 | 0 | 3.1602 | 0
5835 | 244 | 1 | 9 | Monday | 2 | 0 | 0 | 33.7182 | 11.7686 | 14.464 | 5.321 | 0 | 0.0598 | 11.88 | 0 | 71.8907 | 0 | 0 | 0 | 3.1935 | 0
5836 | 244 | 1 | 9 | Monday | 3 | 0 | 0 | 33.7182 | 11.7686 | 14.464 | 5.321 | 0 | 0.0604 | 11.88 | 0 | 71.8913 | 0 | 0 | 0 | 3.2264 | 0
5837 | 244 | 1 | 9 | Monday | 4 | 0 | 0 | 33.7182 | 13.0128 | 14.464 | 5.321 | 0 | 0.061 | 11.88 | 0 | 73.1361 | 0 | 0 | 0 | 3.2585 | 0
5838 | 244 | 1 | 9 | Monday | 5 | 0 | 0 | 33.7182 | 22.6634 | 20.5805 | 5.321 | 0 | 0.0616 | 11.88 | 0 | 88.9038 | 0 | 0 | 0 | 3.2906 | 0
5839 | 244 | 1 | 9 | Monday | 6 | 0 | 0 | 33.7182 | 44.2813 | 35.484 | 26.607 | 0 | 0.318 | 15.12 | 0.2015 | 128.9216 | 0 | 0 | 0 | 16.8983 | 0
5840 | 244 | 1 | 9 | Monday | 7 | 0 | 0 | 33.7182 | 60.0843 | 46.6998 | 37.25 | 0 | 0.4706 | 15.12 | 1.9223 | 156.0929 | 0 | 0 | 0 | 24.8203 | 0
5841 | 244 | 1 | 9 | Monday | 8 | 0 | 0 | 33.7201 | 60.5273 | 52.1343 | 42.572 | 1.0042 | 0.5703 | 18.72 | 6.559 | 165.672 | 0 | 0 | 0 | 29.8888 | 0
5842 | 244 | 1 | 9 | Monday | 9 | 0 | 1.277 | 33.8084 | 58.2327 | 52.8606 | 26.607 | 21.8504 | 0.4542 | 18.72 | 13.6424 | 165.4775 | 0 | 0 | 0 | 18.8543 | 0
5843 | 244 | 1 | 9 | Monday | 10 | 0 | 13.111 | 33.9724 | 56.0796 | 51.878 | 10.643 | 49.1485 | 0.8972 | 14.4 | 22.0692 | 171.6041 | 38.5055 | 0 | 0 | 6.7743 | 0
5844 | 244 | 1 | 9 | Monday | 11 | 0 | 17.583 | 33.9919 | 54.2337 | 51.878 | 10.643 | 53.0536 | 1.1218 | 18.36 | 25.8153 | 178.7709 | 42.4106 | 0 | 0 | 5.5082 | 0
5845 | 244 | 1 | 9 | Monday | 12 | 0 | 17.427 | 33.9914 | 52.0869 | 51.1854 | 15.964 | 29.6597 | 1.1007 | 18.36 | 21.9552 | 175.5729 | 13.6957 | 0 | 0 | 6.9495 | 0
5846 | 244 | 1 | 9 | Monday | 13 | 0 | 15.684 | 33.9594 | 53.3959 | 51.878 | 15.964 | 27.046 | 0.9882 | 18.36 | 22.6301 | 175.5451 | 11.082 | 0 | 0 | 6.2905 | 0
5847 | 244 | 1 | 9 | Monday | 14 | 0 | 15.916 | 33.9642 | 53.1394 | 51.878 | 5.321 | 24.4947 | 0.9144 | 18.36 | 22.5636 | 175.5532 | 19.1737 | 0 | 0 | 1.8411 | 0
5848 | 244 | 1 | 9 | Monday | 15 | 0 | 17.542 | 33.989 | 53.6758 | 51.878 | 5.321 | 5.7396 | 0.9762 | 18.36 | 17.2809 | 178.184 | 0.4186 | 0 | 0 | 1.6906 | 0
5849 | 244 | 1 | 9 | Monday | 16 | 0 | 15.953 | 33.9644 | 54.2965 | 50.7246 | 21.286 | 0 | 0.9818 | 22.68 | 13.1785 | 180.0579 | 0 | 0 | 0 | 7.185 | 0
5850 | 244 | 1 | 9 | Monday | 17 | 0 | 14.891 | 33.948 | 47.2941 | 43.0931 | 26.607 | 0 | 0.975 | 28.8 | 9.5931 | 170.2154 | 0 | 0 | 0 | 10.0381 | 0
5851 | 244 | 1 | 9 | Monday | 18 | 0 | 17.4 | 33.9839 | 47.3713 | 51.7393 | 37.25 | 0 | 1.2281 | 30.96 | 5.8205 | 184.1018 | 0 | 0 | 0 | 15.8936 | 0
5852 | 244 | 1 | 9 | Monday | 19 | 0 | 16.333 | 33.9987 | 64.9499 | 57.1787 | 37.25 | 0 | 1.2054 | 25.2 | 2.7908 | 200.1983 | 0 | 0 | 0 | 17.8813 | 0
5853 | 244 | 1 | 9 | Monday | 20 | 0 | 14.547 | 33.9999 | 75.2516 | 60.483 | 26.607 | 0 | 1.0267 | 25.2 | 0.5742 | 211.6951 | 0 | 0 | 0 | 13.9032 | 0
5854 | 244 | 1 | 9 | Monday | 21 | 0 | 10.099 | 33.9113 | 69.495 | 55.4564 | 15.964 | 0 | 0.6883 | 25.2 | 0 | 195.6737 | 0 | 0 | 0 | 8.7696 | 0
5855 | 244 | 1 | 9 | Monday | 22 | 0 | 3.166 | 33.735 | 49.7368 | 40.0199 | 10.643 | 0 | 0.2741 | 16.2 | 0 | 143.3899 | 0 | 0 | 0 | 6.0193 | 0
5856 | 244 | 1 | 9 | Monday | 23 | 0 | 0.226 | 33.7182 | 26.9226 | 24.6242 | 10.643 | 0 | 0.1269 | 16.2 | 0 | 101.8364 | 0 | 0 | 0 | 6.1548 | 0
5857 | 245 | 2 | 9 | Tuesday | 0 | 0 | 0 | 33.7182 | 17.5343 | 18.3373 | 5.321 | 0 | 0.0586 | 14.4 | 0 | 84.0485 | 0 | 0 | 0 | 3.1272 | 0
5858 | 245 | 2 | 9 | Tuesday | 1 | 0 | 0 | 33.7182 | 14.6472 | 16.4006 | 5.321 | 0 | 0.0592 | 11.88 | 0 | 76.7053 | 0 | 0 | 0 | 3.1611 | 0
5859 | 245 | 2 | 9 | Tuesday | 2 | 0 | 0 | 33.7183 | 11.7686 | 14.464 | 5.321 | 0 | 0.0598 | 11.88 | 0 | 71.8908 | 0 | 0 | 0 | 3.1944 | 0
5860 | 245 | 2 | 9 | Tuesday | 3 | 0 | 0 | 33.733 | 11.7686 | 14.464 | 5.321 | 0 | 0.0604 | 11.88 | 0 | 71.9061 | 0 | 0 | 0 | 3.2272 | 0
5861 | 245 | 2 | 9 | Tuesday | 4 | 0 | 0 | 33.7606 | 13.0128 | 14.464 | 5.321 | 0 | 0.061 | 11.88 | 0 | 73.1784 | 0 | 0 | 0 | 3.2595 | 0
5862 | 245 | 2 | 9 | Tuesday | 5 | 0 | 0 | 33.7714 | 22.6634 | 20.5805 | 5.321 | 0 | 0.0616 | 11.88 | 0 | 88.957 | 0 | 0 | 0 | 3.2915 | 0
5863 | 245 | 2 | 9 | Tuesday | 6 | 0 | 0 | 33.7231 | 44.2813 | 35.484 | 26.607 | 0 | 0.3181 | 15.12 | 0.1661 | 128.9265 | 0 | 0 | 0 | 16.9024 | 0
5864 | 245 | 2 | 9 | Tuesday | 7 | 0 | 0 | 33.7182 | 59.7571 | 46.6998 | 37.25 | 0 | 0.4707 | 15.12 | 2.0045 | 155.7658 | 0 | 0 | 0 | 24.8257 | 0
5865 | 245 | 2 | 9 | Tuesday | 8 | 0 | 0 | 33.7182 | 60.9299 | 52.1343 | 42.572 | 1.5113 | 0.5711 | 18.72 | 8.9642 | 166.0735 | 0 | 0 | 0 | 29.8888 | 0
5866 | 245 | 2 | 9 | Tuesday | 9 | 0 | 0 | 33.7248 | 57.9281 | 52.8606 | 26.607 | 28.6779 | 0.3955 | 18.72 | 18.2118 | 163.6288 | 2.0709 | 0 | 0 | 18.6513 | 0
5867 | 245 | 2 | 9 | Tuesday | 10 | 0 | 2.228 | 33.8614 | 55.0003 | 51.878 | 10.643 | 68.482 | 0.3419 | 14.4 | 29.707 | 157.8912 | 57.839 | 0 | 0 | 6.387 | 0
5868 | 245 | 2 | 9 | Tuesday | 11 | 0 | 11.324 | 33.9287 | 54.4981 | 51.878 | 10.643 | 102.8793 | 0.836 | 18.36 | 40.9105 | 171.7481 | 92.2363 | 0 | 0 | 4.2674 | 0
5869 | 245 | 2 | 9 | Tuesday | 12 | 0 | 15.632 | 33.9773 | 52.8119 | 51.1854 | 15.964 | 101.1697 | 1.0377 | 18.36 | 44.157 | 174.279 | 85.2057 | 0 | 0 | 2.7216 | 0
5870 | 245 | 2 | 9 | Tuesday | 13 | 0 | 15.013 | 33.9554 | 53.0302 | 51.878 | 15.964 | 84.8836 | 0.9864 | 18.36 | 44.724 | 174.4474 | 68.9196 | 0 | 0 | 0.1667 | 0
5871 | 245 | 2 | 9 | Tuesday | 14 | 0 | 12.2 | 33.9026 | 53.0381 | 51.878 | 5.321 | 64.3158 | 0.7397 | 18.36 | 42.2876 | 171.1135 | 58.9948 | 0 | 0 | 0 | 0
5872 | 245 | 2 | 9 | Tuesday | 15 | 0 | 11.158 | 33.8729 | 53.4054 | 51.878 | 5.321 | 34.2399 | 0.6361 | 18.36 | 35.3246 | 170.2204 | 28.9189 | 0 | 0 | 0 | 0
5873 | 245 | 2 | 9 | Tuesday | 16 | 0 | 10.561 | 33.859 | 54.1305 | 50.7246 | 21.286 | 7.9858 | 0.5679 | 22.68 | 28.0275 | 173.3844 | 0 | 0 | 0 | 0 | 0
5874 | 245 | 2 | 9 | Tuesday | 17 | 0 | 11.322 | 33.8842 | 47.3002 | 43.0931 | 26.607 | 0 | 0.5987 | 28.8 | 18.394 | 165.9211 | 0 | 0 | 0 | 0 | 0
5875 | 245 | 2 | 9 | Tuesday | 18 | 0 | 14.652 | 33.9555 | 48.6446 | 51.7393 | 37.25 | 0 | 0.7871 | 30.96 | 8.5382 | 181.9335 | 0 | 0 | 0 | 0 | 0
5876 | 245 | 2 | 9 | Tuesday | 19 | 0 | 14.3 | 33.9642 | 63.546 | 57.1787 | 37.25 | 0 | 0.7678 | 25.2 | 2.7394 | 196.1228 | 0 | 0 | 0 | 0 | 0
5877 | 245 | 2 | 9 | Tuesday | 20 | 0 | 13.65 | 33.9564 | 75.2516 | 60.483 | 26.607 | 0 | 0.9633 | 25.2 | 0.5533 | 210.6175 | 0 | 0 | 0 | 0.5077 | 0
5878 | 245 | 2 | 9 | Tuesday | 21 | 0 | 9.423 | 33.8958 | 69.495 | 55.4564 | 15.964 | 0 | 0.5148 | 25.2 | 0 | 194.7528 | 0 | 0 | 0 | 1.2288 | 0
5879 | 245 | 2 | 9 | Tuesday | 22 | 0 | 2.901 | 33.7317 | 49.7368 | 40.0199 | 10.643 | 0 | 0.1717 | 16.2 | 0 | 142.9976 | 0 | 0 | 0 | 1.1475 | 0
5880 | 245 | 2 | 9 | Tuesday | 23 | 0 | 0.163 | 33.7182 | 26.9226 | 24.6242 | 10.643 | 0 | 0.037 | 16.2 | 0 | 101.6782 | 0 | 0 | 0 | 1.4031 | 0
5881 | 246 | 3 | 9 | Wednesday | 0 | 0 | 0 | 33.7182 | 17.5343 | 18.3373 | 5.321 | 0 | 0.0161 | 14.4 | 0 | 84.0059 | 0 | 0 | 0 | 0.7965 | 0
5882 | 246 | 3 | 9 | Wednesday | 1 | 0 | 0 | 33.7196 | 14.6472 | 16.4006 | 5.321 | 0 | 0.0173 | 11.88 | 0 | 76.6648 | 0 | 0 | 0 | 0.8603 | 0
5883 | 246 | 3 | 9 | Wednesday | 2 | 0 | 0 | 33.7317 | 11.7686 | 14.464 | 5.321 | 0 | 0.0184 | 11.88 | 0 | 71.8628 | 0 | 0 | 0 | 0.9234 | 0
5884 | 246 | 3 | 9 | Wednesday | 3 | 0 | 0 | 33.7509 | 11.7686 | 14.464 | 5.321 | 0 | 0.0196 | 11.88 | 0 | 71.8831 | 0 | 0 | 0 | 0.9854 | 0
5885 | 246 | 3 | 9 | Wednesday | 4 | 0 | 0 | 33.7676 | 13.0128 | 14.464 | 5.321 | 0 | 0.0207 | 11.88 | 0 | 73.1451 | 0 | 0 | 0 | 1.0468 | 0
5886 | 246 | 3 | 9 | Wednesday | 5 | 0 | 0 | 33.7714 | 22.6634 | 20.5805 | 5.321 | 0 | 0.0218 | 11.88 | 0 | 88.9171 | 0 | 0 | 0 | 1.1074 | 0
5887 | 246 | 3 | 9 | Wednesday | 6 | 0 | 0 | 33.7212 | 44.2813 | 35.484 | 26.607 | 0 | 0.1262 | 15.12 | 0 | 128.7327 | 0 | 0 | 0 | 6.3766 | 0
5888 | 246 | 3 | 9 | Wednesday | 7 | 0 | 0 | 33.7182 | 61.1577 | 46.6998 | 37.25 | 0 | 0.2209 | 15.12 | 0.1664 | 156.9166 | 0 | 0 | 0 | 11.1275 | 0
5889 | 246 | 3 | 9 | Wednesday | 8 | 0 | 0 | 33.7182 | 67.3606 | 52.1343 | 42.572 | 0 | 0.3083 | 18.72 | 1.7135 | 172.2415 | 0 | 0 | 0 | 15.6115 | 0
5890 | 246 | 3 | 9 | Wednesday | 9 | 0 | 0 | 33.7248 | 61.9636 | 52.8606 | 26.607 | 0 | 0.2143 | 18.72 | 5.833 | 167.4832 | 0 | 0 | 0 | 11.2099 | 0
5891 | 246 | 3 | 9 | Wednesday | 10 | 0 | 8.255 | 33.8509 | 56.9425 | 51.878 | 10.643 | 0 | 0.5069 | 14.4 | 11.8082 | 166.4612 | 0 | 0 | 0 | 4.7803 | 0
5892 | 246 | 3 | 9 | Wednesday | 11 | 0 | 10.702 | 33.9269 | 55.7076 | 51.878 | 10.643 | 0.6141 | 0.653 | 18.36 | 14.0575 | 172.1004 | 0 | 0 | 0 | 4.9453 | 0
5893 | 246 | 3 | 9 | Wednesday | 12 | 0 | 14.195 | 33.9496 | 53.5041 | 51.1854 | 15.964 | 8.6798 | 0.901 | 18.36 | 16.2327 | 173.2532 | 0 | 0 | 0 | 7.5732 | 0
5894 | 246 | 3 | 9 | Wednesday | 13 | 0.261 | 14.113 | 33.9513 | 54.7291 | 51.878 | 15.964 | 23.6639 | 0.9197 | 18.36 | 20.2204 | 175.102 | 7.6999 | 0 | 0 | 7.5407 | 0
5895 | 246 | 3 | 9 | Wednesday | 14 | 0 | 12.168 | 33.8965 | 55.0151 | 51.878 | 5.321 | 20.0698 | 0.7081 | 18.36 | 19.6074 | 173.0175 | 14.7488 | 0 | 0 | 2.2156 | 0
5896 | 246 | 3 | 9 | Wednesday | 15 | 0 | 11.013 | 33.871 | 55.1798 | 51.878 | 5.321 | 20.1376 | 0.6423 | 18.36 | 19.9762 | 171.8418 | 14.8166 | 0 | 0 | 2.0068 | 0
5897 | 246 | 3 | 9 | Wednesday | 16 | 0 | 11.776 | 33.8847 | 54.8934 | 50.7246 | 21.286 | 17.4319 | 0.7846 | 22.68 | 19.1209 | 175.7039 | 0 | 0 | 0 | 7.4845 | 0
5898 | 246 | 3 | 9 | Wednesday | 17 | 0 | 12.718 | 33.9079 | 47.5464 | 43.0931 | 26.607 | 3.0749 | 0.8563 | 28.8 | 14.0738 | 167.9591 | 0 | 0 | 0 | 9.737 | 0
5899 | 246 | 3 | 9 | Wednesday | 18 | 0 | 15.708 | 33.9665 | 49.3571 | 51.7393 | 37.25 | 0 | 1.1268 | 30.96 | 6.7159 | 184.1388 | 0 | 0 | 0 | 15.4539 | 0
5900 | 246 | 3 | 9 | Wednesday | 19 | 0 | 15.838 | 33.9734 | 65.5055 | 57.1787 | 37.25 | 0 | 1.1708 | 25.2 | 2.2434 | 200.1581 | 0 | 0 | 0 | 17.4775 | 0
5901 | 246 | 3 | 9 | Wednesday | 20 | 0 | 13.994 | 33.9617 | 75.2516 | 60.483 | 26.607 | 0 | 0.9917 | 25.2 | 0.4525 | 211.0234 | 0 | 0 | 0 | 13.6353 | 0
5902 | 246 | 3 | 9 | Wednesday | 21 | 0 | 9.792 | 33.9023 | 69.495 | 55.4564 | 15.964 | 0 | 0.6692 | 25.2 | 0 | 195.3132 | 0 | 0 | 0 | 8.6166 | 0
5903 | 246 | 3 | 9 | Wednesday | 22 | 0 | 3.08 | 33.7352 | 49.7368 | 40.0199 | 10.643 | 0 | 0.2679 | 16.2 | 0 | 143.2908 | 0 | 0 | 0 | 5.9204 | 0
5904 | 246 | 3 | 9 | Wednesday | 23 | 0 | 0.201 | 33.7182 | 26.9226 | 24.6242 | 10.643 | 0 | 0.1748 | 16.2 | 0 | 101.8577 | 0 | 0 | 0 | 6.0583 | 0
5905 | 247 | 4 | 9 | Thursday | 0 | 0 | 0 | 33.7182 | 17.5343 | 18.3373 | 5.321 | 0 | 0.0578 | 14.4 | 0 | 84.0475 | 0 | 0 | 0 | 3.0798 | 0
5906 | 247 | 4 | 9 | Thursday | 1 | 0 | 0 | 33.7193 | 14.6472 | 16.4006 | 5.321 | 0 | 0.0584 | 11.88 | 0 | 76.7055 | 0 | 0 | 0 | 3.1146 | 0
5907 | 247 | 4 | 9 | Thursday | 2 | 0 | 0 | 33.7456 | 11.7686 | 14.464 | 5.321 | 0 | 0.059 | 11.88 | 0 | 71.9172 | 0 | 0 | 0 | 3.1482 | 0
5908 | 247 | 4 | 9 | Thursday | 3 | 0 | 0 | 33.768 | 11.7686 | 14.464 | 5.321 | 0 | 0.0596 | 11.88 | 0 | 71.9403 | 0 | 0 | 0 | 3.1817 | 0
5909 | 247 | 4 | 9 | Thursday | 4 | 0 | 0 | 33.7714 | 13.0128 | 14.464 | 5.321 | 0 | 0.0602 | 11.88 | 0 | 73.1884 | 0 | 0 | 0 | 3.2147 | 0
5910 | 247 | 4 | 9 | Thursday | 5 | 0 | 0 | 33.7714 | 22.6634 | 20.5805 | 5.321 | 0 | 0.0608 | 11.88 | 0 | 88.9561 | 0 | 0 | 0 | 3.2469 | 0
5911 | 247 | 4 | 9 | Thursday | 6 | 0 | 0 | 33.7224 | 44.2813 | 35.484 | 26.607 | 0 | 0.3142 | 15.12 | 0.1635 | 128.9219 | 0 | 0 | 0 | 16.6886 | 0
5912 | 247 | 4 | 9 | Thursday | 7 | 0 | 0 | 33.7182 | 60.4167 | 46.6998 | 37.25 | 0 | 0.4656 | 15.12 | 1.6411 | 156.4203 | 0 | 0 | 0 | 24.5475 | 0
5913 | 247 | 4 | 9 | Thursday | 8 | 0 | 0 | 33.7182 | 62.1186 | 52.1343 | 42.572 | 0.0088 | 0.5637 | 18.72 | 5.9771 | 167.2549 | 0 | 0 | 0 | 29.6137 | 0
5914 | 247 | 4 | 9 | Thursday | 9 | 0 | 0 | 33.7252 | 57.9149 | 52.8606 | 26.607 | 15.2668 | 0.3797 | 18.72 | 13.4243 | 163.6003 | 0 | 0 | 0 | 18.9535 | 0
5915 | 247 | 4 | 9 | Thursday | 10 | 0 | 2.438 | 33.8306 | 54.4132 | 51.878 | 10.643 | 40.8717 | 0.3202 | 14.4 | 21.0357 | 157.4783 | 30.2287 | 0 | 0 | 7.0099 | 0
5916 | 247 | 4 | 9 | Thursday | 11 | 0 | 10.449 | 33.9354 | 53.5133 | 51.878 | 10.643 | 51.3859 | 0.738 | 18.36 | 25.6784 | 169.7259 | 40.7429 | 0 | 0 | 5.8939 | 0
5917 | 247 | 4 | 9 | Thursday | 12 | 0 | 14.462 | 33.9548 | 51.5425 | 51.1854 | 15.964 | 46.9187 | 0.9689 | 18.36 | 26.5392 | 171.6526 | 30.9547 | 0 | 0 | 7.1763 | 0
5918 | 247 | 4 | 9 | Thursday | 13 | 0 | 16.239 | 33.9735 | 53.2426 | 51.878 | 15.964 | 31.3457 | 1.021 | 18.36 | 23.7141 | 176.0382 | 15.3817 | 0 | 0 | 6.0354 | 0
5919 | 247 | 4 | 9 | Thursday | 14 | 0 | 17.179 | 33.9896 | 53.7547 | 51.878 | 5.321 | 21.5472 | 0.9794 | 18.36 | 21.9922 | 177.7078 | 16.2262 | 0 | 0 | 1.7715 | 0
5920 | 247 | 4 | 9 | Thursday | 15 | 0 | 16.159 | 33.9655 | 54.1053 | 51.878 | 5.321 | 13.778 | 0.9075 | 18.36 | 20.3437 | 176.8518 | 8.457 | 0 | 0 | 1.5849 | 0
5921 | 247 | 4 | 9 | Thursday | 16 | 0 | 15.316 | 33.9524 | 54.6286 | 50.7246 | 21.286 | 0.4343 | 0.9354 | 22.68 | 14.2147 | 179.6341 | 0 | 0 | 0 | 6.5438 | 0
5922 | 247 | 4 | 9 | Thursday | 17 | 0 | 17.458 | 33.9974 | 49.352 | 43.0931 | 26.607 | 0 | 1.1088 | 28.8 | 6.8945 | 175.5644 | 0 | 0 | 0 | 9.2776 | 0
5923 | 247 | 4 | 9 | Thursday | 18 | 0 | 19.018 | 34.021 | 62.7734 | 51.7393 | 37.25 | 0 | 1.3035 | 30.96 | 2.4423 | 201.5489 | 0 | 0 | 0 | 14.9037 | 0
5924 | 247 | 4 | 9 | Thursday | 19 | 0 | 15.135 | 33.9972 | 70.718 | 57.1787 | 37.25 | 0 | 1.1231 | 25.2 | 0.7692 | 204.586 | 0 | 0 | 0 | 16.9723 | 0
5925 | 247 | 4 | 9 | Thursday | 20 | 0 | 13.787 | 33.9584 | 75.2516 | 60.483 | 26.607 | 0 | 0.9743 | 25.2 | 0.1547 | 210.779 | 0 | 0 | 0 | 13.2999 | 0
5926 | 247 | 4 | 9 | Thursday | 21 | 0 | 9.897 | 33.904 | 69.495 | 55.4564 | 15.964 | 0 | 0.6713 | 25.2 | 0 | 195.4305 | 0 | 0 | 0 | 8.425 | 0
5927 | 247 | 4 | 9 | Thursday | 22 | 0 | 3.175 | 33.7361 | 49.7368 | 40.0199 | 10.643 | 0 | 0.2705 | 16.2 | 0 | 143.3967 | 0 | 0 | 0 | 5.7966 | 0
5928 | 247 | 4 | 9 | Thursday | 23 | 0 | 0.22 | 33.7182 | 26.9226 | 24.6242 | 10.643 | 0 | 0.1735 | 16.2 | 0 | 101.8764 | 0 | 0 | 0 | 5.9377 | 0
5929 | 248 | 5 | 9 | Friday | 0 | 0 | 0 | 33.7182 | 17.5343 | 18.3373 | 5.321 | 0 | 0.0567 | 14.4 | 0 | 84.0465 | 0 | 0 | 0 | 3.0205 | 0
5930 | 248 | 5 | 9 | Friday | 1 | 0 | 0 | 33.7182 | 14.6472 | 16.4006 | 5.321 | 0 | 0.0573 | 11.88 | 0 | 76.7034 | 0 | 0 | 0 | 3.0559 | 0
5931 | 248 | 5 | 9 | Friday | 2 | 0 | 0 | 33.7263 | 11.7686 | 14.464 | 5.321 | 0 | 0.058 | 11.88 | 0 | 71.8969 | 0 | 0 | 0 | 3.0906 | 0
5932 | 248 | 5 | 9 | Friday | 3 | 0 | 0 | 33.7637 | 11.7686 | 14.464 | 5.321 | 0 | 0.0586 | 11.88 | 0 | 71.9349 | 0 | 0 | 0 | 3.1247 | 0
5933 | 248 | 5 | 9 | Friday | 4 | 0 | 0 | 33.7714 | 13.0128 | 14.464 | 5.321 | 0 | 0.0592 | 11.88 | 0 | 73.1874 | 0 | 0 | 0 | 3.1582 | 0
5934 | 248 | 5 | 9 | Friday | 5 | 0 | 0 | 33.7714 | 22.6634 | 20.5805 | 5.321 | 0 | 0.0598 | 11.88 | 0 | 88.9551 | 0 | 0 | 0 | 3.1916 | 0
5935 | 248 | 5 | 9 | Friday | 6 | 0 | 0 | 33.7271 | 44.2813 | 35.484 | 26.607 | 0 | 0.3093 | 15.12 | 0.1486 | 128.9217 | 0 | 0 | 0 | 16.4213 | 0
5936 | 248 | 5 | 9 | Friday | 7 | 0 | 0 | 33.7182 | 59.8669 | 46.6998 | 37.25 | 0 | 0.4592 | 15.12 | 1.8341 | 155.8641 | 0 | 0 | 0 | 24.1996 | 0
5937 | 248 | 5 | 9 | Friday | 8 | 0 | 0 | 33.7182 | 60.1251 | 52.1343 | 42.572 | 1.5035 | 0.5592 | 18.72 | 8.6733 | 165.2568 | 0 | 0 | 0 | 29.2347 | 0
5938 | 248 | 5 | 9 | Friday | 9 | 0 | 0 | 33.7253 | 57.6408 | 52.8606 | 26.607 | 23.5999 | 0.382 | 18.72 | 16.928 | 163.3286 | 0 | 0 | 0 | 18.352 | 0
5939 | 248 | 5 | 9 | Friday | 10 | 0 | 2.34 | 33.8312 | 55.845 | 51.878 | 10.643 | 32.5743 | 0.2975 | 14.4 | 20.4848 | 158.7823 | 21.9313 | 0 | 0 | 6.7568 | 0
5940 | 248 | 5 | 9 | Friday | 11 | 0 | 10.566 | 33.9278 | 54.7941 | 51.878 | 10.643 | 39.0192 | 0.7255 | 18.36 | 23.6516 | 171.1127 | 28.3762 | 0 | 0 | 5.9669 | 0
5941 | 248 | 5 | 9 | Friday | 12 | 0 | 14.243 | 33.9506 | 51.9669 | 51.1854 | 15.964 | 47.9248 | 0.965 | 18.36 | 27.8063 | 171.8325 | 31.9608 | 0 | 0 | 7.5338 | 0
5942 | 248 | 5 | 9 | Friday | 13 | 0 | 14.232 | 33.9427 | 52.8545 | 51.878 | 15.964 | 56.474 | 0.9478 | 18.36 | 31.5234 | 173.376 | 40.51 | 0 | 0 | 5.8781 | 0
5943 | 248 | 5 | 9 | Friday | 14 | 0 | 11.861 | 33.9136 | 53.1266 | 51.878 | 5.321 | 51.4782 | 0.7252 | 18.36 | 31.5744 | 170.8312 | 46.1572 | 0 | 0 | 1.3345 | 0
5944 | 248 | 5 | 9 | Friday | 15 | 0.364 | 10.692 | 33.8562 | 53.5352 | 51.878 | 5.321 | 33.4434 | 0.6316 | 18.36 | 28.0002 | 169.8242 | 28.1224 | 0 | 0 | 1.2039 | 0
5945 | 248 | 5 | 9 | Friday | 16 | 0 | 10.139 | 33.776 | 54.2595 | 50.7246 | 21.286 | 10.7317 | 0.6006 | 22.68 | 22.2432 | 173.0058 | 0 | 0 | 0 | 2.7996 | 0
5946 | 248 | 5 | 9 | Friday | 17 | 0 | 10.484 | 33.8568 | 47.4867 | 43.0931 | 26.607 | 0 | 0.6386 | 28.8 | 13.8653 | 165.2137 | 0 | 0 | 0 | 4.6586 | 0
5947 | 248 | 5 | 9 | Friday | 18 | 0 | 13.878 | 33.942 | 49.1956 | 51.7393 | 37.25 | 0 | 0.9069 | 30.96 | 6.7323 | 181.7536 | 0 | 0 | 0 | 8.8919 | 0
5948 | 248 | 5 | 9 | Friday | 19 | 0 | 13.558 | 33.9515 | 67.0952 | 57.1787 | 37.25 | 0 | 0.9362 | 25.2 | 2.2328 | 199.025 | 0 | 0 | 0 | 11.4513 | 0
5949 | 248 | 5 | 9 | Friday | 20 | 0 | 13.096 | 33.9468 | 75.2516 | 60.483 | 26.607 | 0 | 0.8699 | 25.2 | 0.4349 | 209.9151 | 0 | 0 | 0 | 9.635 | 0
5950 | 248 | 5 | 9 | Friday | 21 | 0 | 8.982 | 33.8875 | 69.495 | 55.4564 | 15.964 | 0 | 0.5845 | 25.2 | 0 | 194.3376 | 0 | 0 | 0 | 6.3317 | 0
5951 | 248 | 5 | 9 | Friday | 22 | 0 | 2.72 | 33.7294 | 49.7368 | 40.0199 | 10.643 | 0 | 0.2225 | 16.2 | 0 | 142.8501 | 0 | 0 | 0 | 4.4436 | 0
5952 | 248 | 5 | 9 | Friday | 23 | 0 | 0.131 | 33.7182 | 26.9226 | 24.6242 | 10.643 | 0 | 0.094 | 16.2 | 0 | 101.7005 | 0 | 0 | 0 | 4.618 | 0
5953 | 249 | 6 | 9 | Saturday | 0 | 0 | 0 | 33.7556 | 18.3332 | 19.1419 | 5.321 | 0 | 0.0449 | 15.84 | 0 | 87.1156 | 0 | 0 | 0 | 2.3733 | 0
5954 | 249 | 6 | 9 | Saturday | 1 | 0 | 0 | 33.7714 | 17.5283 | 18.3373 | 5.321 | 0 | 0.0457 | 12.6 | 0 | 82.2826 | 0 | 0 | 0 | 2.417 | 0
5955 | 249 | 6 | 9 | Saturday | 2 | 0 | 0 | 33.7714 | 11.771 | 14.464 | 5.321 | 0 | 0.0465 | 12.6 | 0 | 72.6529 | 0 | 0 | 0 | 2.4599 | 0
5956 | 249 | 6 | 9 | Saturday | 3 | 0.002 | 0 | 33.7714 | 11.771 | 14.464 | 5.321 | 0 | 0.0473 | 12.6 | 0 | 72.6537 | 0 | 0 | 0 | 2.5042 | 0
5957 | 249 | 6 | 9 | Saturday | 4 | 0.064 | 0 | 33.7714 | 11.771 | 14.464 | 5.321 | 0 | 0.0492 | 12.6 | 0 | 72.6556 | 0 | 0 | 0 | 2.6082 | 0
5958 | 249 | 6 | 9 | Saturday | 5 | 0.146 | 0 | 33.7764 | 13.0152 | 14.464 | 5.321 | 0 | 0.0514 | 12.6 | 0 | 73.907 | 0 | 0 | 0 | 2.7308 | 0
5959 | 249 | 6 | 9 | Saturday | 6 | 0.171 | 0 | 33.7734 | 30.2702 | 24.9086 | 26.607 | 0 | 0.2592 | 14.4 | 0.1585 | 103.6114 | 0 | 0 | 0 | 13.6689 | 0
5960 | 249 | 6 | 9 | Saturday | 7 | 0.135 | 0 | 33.7567 | 32.278 | 26.405 | 37.25 | 0 | 0.3924 | 11.52 | 1.871 | 104.3521 | 0 | 0 | 0 | 20.5301 | 0
5961 | 249 | 6 | 9 | Saturday | 8 | 0.087 | 0 | 33.7192 | 36.9203 | 37.4339 | 42.572 | 0 | 0.4863 | 16.2 | 8.0494 | 124.7598 | 0 | 0 | 0 | 25.3689 | 0
5962 | 249 | 6 | 9 | Saturday | 9 | 0.005 | 0 | 33.7182 | 32.6301 | 37.9057 | 26.607 | 15.148 | 0.3347 | 16.2 | 16.7653 | 120.7887 | 0 | 0 | 0 | 16.4945 | 0
5963 | 249 | 6 | 9 | Saturday | 10 | 0 | 1.262 | 33.7777 | 30.3005 | 37.2508 | 10.643 | 45.2488 | 0.2488 | 15.12 | 25.1668 | 118.0623 | 34.6058 | 0 | 0 | 6.0005 | 0
5964 | 249 | 6 | 9 | Saturday | 11 | 0 | 3.504 | 33.8694 | 27.9267 | 35.3135 | 10.643 | 57.9675 | 0.3604 | 21.6 | 30.3885 | 122.8591 | 47.3245 | 0 | 0 | 4.7781 | 0
5965 | 249 | 6 | 9 | Saturday | 12 | 0 | 9.179 | 33.9056 | 24.7661 | 34.2247 | 15.964 | 59.8225 | 0.6717 | 23.4 | 33.4397 | 126.8955 | 43.8585 | 0 | 0 | 5.1875 | 0
5966 | 249 | 6 | 9 | Saturday | 13 | 0 | 9.499 | 33.8503 | 24.5992 | 33.0722 | 15.964 | 54.6199 | 0.6451 | 23.4 | 33.7778 | 125.8398 | 38.6559 | 0 | 0 | 3.4148 | 0
5967 | 249 | 6 | 9 | Saturday | 14 | 0 | 8.758 | 33.8112 | 23.8236 | 33.0722 | 5.321 | 40.5004 | 0.5294 | 23.4 | 30.8896 | 124.1087 | 35.1794 | 0 | 0 | 0.6289 | 0
5968 | 249 | 6 | 9 | Saturday | 15 | 0 | 8.252 | 33.7341 | 24.4279 | 33.0722 | 5.321 | 17.3863 | 0.8357 | 23.4 | 25.4074 | 124.3942 | 12.0653 | 0 | 0 | 0 | 0
5969 | 249 | 6 | 9 | Saturday | 16 | 0 | 8.014 | 33.7237 | 25.19 | 33.0722 | 21.286 | 0.0199 | 0.4483 | 23.4 | 16.8097 | 124.5009 | 0 | 0 | 0 | 1.558 | 0
5970 | 249 | 6 | 9 | Saturday | 17 | 0 | 8.195 | 33.727 | 23.5629 | 32.9581 | 26.607 | 0 | 0.4944 | 27 | 8.8362 | 126.6053 | 0 | 0 | 0 | 3.4137 | 0
5971 | 249 | 6 | 9 | Saturday | 18 | 0 | 10.474 | 33.8942 | 40.9206 | 46.5147 | 37.25 | 0 | 0.6939 | 28.8 | 4.2712 | 162.1517 | 0 | 0 | 0 | 7.272 | 0
5972 | 249 | 6 | 9 | Saturday | 19 | 0 | 13.145 | 33.9579 | 59.11 | 50.3878 | 37.25 | 0 | 0.8866 | 28.8 | 1.9572 | 187.3596 | 0 | 0 | 0 | 9.9636 | 0
5973 | 249 | 6 | 9 | Saturday | 20 | 0 | 11.414 | 33.9259 | 61.3343 | 50.3878 | 26.607 | 0 | 0.7612 | 27 | 0.3822 | 185.754 | 0 | 0 | 0 | 8.6475 | 0
5974 | 249 | 6 | 9 | Saturday | 21 | 0 | 10.468 | 33.9143 | 61.3343 | 50.3878 | 15.964 | 0 | 0.6531 | 27 | 0 | 184.6113 | 0 | 0 | 0 | 5.7676 | 0
5975 | 249 | 6 | 9 | Saturday | 22 | 0 | 3.815 | 33.7421 | 49.2003 | 40.077 | 10.643 | 0 | 0.272 | 19.8 | 0 | 147.2177 | 0 | 0 | 0 | 4.0791 | 0
5976 | 249 | 6 | 9 | Saturday | 23 | 0 | 0.425 | 33.7182 | 28.1779 | 24.6242 | 10.643 | 0 | 0.1024 | 19.8 | 0 | 106.8825 | 0 | 0 | 0 | 4.2625 | 0
5977 | 250 | 7 | 9 | Sunday | 0 | 0 | 0.001 | 33.7346 | 24.1043 | 23.0149 | 5.321 | 0 | 0.0417 | 19.8 | 0 | 100.6966 | 0 | 0 | 0 | 2.1989 | 0
5978 | 250 | 7 | 9 | Sunday | 1 | 0 | 0 | 33.7692 | 23.3102 | 22.2101 | 5.321 | 0 | 0.0425 | 19.8 | 0 | 99.1321 | 0 | 0 | 0 | 2.2449 | 0
5979 | 250 | 7 | 9 | Sunday | 2 | 0.024 | 0 | 33.7714 | 17.5379 | 18.3373 | 5.321 | 0 | 0.0438 | 15.48 | 0 | 85.1703 | 0 | 0 | 0 | 2.3138 | 0
5980 | 250 | 7 | 9 | Sunday | 3 | 0.133 | 0 | 33.7714 | 17.5379 | 18.3373 | 5.321 | 0 | 0.0466 | 15.48 | 0 | 85.1731 | 0 | 0 | 0 | 2.4671 | 0
5981 | 250 | 7 | 9 | Sunday | 4 | 0.124 | 0 | 33.774 | 17.5379 | 18.3373 | 5.321 | 0 | 0.0472 | 15.48 | 0 | 85.1764 | 0 | 0 | 0 | 2.5027 | 0
5982 | 250 | 7 | 9 | Sunday | 5 | 0.108 | 0 | 33.7717 | 18.7817 | 18.3373 | 5.321 | 0 | 0.0477 | 15.48 | 0 | 86.4184 | 0 | 0 | 0 | 2.5293 | 0
5983 | 250 | 7 | 9 | Sunday | 6 | 0.147 | 0 | 33.781 | 26.931 | 24.6242 | 26.607 | 0 | 0.2444 | 18.72 | 0.1237 | 104.3005 | 0 | 0 | 0 | 12.8575 | 0
5984 | 250 | 7 | 9 | Sunday | 7 | 0.184 | 0 | 33.7646 | 33.2712 | 29.9942 | 37.25 | 0 | 0.3746 | 18.72 | 1.4628 | 116.1246 | 0 | 0 | 0 | 19.5547 | 0
5985 | 250 | 7 | 9 | Sunday | 8 | 0.181 | 0 | 33.719 | 28.4407 | 33.2132 | 42.572 | 0 | 0.4686 | 23.4 | 6.3333 | 119.2414 | 0 | 0 | 0 | 24.3928 | 0
5986 | 250 | 7 | 9 | Sunday | 9 | 0.138 | 0 | 33.7182 | 21.4579 | 29.3396 | 26.607 | 4.1518 | 0.3131 | 23.4 | 12.7667 | 108.2288 | 0 | 0 | 0 | 16.2649 | 0
5987 | 250 | 7 | 9 | Sunday | 10 | 0.057 | 0 | 33.7182 | 21.9575 | 32.5586 | 10.643 | 28.5564 | 0.1637 | 19.08 | 20.0047 | 107.478 | 17.9134 | 0 | 0 | 6.3208 | 0
5988 | 250 | 7 | 9 | Sunday | 11 | 0.009 | 0 | 33.7182 | 20.6543 | 32.5586 | 10.643 | 53.0361 | 0.1847 | 21.6 | 27.6467 | 108.7158 | 42.3931 | 0 | 0 | 5.344 | 0
5989 | 250 | 7 | 9 | Sunday | 12 | 0 | 0 | 33.7421 | 20.144 | 33.0367 | 15.964 | 68.442 | 0.2213 | 19.08 | 33.4838 | 106.224 | 52.478 | 0 | 0 | 5.9127 | 0
5990 | 250 | 7 | 9 | Sunday | 13 | 0 | 0 | 33.9409 | 17.5968 | 29.1634 | 15.964 | 67.1889 | 0.1781 | 18.36 | 35.1654 | 99.2392 | 51.2249 | 0 | 0 | 3.6519 | 0
5991 | 250 | 7 | 9 | Sunday | 14 | 0 | 0.096 | 33.9974 | 17.8092 | 29.1634 | 5.321 | 38.638 | 0.0792 | 18 | 29.5528 | 99.1531 | 33.317 | 0 | 0 | 0.627 | 0
5992 | 250 | 7 | 9 | Sunday | 15 | 0 | 0.401 | 34.029 | 18.2644 | 29.1634 | 5.321 | 6.159 | 0.4661 | 15.84 | 21.5375 | 98.1971 | 0.838 | 0 | 0 | 0.1001 | 0
5993 | 250 | 7 | 9 | Sunday | 16 | 0 | 0.29 | 33.9745 | 17.8565 | 27.5539 | 21.286 | 0 | 0.0618 | 23.04 | 16.3518 | 102.8008 | 0 | 0 | 0 | 2.1956 | 0
5994 | 250 | 7 | 9 | Sunday | 17 | 0 | 0.145 | 33.8968 | 17.3482 | 26.399 | 26.607 | 0 | 0.094 | 22.32 | 11.8388 | 100.2151 | 0 | 0 | 0 | 4.2111 | 0
5995 | 250 | 7 | 9 | Sunday | 18 | 0 | 0.043 | 33.9693 | 29.6592 | 38.0184 | 37.25 | 0 | 0.1716 | 23.4 | 6.1937 | 125.2645 | 0 | 0 | 0 | 8.31 | 0
5996 | 250 | 7 | 9 | Sunday | 19 | 0 | 3.109 | 33.9551 | 51.583 | 45.7644 | 37.25 | 0 | 0.3787 | 22.68 | 2.6303 | 157.7232 | 0 | 0 | 0 | 10.9169 | 0
5997 | 250 | 7 | 9 | Sunday | 20 | 0.001 | 4.793 | 33.7581 | 60.0165 | 49.6381 | 26.607 | 0 | 0.4237 | 22.68 | 0.5396 | 171.6999 | 0 | 0 | 0 | 9.2814 | 0
5998 | 250 | 7 | 9 | Sunday | 21 | 0.068 | 2.624 | 33.7182 | 48.5011 | 41.8913 | 15.964 | 0 | 0.2511 | 22.68 | 0 | 149.8793 | 0 | 0 | 0 | 6.1974 | 0
5999 | 250 | 7 | 9 | Sunday | 22 | 0.106 | 0.47 | 33.7207 | 40.3665 | 35.5897 | 10.643 | 0 | 0.1075 | 14.4 | 0 | 124.6922 | 0 | 0 | 0 | 4.4192 | 0
6000 | 250 | 7 | 9 | Sunday | 23 | 0.135 | 0.008 | 33.7785 | 25.6748 | 24.6242 | 10.643 | 0 | 0.088 | 14.4 | 0 | 98.5742 | 0 | 0 | 0 | 4.6249 | 0
6001 | 251 | 8 | 9 | Monday | 0 | 0.154 | 0 | 33.808 | 17.5343 | 18.3373 | 5.321 | 0 | 0.0465 | 14.4 | 0 | 84.1261 | 0 | 0 | 0 | 2.4646 | 0
6002 | 251 | 8 | 9 | Monday | 1 | 0.233 | 0 | 33.8089 | 14.6472 | 16.4006 | 5.321 | 0 | 0.0488 | 11.88 | 0 | 76.7855 | 0 | 0 | 0 | 2.5881 | 0
6003 | 251 | 8 | 9 | Monday | 2 | 0.286 | 0 | 33.8089 | 11.7686 | 14.464 | 5.321 | 0 | 0.0506 | 11.88 | 0 | 71.9721 | 0 | 0 | 0 | 2.6852 | 0
6004 | 251 | 8 | 9 | Monday | 3 | 0.346 | 0 | 33.8089 | 11.7686 | 14.464 | 5.321 | 0 | 0.0525 | 11.88 | 0 | 71.974 | 0 | 0 | 0 | 2.7881 | 0
6005 | 251 | 8 | 9 | Monday | 4 | 0.354 | 0 | 33.8114 | 13.0128 | 14.464 | 5.321 | 0 | 0.0534 | 11.88 | 0 | 73.2216 | 0 | 0 | 0 | 2.8379 | 0
6006 | 251 | 8 | 9 | Monday | 5 | 0.373 | 0 | 33.8041 | 22.6634 | 20.5805 | 5.321 | 0 | 0.0545 | 11.88 | 0 | 88.9825 | 0 | 0 | 0 | 2.8995 | 0
6007 | 251 | 8 | 9 | Monday | 6 | 0.386 | 0 | 33.7672 | 44.2813 | 35.484 | 26.607 | 0 | 0.258 | 15.12 | 0.1661 | 128.9105 | 0 | 0 | 0 | 13.6016 | 0
6008 | 251 | 8 | 9 | Monday | 7 | 0.179 | 0 | 33.7268 | 59.8842 | 46.6998 | 37.25 | 0 | 0.3865 | 15.12 | 1.7143 | 155.8173 | 0 | 0 | 0 | 20.2063 | 0
6009 | 251 | 8 | 9 | Monday | 8 | 0.048 | 0 | 33.7182 | 60.5634 | 52.1343 | 42.572 | 0 | 0.4786 | 18.72 | 7.2038 | 165.6146 | 0 | 0 | 0 | 24.9449 | 0
6010 | 251 | 8 | 9 | Monday | 9 | 0.007 | 0 | 33.7205 | 58.0455 | 52.8606 | 26.607 | 10.6331 | 0.3258 | 18.72 | 16.4161 | 163.6723 | 0 | 0 | 0 | 16.3983 | 0
6011 | 251 | 8 | 9 | Monday | 10 | 0 | 0.886 | 33.8 | 54.3655 | 51.878 | 10.643 | 44.6639 | 0.2301 | 14.4 | 25.1473 | 155.6317 | 34.0209 | 0 | 0 | 6.0749 | 0
6012 | 251 | 8 | 9 | Monday | 11 | 0 | 7.949 | 33.9179 | 53.6704 | 51.878 | 10.643 | 87.6304 | 0.6377 | 18.36 | 36.5424 | 167.0614 | 76.9874 | 0 | 0 | 4.5083 | 0
6013 | 251 | 8 | 9 | Monday | 12 | 0 | 13.909 | 33.932 | 51.867 | 51.1854 | 15.964 | 119.0982 | 0.9776 | 18.36 | 46.9557 | 171.3656 | 103.1342 | 0 | 0 | 3.0335 | 0
6014 | 251 | 8 | 9 | Monday | 13 | 0 | 13.865 | 33.9398 | 53.1598 | 51.878 | 15.964 | 111.9445 | 0.9593 | 18.36 | 49.0272 | 173.2925 | 95.9805 | 0 | 0 | 0.0891 | 0
6015 | 251 | 8 | 9 | Monday | 14 | 0 | 13.195 | 33.9228 | 53.7425 | 51.878 | 5.321 | 77.1157 | 0.814 | 18.36 | 43.9488 | 172.9887 | 71.7947 | 0 | 0 | 0 | 0
6016 | 251 | 8 | 9 | Monday | 15 | 0 | 13.251 | 33.9161 | 53.8238 | 51.878 | 5.321 | 35.4205 | 0.7511 | 18.36 | 35.6485 | 173.0606 | 30.0995 | 0 | 0 | 0 | 0
6017 | 251 | 8 | 9 | Monday | 16 | 0 | 12.665 | 33.9033 | 54.1679 | 50.7246 | 21.286 | 4.2584 | 0.6752 | 22.68 | 26.9441 | 175.8487 | 0 | 0 | 0 | 0 | 0
6018 | 251 | 8 | 9 | Monday | 17 | 0 | 13.341 | 33.9191 | 47.1433 | 43.0931 | 26.607 | 0 | 0.7077 | 28.8 | 16.8326 | 168.0921 | 0 | 0 | 0 | 0 | 0
6019 | 251 | 8 | 9 | Monday | 18 | 0 | 15.343 | 33.9652 | 48.159 | 51.7393 | 37.25 | 0 | 0.8248 | 30.96 | 7.3273 | 182.2423 | 0 | 0 | 0 | 0 | 0
6020 | 251 | 8 | 9 | Monday | 19 | 0 | 13.455 | 33.9511 | 66.5076 | 57.1787 | 37.25 | 0 | 0.7218 | 25.2 | 2.4195 | 198.1114 | 0 | 0 | 0 | 0 | 0
6021 | 251 | 8 | 9 | Monday | 20 | 0 | 12.839 | 33.9438 | 75.2516 | 60.483 | 26.607 | 0 | 0.6803 | 25.2 | 0.456 | 209.4444 | 0 | 0 | 0 | 0 | 0
6022 | 251 | 8 | 9 | Monday | 21 | 0 | 8.716 | 33.8848 | 69.495 | 55.4564 | 15.964 | 0 | 0.511 | 25.2 | 0 | 193.9738 | 0 | 0 | 0 | 0 | 0
6023 | 251 | 8 | 9 | Monday | 22 | 0 | 2.525 | 33.7291 | 49.7368 | 40.0199 | 10.643 | 0 | 0.4505 | 16.2 | 0 | 142.8666 | 0 | 0 | 0 | 0 | 0
6024 | 251 | 8 | 9 | Monday | 23 | 0 | 0.091 | 33.7279 | 26.9226 | 24.6242 | 10.643 | 0 | 0.6576 | 16.2 | 0 | 102.2302 | 0 | 0 | 0 | 0 | 0
6025 | 252 | 9 | 9 | Tuesday | 0 | 0 | 0 | 33.7693 | 17.5343 | 18.3373 | 5.321 | 0 | 0.3672 | 14.4 | 0 | 84.4081 | 0 | 0 | 0 | 0 | 0
6026 | 252 | 9 | 9 | Tuesday | 1 | 0 | 0 | 33.772 | 14.6472 | 16.4006 | 5.321 | 0 | 0.5849 | 11.88 | 0 | 77.2848 | 0 | 0 | 0 | 0 | 0
6027 | 252 | 9 | 9 | Tuesday | 2 | 0.089 | 0 | 33.7927 | 11.7686 | 14.464 | 5.321 | 0 | 0.3515 | 11.88 | 0 | 72.2569 | 0 | 0 | 0 | 0.3069 | 0
6028 | 252 | 9 | 9 | Tuesday | 3 | 0.215 | 0 | 33.8074 | 11.7686 | 14.464 | 5.321 | 0 | 0.0157 | 11.88 | 0 | 71.9358 | 0 | 0 | 0 | 0.7715 | 0
6029 | 252 | 9 | 9 | Tuesday | 4 | 0.23 | 0 | 33.7885 | 13.0128 | 14.464 | 5.321 | 0 | 0.0172 | 11.88 | 0 | 73.1625 | 0 | 0 | 0 | 0.8542 | 0
6030 | 252 | 9 | 9 | Tuesday | 5 | 0.266 | 0 | 33.7719 | 22.6634 | 20.5805 | 5.321 | 0 | 0.019 | 11.88 | 0 | 88.9149 | 0 | 0 | 0 | 0.9569 | 0
6031 | 252 | 9 | 9 | Tuesday | 6 | 0.28 | 0 | 33.7542 | 44.2813 | 35.484 | 26.607 | 0 | 0.0947 | 15.12 | 0.1745 | 128.7341 | 0 | 0 | 0 | 4.6482 | 0
6032 | 252 | 9 | 9 | Tuesday | 7 | 0.095 | 0 | 33.7182 | 60.573 | 46.6998 | 37.25 | 0 | 0.1749 | 15.12 | 1.6799 | 156.286 | 0 | 0 | 0 | 8.6093 | 0
6033 | 252 | 9 | 9 | Tuesday | 8 | 0.005 | 0 | 33.7182 | 62.6887 | 52.1343 | 42.572 | 0 | 0.2587 | 18.72 | 6.5455 | 167.52 | 0 | 0 | 0 | 12.8901 | 0
6034 | 252 | 9 | 9 | Tuesday | 9 | 0 | 0 | 33.7225 | 58.6082 | 52.8606 | 26.607 | 3.374 | 0.1903 | 18.72 | 15.6747 | 164.1016 | 0 | 0 | 0 | 9.5998 | 0
6035 | 252 | 9 | 9 | Tuesday | 10 | 0 | 1.655 | 33.8133 | 55.0667 | 51.878 | 10.643 | 21.6162 | 0.1924 | 14.4 | 22.0002 | 157.1404 | 10.9732 | 0 | 0 | 3.8427 | 0
6036 | 252 | 9 | 9 | Tuesday | 11 | 0 | 9.148 | 33.9275 | 53.7409 | 51.878 | 10.643 | 31.0127 | 0.5903 | 18.36 | 25.3927 | 168.3906 | 20.3697 | 0 | 0 | 3.345 | 0
6037 | 252 | 9 | 9 | Tuesday | 12 | 0 | 14.336 | 33.9526 | 51.1871 | 51.1854 | 15.964 | 38.768 | 0.8918 | 18.36 | 28.6364 | 171.0822 | 22.804 | 0 | 0 | 4.0364 | 0
6038 | 252 | 9 | 9 | Tuesday | 13 | 0 | 14.69 | 33.9441 | 52.4691 | 51.878 | 15.964 | 39.0646 | 0.8927 | 18.36 | 29.837 | 173.432 | 23.1006 | 0 | 0 | 3.0004 | 0
6039 | 252 | 9 | 9 | Tuesday | 14 | 0 | 12.288 | 33.8914 | 52.7868 | 51.878 | 5.321 | 27.5874 | 0.6983 | 18.36 | 27.706 | 170.9043 | 22.2664 | 0 | 0 | 0.6721 | 0
6040 | 252 | 9 | 9 | Tuesday | 15 | 0 | 10.895 | 33.8651 | 53.4923 | 51.878 | 5.321 | 5.7633 | 0.5861 | 18.36 | 21.6424 | 169.9648 | 0.4423 | 0 | 0 | 0.5236 | 0
6041 | 252 | 9 | 9 | Tuesday | 16 | 0 | 10.089 | 33.8177 | 54.4874 | 50.7246 | 21.286 | 0 | 0.5784 | 22.68 | 14.7675 | 173.1995 | 0 | 0 | 0 | 2.6621 | 0
6042 | 252 | 9 | 9 | Tuesday | 17 | 0 | 10.515 | 33.8676 | 48.3667 | 43.0931 | 26.607 | 0 | 0.6409 | 28.8 | 8.9753 | 166.1409 | 0 | 0 | 0 | 4.6876 | 0
6043 | 252 | 9 | 9 | Tuesday | 18 | 0 | 13.754 | 33.9417 | 56.8821 | 51.7393 | 37.25 | 0 | 0.9008 | 30.96 | 4.3694 | 189.2992 | 0 | 0 | 0 | 8.9299 | 0
6044 | 252 | 9 | 9 | Tuesday | 19 | 0 | 13.116 | 33.9454 | 69.8428 | 57.1787 | 37.25 | 0 | 0.9129 | 25.2 | 1.5631 | 201.2658 | 0 | 0 | 0 | 11.4862 | 0
6045 | 252 | 9 | 9 | Tuesday | 20 | 0 | 12.704 | 33.9412 | 75.2516 | 60.483 | 26.607 | 0 | 0.8491 | 25.2 | 0.2459 | 209.4648 | 0 | 0 | 0 | 9.6581 | 0
6046 | 252 | 9 | 9 | Tuesday | 21 | 0 | 8.795 | 33.8855 | 69.495 | 55.4564 | 15.964 | 0 | 0.5748 | 25.2 | 0 | 194.1231 | 0 | 0 | 0 | 6.3449 | 0
6047 | 252 | 9 | 9 | Tuesday | 22 | 0 | 2.638 | 33.7294 | 49.7368 | 40.0199 | 10.643 | 0 | 0.2185 | 16.2 | 0 | 142.7575 | 0 | 0 | 0 | 4.4523 | 0
6048 | 252 | 9 | 9 | Tuesday | 23 | 0 | 0.121 | 33.7257 | 26.9226 | 24.6242 | 10.643 | 0 | 0.1446 | 16.2 | 0 | 101.7476 | 0 | 0 | 0 | 4.6264 | 0
6049 | 253 | 10 | 9 | Wednesday | 0 | 0 | 0 | 33.7707 | 17.5343 | 18.3373 | 5.321 | 0 | 0.045 | 14.4 | 0 | 84.0872 | 0 | 0 | 0 | 2.3775 | 0
6050 | 253 | 10 | 9 | Wednesday | 1 | 0.033 | 0 | 33.7714 | 14.6472 | 16.4006 | 5.321 | 0 | 0.0464 | 11.88 | 0 | 76.7456 | 0 | 0 | 0 | 2.4542 | 0
6051 | 253 | 10 | 9 | Wednesday | 2 | 0.09 | 0 | 33.7714 | 11.7686 | 14.464 | 5.321 | 0 | 0.0482 | 11.88 | 0 | 71.9322 | 0 | 0 | 0 | 2.5536 | 0
6052 | 253 | 10 | 9 | Wednesday | 3 | 0.151 | 0 | 33.7714 | 11.7686 | 14.464 | 5.321 | 0 | 0.0501 | 11.88 | 0 | 71.9341 | 0 | 0 | 0 | 2.6572 | 0
6053 | 253 | 10 | 9 | Wednesday | 4 | 0.21 | 0 | 33.7714 | 13.0128 | 14.464 | 5.321 | 0 | 0.0519 | 11.88 | 0 | 73.1801 | 0 | 0 | 0 | 2.7579 | 0
6054 | 253 | 10 | 9 | Wednesday | 5 | 0.203 | 0 | 33.7714 | 22.6634 | 20.5805 | 5.321 | 0 | 0.0525 | 11.88 | 0 | 88.9478 | 0 | 0 | 0 | 2.7917 | 0
6055 | 253 | 10 | 9 | Wednesday | 6 | 0.191 | 0 | 33.7368 | 44.2813 | 35.484 | 26.607 | 0 | 0.2599 | 15.12 | 0 | 128.882 | 0 | 0 | 0 | 13.7075 | 0
6056 | 253 | 10 | 9 | Wednesday | 7 | 0.034 | 0 | 33.7182 | 60.7456 | 46.6998 | 37.25 | 0 | 0.3909 | 15.12 | 0.5609 | 156.6746 | 0 | 0 | 0 | 20.4535 | 0
6057 | 253 | 10 | 9 | Wednesday | 8 | 0.002 | 0 | 33.7182 | 59.9886 | 52.1343 | 42.572 | 0 | 0.4852 | 18.72 | 6.6496 | 165.0463 | 0 | 0 | 0 | 25.3087 | 0
6058 | 253 | 10 | 9 | Wednesday | 9 | 0 | 0 | 33.7236 | 57.4158 | 52.8606 | 26.607 | 16.7719 | 0.3371 | 18.72 | 15.9006 | 163.057 | 0 | 0 | 0 | 16.4835 | 0
6059 | 253 | 10 | 9 | Wednesday | 10 | 0 | 1.83 | 33.8079 | 54.9421 | 51.878 | 10.643 | 57.638 | 0.2945 | 14.4 | 27.1382 | 157.3019 | 46.995 | 0 | 0 | 5.836 | 0
6060 | 253 | 10 | 9 | Wednesday | 11 | 0 | 8.957 | 33.9329 | 54.1852 | 51.878 | 10.643 | 86.35 | 0.6813 | 18.36 | 36.3296 | 168.7245 | 75.707 | 0 | 0 | 4.0883 | 0
6061 | 253 | 10 | 9 | Wednesday | 12 | 0 | 14.022 | 33.9339 | 51.9897 | 51.1854 | 15.964 | 92.6119 | 0.9406 | 18.36 | 40.6256 | 171.5755 | 76.6479 | 0 | 0 | 2.9699 | 0
6062 | 253 | 10 | 9 | Wednesday | 13 | 0 | 13.797 | 33.9406 | 53.25 | 51.878 | 15.964 | 80.4571 | 0.9319 | 18.36 | 40.4104 | 173.2826 | 64.4931 | 0 | 0 | 0.3393 | 0
6063 | 253 | 10 | 9 | Wednesday | 14 | 0 | 11.932 | 33.8921 | 53.9949 | 51.878 | 5.321 | 37.7593 | 0.6832 | 18.36 | 32.0816 | 171.7135 | 32.4383 | 0 | 0 | 0 | 0
6064 | 253 | 10 | 9 | Wednesday | 15 | 0 | 10.707 | 33.8586 | 54.4577 | 51.878 | 5.321 | 0.6318 | 0.5585 | 18.36 | 19.9128 | 170.6927 | 0 | 0 | 0 | 0 | 0
6065 | 253 | 10 | 9 | Wednesday | 16 | 0 | 9.988 | 33.8215 | 55.0579 | 50.7246 | 21.286 | 0 | 0.5247 | 22.68 | 15.0729 | 173.6113 | 0 | 0 | 0 | 0 | 0
6066 | 253 | 10 | 9 | Wednesday | 17 | 0 | 10.756 | 33.8757 | 48.3792 | 43.0931 | 26.607 | 0 | 0.5683 | 28.8 | 10.7812 | 166.3492 | 0 | 0 | 0 | 0 | 0
6067 | 253 | 10 | 9 | Wednesday | 18 | 0 | 13.726 | 33.9403 | 51.8024 | 51.7393 | 37.25 | 0 | 0.8765 | 30.96 | 4.7354 | 184.1639 | 0 | 0 | 0 | 1.4158 | 0
6068 | 253 | 10 | 9 | Wednesday | 19 | 0 | 13.445 | 33.9505 | 69.08 | 57.1787 | 37.25 | 0 | 0.8068 | 25.2 | 1.5751 | 200.7574 | 0 | 0 | 0 | 4.6926 | 0
6069 | 253 | 10 | 9 | Wednesday | 20 | 0 | 13.103 | 33.9478 | 75.2516 | 60.483 | 26.607 | 0 | 0.7885 | 25.2 | 0.2769 | 209.842 | 0 | 0 | 0 | 5.149 | 0
6070 | 253 | 10 | 9 | Wednesday | 21 | 0 | 9.148 | 33.8916 | 69.495 | 55.4564 | 15.964 | 0 | 0.5466 | 25.2 | 0 | 194.4837 | 0 | 0 | 0 | 3.7693 | 0
6071 | 253 | 10 | 9 | Wednesday | 22 | 0 | 2.81 | 33.7321 | 49.7368 | 40.0199 | 10.643 | 0 | 0.1969 | 16.2 | 0 | 142.9243 | 0 | 0 | 0 | 2.7877 | 0
6072 | 253 | 10 | 9 | Wednesday | 23 | 0 | 0.138 | 33.722 | 26.9226 | 24.6242 | 10.643 | 0 | 0.1159 | 16.2 | 0 | 101.7342 | 0 | 0 | 0 | 3.0029 | 0
6073 | 254 | 11 | 9 | Thursday | 0 | 0 | 0 | 33.767 | 17.5343 | 18.3373 | 5.321 | 0 | 0.0304 | 14.4 | 0 | 84.069 | 0 | 0 | 0 | 1.5811 | 0
6074 | 254 | 11 | 9 | Thursday | 1 | 0.017 | 0 | 33.7714 | 14.6472 | 16.4006 | 5.321 | 0 | 0.0317 | 11.88 | 0 | 76.731 | 0 | 0 | 0 | 1.6515 | 0
6075 | 254 | 11 | 9 | Thursday | 2 | 0.154 | 0 | 33.7714 | 11.7686 | 14.464 | 5.321 | 0 | 0.0352 | 11.88 | 0 | 71.9192 | 0 | 0 | 0 | 1.8422 | 0
6076 | 254 | 11 | 9 | Thursday | 3 | 0.248 | 0 | 33.7769 | 11.7686 | 14.464 | 5.321 | 0 | 0.0379 | 11.88 | 0 | 71.9275 | 0 | 0 | 0 | 1.9884 | 0
6077 | 254 | 11 | 9 | Thursday | 4 | 0.295 | 0 | 33.7728 | 13.0128 | 14.464 | 5.321 | 0 | 0.0397 | 11.88 | 0 | 73.1693 | 0 | 0 | 0 | 2.0868 | 0
6078 | 254 | 11 | 9 | Thursday | 5 | 0.321 | 0 | 33.7714 | 22.6634 | 20.5805 | 5.321 | 0 | 0.0411 | 11.88 | 0 | 88.9364 | 0 | 0 | 0 | 2.1635 | 0
6079 | 254 | 11 | 9 | Thursday | 6 | 0.292 | 0 | 33.7664 | 44.2813 | 35.484 | 26.607 | 0 | 0.1962 | 15.12 | 0 | 128.8479 | 0 | 0 | 0 | 10.2124 | 0
6080 | 254 | 11 | 9 | Thursday | 7 | 0.072 | 0 | 33.7268 | 60.762 | 46.6998 | 37.25 | 0 | 0.3063 | 15.12 | 0.6089 | 156.6149 | 0 | 0 | 0 | 15.8112 | 0
6081 | 254 | 11 | 9 | Thursday | 8 | 0.003 | 0 | 33.7182 | 61.8937 | 52.1343 | 42.572 | 0 | 0.3962 | 18.72 | 7.9328 | 166.8624 | 0 | 0 | 0 | 20.4267 | 0
6082 | 254 | 11 | 9 | Thursday | 9 | 0 | 0 | 33.7236 | 58.6094 | 52.8606 | 26.607 | 24.8084 | 0.2944 | 18.72 | 19.6829 | 164.2079 | 0 | 0 | 0 | 13.4443 | 0
6083 | 254 | 11 | 9 | Thursday | 10 | 0 | 1.859 | 33.8229 | 54.9775 | 51.878 | 10.643 | 63.139 | 0.2796 | 14.4 | 30.3483 | 157.369 | 52.496 | 0 | 0 | 4.4654 | 0
6084 | 254 | 11 | 9 | Thursday | 11 | 0 | 9.476 | 33.9248 | 53.7094 | 51.878 | 10.643 | 81.5296 | 0.6764 | 18.36 | 36.9487 | 168.7973 | 70.8866 | 0 | 0 | 2.7534 | 0
6085 | 254 | 11 | 9 | Thursday | 12 | 0 | 15.517 | 33.9722 | 51.2699 | 51.1854 | 15.964 | 92.7582 | 1.0599 | 18.36 | 42.1579 | 172.6301 | 76.7942 | 0 | 0 | 1.1374 | 0
6086 | 254 | 11 | 9 | Thursday | 13 | 0 | 18.836 | 34.0184 | 52.4803 | 51.878 | 15.964 | 79.4284 | 1.1348 | 18.36 | 41.8211 | 178.4267 | 63.4644 | 0 | 0 | 0 | 0
6087 | 254 | 11 | 9 | Thursday | 14 | 0 | 18.37 | 34.0083 | 52.8377 | 51.878 | 5.321 | 31.043 | 1.0318 | 18.36 | 32.1238 | 178.332 | 25.722 | 0 | 0 | 0 | 0
6088 | 254 | 11 | 9 | Thursday | 15 | 0 | 15.201 | 33.948 | 53.8437 | 51.878 | 5.321 | 0 | 0.804 | 18.36 | 18.2093 | 175.4243 | 0 | 0 | 0 | 0 | 0
6089 | 254 | 11 | 9 | Thursday | 16 | 0 | 13.16 | 33.9116 | 55.601 | 50.7246 | 21.286 | 0 | 0.6954 | 22.68 | 10.6302 | 177.8454 | 0 | 0 | 0 | 0 | 0
6090 | 254 | 11 | 9 | Thursday | 17 | 0 | 13.104 | 33.9155 | 49.9519 | 43.0931 | 26.607 | 0 | 0.6948 | 28.8 | 8.9688 | 170.6279 | 0 | 0 | 0 | 0 | 0
6091 | 254 | 11 | 9 | Thursday | 18 | 0 | 14.563 | 33.9542 | 56.3521 | 51.7393 | 37.25 | 0 | 0.8256 | 30.96 | 4.3604 | 189.5813 | 0 | 0 | 0 | 0 | 0
6092 | 254 | 11 | 9 | Thursday | 19 | 0 | 13.536 | 33.9511 | 70.2261 | 57.1787 | 37.25 | 0 | 0.8302 | 25.2 | 1.0885 | 202.0264 | 0 | 0 | 0 | 1.8379 | 0
6093 | 254 | 11 | 9 | Thursday | 20 | 0 | 12.949 | 33.9445 | 75.2516 | 60.483 | 26.607 | 0 | 0.7469 | 25.2 | 0.1313 | 209.6308 | 0 | 0 | 0 | 3.326 | 0
6094 | 254 | 11 | 9 | Thursday | 21 | 0 | 8.986 | 33.8879 | 69.495 | 55.4564 | 15.964 | 0 | 0.519 | 25.2 | 0 | 194.2769 | 0 | 0 | 0 | 2.7281 | 0
6095 | 254 | 11 | 9 | Thursday | 22 | 0 | 2.777 | 33.7305 | 49.7368 | 40.0199 | 10.643 | 0 | 0.1829 | 16.2 | 0 | 142.8732 | 0 | 0 | 0 | 2.1148 | 0
6096 | 254 | 11 | 9 | Thursday | 23 | 0 | 0.142 | 33.7203 | 26.9226 | 24.6242 | 10.643 | 0 | 0.1041 | 16.2 | 0 | 101.7247 | 0 | 0 | 0 | 2.3466 | 0
6097 | 255 | 12 | 9 | Friday | 0 | 0 | 0 | 33.7621 | 17.5343 | 18.3373 | 5.321 | 0 | 0.0246 | 14.4 | 0 | 84.0583 | 0 | 0 | 0 | 1.2593 | 0
6098 | 255 | 12 | 9 | Friday | 1 | 0 | 0 | 33.7714 | 14.6472 | 16.4006 | 5.321 | 0 | 0.0256 | 11.88 | 0 | 76.7249 | 0 | 0 | 0 | 1.3172 | 0
6099 | 255 | 12 | 9 | Friday | 2 | 0 | 0 | 33.7714 | 11.7686 | 14.464 | 5.321 | 0 | 0.0267 | 11.88 | 0 | 71.9107 | 0 | 0 | 0 | 1.3743 | 0
6100 | 255 | 12 | 9 | Friday | 3 | 0 | 0 | 33.7714 | 11.7686 | 14.464 | 5.321 | 0 | 0.0277 | 11.88 | 0 | 71.9117 | 0 | 0 | 0 | 1.4307 | 0
6101 | 255 | 12 | 9 | Friday | 4 | 0 | 0 | 33.7714 | 13.0128 | 14.464 | 5.321 | 0 | 0.0287 | 11.88 | 0 | 73.1569 | 0 | 0 | 0 | 1.4861 | 0
6102 | 255 | 12 | 9 | Friday | 5 | 0.005 | 0 | 33.7714 | 22.6634 | 20.5805 | 5.321 | 0 | 0.0298 | 11.88 | 0 | 88.9251 | 0 | 0 | 0 | 1.5465 | 0
6103 | 255 | 12 | 9 | Friday | 6 | 0.058 | 0 | 33.7269 | 44.2813 | 35.484 | 26.607 | 0 | 0.1653 | 15.12 | 0 | 128.7776 | 0 | 0 | 0 | 8.5249 | 0
6104 | 255 | 12 | 9 | Friday | 7 | 0.003 | 0 | 33.7182 | 61.1324 | 46.6998 | 37.25 | 0 | 0.2705 | 15.12 | 0.4005 | 156.941 | 0 | 0 | 0 | 13.8505 | 0
6105 | 255 | 12 | 9 | Friday | 8 | 0 | 0 | 33.7182 | 65.4808 | 52.1343 | 42.572 | 0 | 0.3601 | 18.72 | 3.7079 | 170.4135 | 0 | 0 | 0 | 18.4493 | 0
6106 | 255 | 12 | 9 | Friday | 9 | 0 | 0 | 33.7251 | 60.5329 | 52.8606 | 26.607 | 1.8787 | 0.2469 | 18.72 | 10.8763 | 166.0854 | 0 | 0 | 0 | 12.8349 | 0
6107 | 255 | 12 | 9 | Friday | 10 | 0 | 2.399 | 33.8545 | 55.461 | 51.878 | 10.643 | 26.7568 | 0.2606 | 14.4 | 19.7024 | 158.4489 | 16.1138 | 0 | 0 | 5.0707 | 0
6108 | 255 | 12 | 9 | Friday | 11 | 0 | 10.896 | 33.9318 | 54.0535 | 51.878 | 10.643 | 45.3954 | 0.7228 | 18.36 | 25.7873 | 170.7306 | 34.7524 | 0 | 0 | 4.285 | 0
6109 | 255 | 12 | 9 | Friday | 12 | 0 | 15.102 | 33.9672 | 51.8377 | 51.1854 | 15.964 | 65.5118 | 0.987 | 18.36 | 32.0182 | 172.6711 | 49.5478 | 0 | 0 | 4.6238 | 0
6110 | 255 | 12 | 9 | Friday | 13 | 0 | 17.774 | 34.005 | 53.1325 | 51.878 | 15.964 | 70.342 | 1.1016 | 18.36 | 34.8645 | 177.7009 | 54.378 | 0 | 0 | 2.4112 | 0
6111 | 255 | 12 | 9 | Friday | 14 | 0 | 16.656 | 33.9803 | 53.3659 | 51.878 | 5.321 | 54.4459 | 1.181 | 18.36 | 32.9543 | 176.9405 | 49.1249 | 0 | 0 | 0.0143 | 0
6112 | 255 | 12 | 9 | Friday | 15 | 0 | 18.123 | 33.999 | 53.5389 | 51.878 | 5.321 | 17.7594 | 1.0003 | 18.36 | 25.0389 | 178.8983 | 12.4384 | 0 | 0 | 0 | 0
6113 | 255 | 12 | 9 | Friday | 16 | 0 | 18.356 | 34.0056 | 54.2126 | 50.7246 | 21.286 | 0.0956 | 0.9911 | 22.68 | 18.0756 | 182.9958 | 0 | 0 | 0 | 0 | 0
6114 | 255 | 12 | 9 | Friday | 17 | 0 | 17.444 | 33.9983 | 47.1362 | 43.0931 | 26.607 | 0 | 1.1799 | 28.8 | 13.0203 | 173.4055 | 0 | 0 | 0 | 0.4135 | 0
6115 | 255 | 12 | 9 | Friday | 18 | 0 | 20.389 | 34.0107 | 47.7409 | 51.7393 | 37.25 | 0 | 1.1737 | 30.96 | 6.5303 | 187.9427 | 0 | 0 | 0 | 3.6248 | 0
6116 | 255 | 12 | 9 | Friday | 19 | 0 | 19.828 | 33.9673 | 67.1758 | 57.1787 | 37.25 | 0 | 1.1983 | 25.2 | 2.0518 | 206.3596 | 0 | 0 | 0 | 6.6182 | 0
6117 | 255 | 12 | 9 | Friday | 20 | 0 | 15.299 | 33.8986 | 75.2516 | 60.483 | 26.607 | 0 | 0.9317 | 25.2 | 0.3551 | 212.3117 | 0 | 0 | 0 | 6.4268 | 0
6118 | 255 | 12 | 9 | Friday | 21 | 0 | 10.2 | 33.8072 | 69.495 | 55.4564 | 15.964 | 0 | 0.6158 | 25.2 | 0 | 195.6055 | 0 | 0 | 0 | 4.4992 | 0
6119 | 255 | 12 | 9 | Friday | 22 | 0 | 3.145 | 33.7237 | 49.7368 | 40.0199 | 10.643 | 0 | 0.2228 | 16.2 | 0 | 143.3043 | 0 | 0 | 0 | 3.2594 | 0
6120 | 255 | 12 | 9 | Friday | 23 | 0 | 0.19 | 33.7182 | 26.9226 | 24.6242 | 10.643 | 0 | 0.0759 | 16.2 | 0 | 101.7462 | 0 | 0 | 0 | 3.4629 | 0
6121 | 256 | 13 | 9 | Saturday | 0 | 0 | 0 | 33.7182 | 18.3332 | 19.1419 | 5.321 | 0 | 0.0345 | 15.84 | 0 | 87.0679 | 0 | 0 | 0 | 1.8066 | 0
6122 | 256 | 13 | 9 | Saturday | 1 | 0 | 0 | 33.7182 | 17.5283 | 18.3373 | 5.321 | 0 | 0.0355 | 12.6 | 0 | 82.2193 | 0 | 0 | 0 | 1.8579 | 0
6123 | 256 | 13 | 9 | Saturday | 2 | 0 | 0 | 33.7235 | 11.771 | 14.464 | 5.321 | 0 | 0.0364 | 12.6 | 0 | 72.5949 | 0 | 0 | 0 | 1.9078 | 0
6124 | 256 | 13 | 9 | Saturday | 3 | 0 | 0 | 33.7197 | 11.771 | 14.464 | 5.321 | 0 | 0.0373 | 12.6 | 0 | 72.592 | 0 | 0 | 0 | 1.9573 | 0
6125 | 256 | 13 | 9 | Saturday | 4 | 0 | 0 | 33.7187 | 11.771 | 14.464 | 5.321 | 0 | 0.0382 | 12.6 | 0 | 72.5919 | 0 | 0 | 0 | 2.006 | 0
6126 | 256 | 13 | 9 | Saturday | 5 | 0 | 0 | 33.7272 | 13.0152 | 14.464 | 5.321 | 0 | 0.0391 | 12.6 | 0 | 73.8455 | 0 | 0 | 0 | 2.0542 | 0
6127 | 256 | 13 | 9 | Saturday | 6 | 0 | 0 | 33.7382 | 30.2702 | 24.9086 | 26.607 | 0 | 0.2094 | 14.4 | 0 | 103.5264 | 0 | 0 | 0 | 10.9395 | 0
6128 | 256 | 13 | 9 | Saturday | 7 | 0 | 0 | 33.7191 | 33.0666 | 26.405 | 37.25 | 0 | 0.3291 | 11.52 | 0.1068 | 105.0398 | 0 | 0 | 0 | 17.0656 | 0
6129 | 256 | 13 | 9 | Saturday | 8 | 0 | 0 | 33.7182 | 45.8796 | 37.4339 | 42.572 | 0 | 0.4213 | 16.2 | 1.1639 | 133.6531 | 0 | 0 | 0 | 21.8072 | 0
6130 | 256 | 13 | 9 | Saturday | 9 | 0 | 0 | 33.7182 | 41.3543 | 37.9057 | 26.607 | 0 | 0.2795 | 16.2 | 5.1925 | 129.4577 | 0 | 0 | 0 | 14.7865 | 0
6131 | 256 | 13 | 9 | Saturday | 10 | 0 | 1.854 | 33.8354 | 33.4549 | 37.2508 | 10.643 | 11.9014 | 0.2277 | 15.12 | 13.7213 | 121.8935 | 1.2584 | 0 | 0 | 6.0724 | 0
6132 | 256 | 13 | 9 | Saturday | 11 | 0 | 8.19 | 33.9405 | 29.1424 | 35.3135 | 10.643 | 54.3615 | 0.6137 | 21.6 | 25.821 | 129.4677 | 43.7185 | 0 | 0 | 5.3712 | 0
6133 | 256 | 13 | 9 | Saturday | 12 | 0 | 10.115 | 33.8628 | 25.4113 | 34.2247 | 15.964 | 89.9145 | 0.7719 | 23.4 | 36.8358 | 128.6107 | 73.9505 | 0 | 0 | 5.4951 | 0
6134 | 256 | 13 | 9 | Saturday | 13 | 0 | 10.348 | 33.8681 | 25.1958 | 33.0722 | 15.964 | 94.2821 | 0.7331 | 23.4 | 40.9006 | 127.4612 | 78.3181 | 0 | 0 | 2.3103 | 0
6135 | 256 | 13 | 9 | Saturday | 14 | 0 | 10.65 | 33.8756 | 24.2379 | 33.0722 | 5.321 | 81.6148 | 0.7724 | 23.4 | 40.7346 | 126.876 | 76.2938 | 0 | 0 | 0 | 0
6136 | 256 | 13 | 9 | Saturday | 15 | 0 | 10.303 | 33.8702 | 24.2554 | 33.0722 | 5.321 | 55.6296 | 0.6242 | 23.4 | 36.9584 | 126.3649 | 50.3086 | 0 | 0 | 0 | 0
6137 | 256 | 13 | 9 | Saturday | 16 | 0 | 8.829 | 33.7997 | 24.9208 | 33.0722 | 21.286 | 16.5761 | 0.4894 | 23.4 | 28.266 | 125.231 | 0 | 0 | 0 | 0 | 0
6138 | 256 | 13 | 9 | Saturday | 17 | 0 | 8.859 | 33.8226 | 23.0217 | 32.9581 | 26.607 | 0 | 0.4674 | 27 | 16.7046 | 126.8505 | 0 | 0 | 0 | 0 | 0
6139 | 256 | 13 | 9 | Saturday | 18 | 0 | 11.429 | 33.9181 | 37.7153 | 46.5147 | 37.25 | 0 | 0.6124 | 28.8 | 7.0259 | 159.9212 | 0 | 0 | 0 | 0 | 0
6140 | 256 | 13 | 9 | Saturday | 19 | 0 | 13.808 | 33.9688 | 57.3812 | 50.3878 | 37.25 | 0 | 0.8549 | 28.8 | 2.4534 | 186.3271 | 0 | 0 | 0 | 0.014 | 0
6141 | 256 | 13 | 9 | Saturday | 20 | 0 | 11.782 | 33.9325 | 61.3343 | 50.3878 | 26.607 | 0 | 0.649 | 27 | 0.4167 | 186.0461 | 0 | 0 | 0 | 1.4103 | 0
6142 | 256 | 13 | 9 | Saturday | 21 | 0 | 10.59 | 33.9166 | 61.3343 | 50.3878 | 15.964 | 0 | 0.5846 | 27 | 0 | 184.6764 | 0 | 0 | 0 | 1.6528 | 0
6143 | 256 | 13 | 9 | Saturday | 22 | 0 | 3.86 | 33.7389 | 49.2003 | 40.077 | 10.643 | 0 | 0.2259 | 19.8 | 0 | 147.2166 | 0 | 0 | 0 | 1.4199 | 0
6144 | 256 | 13 | 9 | Saturday | 23 | 0 | 0.458 | 33.7223 | 28.1779 | 24.6242 | 10.643 | 0 | 0.0568 | 19.8 | 0 | 106.8764 | 0 | 0 | 0 | 1.6689 | 0
6145 | 257 | 14 | 9 | Sunday | 0 | 0.004 | 0.003 | 33.7708 | 24.1043 | 23.0149 | 5.321 | 0 | 0.0187 | 19.8 | 0 | 100.712 | 0 | 0 | 0 | 0.9309 | 0
6146 | 257 | 14 | 9 | Sunday | 1 | 0.115 | 0 | 33.7881 | 23.3102 | 22.2101 | 5.321 | 0 | 0.0217 | 19.8 | 0 | 99.1302 | 0 | 0 | 0 | 1.1041 | 0
6147 | 257 | 14 | 9 | Sunday | 2 | 0.195 | 0 | 33.8081 | 17.5379 | 18.3373 | 5.321 | 0 | 0.0243 | 15.48 | 0 | 85.1875 | 0 | 0 | 0 | 1.2451 | 0
6148 | 257 | 14 | 9 | Sunday | 3 | 0.262 | 0 | 33.8093 | 17.5379 | 18.3373 | 5.321 | 0 | 0.0266 | 15.48 | 0 | 85.1911 | 0 | 0 | 0 | 1.3728 | 0
6149 | 257 | 14 | 9 | Sunday | 4 | 0.285 | 0 | 33.8301 | 17.5379 | 18.3373 | 5.321 | 0 | 0.0281 | 15.48 | 0 | 85.2134 | 0 | 0 | 0 | 1.4552 | 0
6150 | 257 | 14 | 9 | Sunday | 5 | 0.344 | 0 | 33.883 | 18.7817 | 18.3373 | 5.321 | 0 | 0.0303 | 15.48 | 0 | 86.5122 | 0 | 0 | 0 | 1.5733 | 0
6151 | 257 | 14 | 9 | Sunday | 6 | 1.366 | 0 | 33.8852 | 26.931 | 24.6242 | 26.607 | 0 | 0.1622 | 18.72 | 0 | 104.3226 | 0 | 0 | 0 | 8.3312 | 0
6152 | 257 | 14 | 9 | Sunday | 7 | 1.378 | 0 | 33.8372 | 34.1505 | 29.9942 | 37.25 | 0 | 0.2605 | 18.72 | 0.5151 | 116.9625 | 0 | 0 | 0 | 13.271 | 0
6153 | 257 | 14 | 9 | Sunday | 8 | 0.959 | 0 | 33.7352 | 32.5145 | 33.2132 | 42.572 | 0 | 0.3409 | 23.4 | 5.5063 | 123.2037 | 0 | 0 | 0 | 17.3696 | 0
6154 | 257 | 14 | 9 | Sunday | 9 | 0.654 | 0 | 33.7182 | 22.6417 | 29.3396 | 26.607 | 3.0042 | 0.2392 | 23.4 | 14.084 | 109.3387 | 0 | 0 | 0 | 12.2998 | 0
6155 | 257 | 14 | 9 | Sunday | 10 | 0.219 | 0 | 33.7182 | 22.2555 | 32.5586 | 10.643 | 29.6284 | 0.1372 | 19.08 | 22.3188 | 107.7495 | 18.9854 | 0 | 0 | 4.7682 | 0
6156 | 257 | 14 | 9 | Sunday | 11 | 0.052 | 0 | 33.7182 | 20.887 | 32.5586 | 10.643 | 45.4507 | 0.1443 | 21.6 | 27.4536 | 108.9082 | 34.8077 | 0 | 0 | 3.7874 | 0
6157 | 257 | 14 | 9 | Sunday | 12 | 0 | 0 | 33.7533 | 20.2668 | 33.0367 | 15.964 | 59.824 | 0.1714 | 19.08 | 32.2603 | 106.3082 | 43.86 | 0 | 0 | 3.9277 | 0
6158 | 257 | 14 | 9 | Sunday | 13 | 0 | 0 | 33.982 | 17.6978 | 29.1634 | 15.964 | 60.1139 | 0.1373 | 18.36 | 33.7433 | 99.3406 | 44.1499 | 0 | 0 | 2.0328 | 0
6159 | 257 | 14 | 9 | Sunday | 14 | 0 | 0.106 | 34.0477 | 17.9132 | 29.1634 | 5.321 | 33.013 | 0.3783 | 18 | 28.9842 | 99.6166 | 27.692 | 0 | 0 | 0 | 0
6160 | 257 | 14 | 9 | Sunday | 15 | 0 | 0.394 | 34.0381 | 18.2408 | 29.1634 | 5.321 | 18.0612 | 0.0801 | 15.84 | 25.7565 | 97.7881 | 12.7402 | 0 | 0 | 0 | 0
6161 | 257 | 14 | 9 | Sunday | 16 | 0 | 0.29 | 33.9716 | 17.8353 | 27.5539 | 21.286 | 5.4316 | 0.1633 | 23.04 | 21.2547 | 102.8774 | 0 | 0 | 0 | 0 | 0
6162 | 257 | 14 | 9 | Sunday | 17 | 0 | 0.145 | 33.8993 | 17.5101 | 26.399 | 26.607 | 0 | 0.1463 | 22.32 | 13.4849 | 100.4315 | 0 | 0 | 0 | 1.1845 | 0
6163 | 257 | 14 | 9 | Sunday | 18 | 0 | 0.044 | 33.9799 | 31.4362 | 38.0184 | 37.25 | 0 | 0.1031 | 23.4 | 5.4747 | 126.9856 | 0 | 0 | 0 | 4.5496 | 0
6164 | 257 | 14 | 9 | Sunday | 19 | 0 | 4.867 | 33.8829 | 53.3058 | 45.7644 | 37.25 | 0 | 0.4053 | 22.68 | 1.1046 | 161.3017 | 0 | 0 | 0 | 7.4637 | 0
6165 | 257 | 14 | 9 | Sunday | 20 | 0.004 | 4.516 | 33.7227 | 60.0165 | 49.6381 | 26.607 | 0 | 0.3676 | 22.68 | 0 | 171.3085 | 0 | 0 | 0 | 6.9918 | 0
6166 | 257 | 14 | 9 | Sunday | 21 | 0.106 | 2.512 | 33.7428 | 48.5011 | 41.8913 | 15.964 | 0 | 0.2222 | 22.68 | 0 | 149.754 | 0 | 0 | 0 | 4.9261 | 0
6167 | 257 | 14 | 9 | Sunday | 22 | 0.166 | 0.434 | 33.7557 | 40.3665 | 35.5897 | 10.643 | 0 | 0.0913 | 14.4 | 0 | 124.6722 | 0 | 0 | 0 | 3.6321 | 0
6168 | 257 | 14 | 9 | Sunday | 23 | 0.225 | 0.009 | 33.7981 | 25.6748 | 24.6242 | 10.643 | 0 | 0.0746 | 14.4 | 0 | 98.5815 | 0 | 0 | 0 | 3.8905 | 0
6169 | 258 | 15 | 9 | Monday | 0 | 0.248 | 0 | 33.8089 | 17.5343 | 18.3373 | 5.321 | 0 | 0.0409 | 14.4 | 0 | 84.1213 | 0 | 0 | 0 | 2.1536 | 0
6170 | 258 | 15 | 9 | Monday | 1 | 0.29 | 0 | 33.8089 | 14.6472 | 16.4006 | 5.321 | 0 | 0.0426 | 11.88 | 0 | 76.7793 | 0 | 0 | 0 | 2.2452 | 0
6171 | 258 | 15 | 9 | Monday | 2 | 0.32 | 0 | 33.8089 | 11.7686 | 14.464 | 5.321 | 0 | 0.044 | 11.88 | 0 | 71.9655 | 0 | 0 | 0 | 2.3242 | 0
6172 | 258 | 15 | 9 | Monday | 3 | 0.344 | 0 | 33.8095 | 11.7686 | 14.464 | 5.321 | 0 | 0.0453 | 11.88 | 0 | 71.9675 | 0 | 0 | 0 | 2.3967 | 0
6173 | 258 | 15 | 9 | Monday | 4 | 0.4 | 0 | 33.8312 | 13.0128 | 14.464 | 5.321 | 0 | 0.0472 | 11.88 | 0 | 73.2353 | 0 | 0 | 0 | 2.5001 | 0
6174 | 258 | 15 | 9 | Monday | 5 | 0.443 | 0 | 33.8238 | 22.6634 | 20.5805 | 5.321 | 0 | 0.0489 | 11.88 | 0 | 88.9966 | 0 | 0 | 0 | 2.5904 | 0
6175 | 258 | 15 | 9 | Monday | 6 | 0.395 | 0 | 33.7758 | 44.2813 | 35.484 | 26.607 | 0 | 0.2248 | 15.12 | 0 | 128.886 | 0 | 0 | 0 | 11.7818 | 0
6176 | 258 | 15 | 9 | Monday | 7 | 0.159 | 0 | 33.7476 | 60.8779 | 46.6998 | 37.25 | 0 | 0.3427 | 15.12 | 0.5476 | 156.7881 | 0 | 0 | 0 | 17.8073 | 0
6177 | 258 | 15 | 9 | Monday | 8 | 0.009 | 0 | 33.7183 | 60.6643 | 52.1343 | 42.572 | 0 | 0.4326 | 18.72 | 6.3747 | 165.6696 | 0 | 0 | 0 | 22.4239 | 0
6178 | 258 | 15 | 9 | Monday | 9 | 0 | 0 | 33.7207 | 57.3122 | 52.8606 | 26.607 | 21.0219 | 0.3114 | 18.72 | 17.3418 | 162.9249 | 0 | 0 | 0 | 14.7083 | 0
6179 | 258 | 15 | 9 | Monday | 10 | 0 | 0.994 | 33.8001 | 54.8929 | 51.878 | 10.643 | 59.1652 | 0.2398 | 14.4 | 28.16 | 156.2859 | 48.5222 | 0 | 0 | 5.0463 | 0
6180 | 258 | 15 | 9 | Monday | 11 | 0 | 8.138 | 33.9202 | 53.9238 | 51.878 | 10.643 | 68.7276 | 0.5991 | 18.36 | 32.5737 | 167.4823 | 58.0846 | 0 | 0 | 3.5004 | 0
6181 | 258 | 15 | 9 | Monday | 12 | 0 | 13.184 | 33.9177 | 51.9772 | 51.1854 | 15.964 | 51.3669 | 0.8346 | 18.36 | 30.0971 | 170.5336 | 35.4029 | 0 | 0 | 3.2369 | 0
6182 | 258 | 15 | 9 | Monday | 13 | 0 | 13.307 | 33.9272 | 54.7609 | 51.878 | 15.964 | 15.3064 | 0.7696 | 18.36 | 21.5475 | 174.0873 | 0 | 0 | 0 | 2.4471 | 0
6183 | 258 | 15 | 9 | Monday | 14 | 0 | 10.811 | 33.8822 | 56.8809 | 51.878 | 5.321 | 0 | 0.579 | 18.36 | 11.8567 | 173.2724 | 0 | 0 | 0 | 0.8797 | 0
6184 | 258 | 15 | 9 | Monday | 15 | 0 | 9.91 | 33.8521 | 60.3394 | 51.878 | 5.321 | 0 | 0.532 | 18.36 | 7.3979 | 175.6793 | 0 | 0 | 0 | 0.9429 | 0
6185 | 258 | 15 | 9 | Monday | 16 | 0 | 9.5 | 33.8596 | 64.2503 | 50.7246 | 21.286 | 0 | 0.578 | 22.68 | 4.218 | 182.3668 | 0 | 0 | 0 | 4.3567 | 0
6186 | 258 | 15 | 9 | Monday | 17 | 0 | 10.49 | 33.8787 | 58.7375 | 43.0931 | 26.607 | 0 | 0.6761 | 28.8 | 2.1938 | 176.5309 | 0 | 0 | 0 | 6.6923 | 0
6187 | 258 | 15 | 9 | Monday | 18 | 0 | 13.149 | 33.9327 | 65.3676 | 51.7393 | 37.25 | 0 | 0.9156 | 30.96 | 1.1385 | 197.1364 | 0 | 0 | 0 | 11.5389 | 0
6188 | 258 | 15 | 9 | Monday | 19 | 0 | 12.552 | 33.9367 | 70.7201 | 57.1787 | 37.25 | 0 | 0.926 | 25.2 | 0.2859 | 201.5365 | 0 | 0 | 0 | 13.8823 | 0
6189 | 258 | 15 | 9 | Monday | 20 | 0 | 12.312 | 33.9354 | 75.2516 | 60.483 | 26.607 | 0 | 0.857 | 25.2 | 0 | 209.0427 | 0 | 0 | 0 | 11.2487 | 0
6190 | 258 | 15 | 9 | Monday | 21 | 0.004 | 8.428 | 33.88 | 69.495 | 55.4564 | 15.964 | 0 | 0.5721 | 25.2 | 0 | 193.7188 | 0 | 0 | 0 | 7.2571 | 0
6191 | 258 | 15 | 9 | Monday | 22 | 0.034 | 2.472 | 33.729 | 49.7368 | 40.0199 | 10.643 | 0 | 0.2213 | 16.2 | 0 | 142.5804 | 0 | 0 | 0 | 5.0736 | 0
6192 | 258 | 15 | 9 | Monday | 23 | 0.121 | 0.083 | 33.7498 | 26.9226 | 24.6242 | 10.643 | 0 | 0.1554 | 16.2 | 0 | 101.7413 | 0 | 0 | 0 | 5.3201 | 0
6193 | 259 | 16 | 9 | Tuesday | 0 | 0.188 | 0 | 33.7949 | 17.5343 | 18.3373 | 5.321 | 0 | 0.0535 | 14.4 | 0 | 84.12 | 0 | 0 | 0 | 2.8469 | 0
6194 | 259 | 16 | 9 | Tuesday | 1 | 0.292 | 0 | 33.8089 | 14.6472 | 16.4006 | 5.321 | 0 | 0.0561 | 11.88 | 0 | 76.7929 | 0 | 0 | 0 | 2.9901 | 0
6195 | 259 | 16 | 9 | Tuesday | 2 | 0.383 | 0 | 33.8205 | 11.7686 | 14.464 | 5.321 | 0 | 0.0585 | 11.88 | 0 | 71.9917 | 0 | 0 | 0 | 3.1203 | 0
6196 | 259 | 16 | 9 | Tuesday | 3 | 0.403 | 0 | 33.8724 | 11.7686 | 14.464 | 5.321 | 0 | 0.0596 | 11.88 | 0 | 72.0447 | 0 | 0 | 0 | 3.1788 | 0
6197 | 259 | 16 | 9 | Tuesday | 4 | 0.4 | 0 | 33.8872 | 13.0128 | 14.464 | 5.321 | 0 | 0.0602 | 11.88 | 0 | 73.3043 | 0 | 0 | 0 | 3.2145 | 0
6198 | 259 | 16 | 9 | Tuesday | 5 | 0.421 | 0 | 33.8702 | 22.6634 | 20.5805 | 5.321 | 0 | 0.0613 | 11.88 | 0 | 89.0555 | 0 | 0 | 0 | 3.2734 | 0
6199 | 259 | 16 | 9 | Tuesday | 6 | 0.345 | 0 | 33.775 | 44.2813 | 35.484 | 26.607 | 0 | 0.2859 | 15.12 | 0 | 128.9462 | 0 | 0 | 0 | 15.1305 | 0
6200 | 259 | 16 | 9 | Tuesday | 7 | 0.139 | 0 | 33.7575 | 60.9626 | 46.6998 | 37.25 | 0 | 0.423 | 15.12 | 0.4166 | 156.963 | 0 | 0 | 0 | 22.2094 | 0
6201 | 259 | 16 | 9 | Tuesday | 8 | 0.02 | 0 | 33.7358 | 61.495 | 52.1343 | 42.572 | 0 | 0.5169 | 18.72 | 4.6569 | 166.602 | 0 | 0 | 0 | 27.0487 | 0
6202 | 259 | 16 | 9 | Tuesday | 9 | 0 | 0 | 33.7233 | 57.8332 | 52.8606 | 26.607 | 5.8308 | 0.3425 | 18.72 | 11.5116 | 163.4796 | 0 | 0 | 0 | 17.7349 | 0
6203 | 259 | 16 | 9 | Tuesday | 10 | 0 | 1.379 | 33.7995 | 55.0109 | 51.878 | 10.643 | 41.6418 | 0.2618 | 14.4 | 21.4283 | 156.8412 | 30.9988 | 0 | 0 | 6.6894 | 0
6204 | 259 | 16 | 9 | Tuesday | 11 | 0 | 7.979 | 33.9128 | 54.2065 | 51.878 | 10.643 | 57.8871 | 0.6093 | 18.36 | 27.0685 | 167.5965 | 47.2441 | 0 | 0 | 5.4552 | 0
6205 | 259 | 16 | 9 | Tuesday | 12 | 0 | 12.981 | 33.9133 | 51.9001 | 51.1854 | 15.964 | 40.6495 | 0.8664 | 18.36 | 25.146 | 170.2643 | 24.6855 | 0 | 0 | 6.5175 | 0
6206 | 259 | 16 | 9 | Tuesday | 13 | 0 | 12.883 | 33.9204 | 53.0912 | 51.878 | 15.964 | 25.7301 | 0.8219 | 18.36 | 23.0647 | 172.0051 | 9.7661 | 0 | 0 | 5.6669 | 0
6207 | 259 | 16 | 9 | Tuesday | 14 | 0 | 10.507 | 33.8752 | 53.2681 | 51.878 | 5.321 | 17.8057 | 0.6061 | 18.36 | 21.5013 | 169.3509 | 12.4847 | 0 | 0 | 1.7088 | 0
6208 | 259 | 16 | 9 | Tuesday | 15 | 0 | 9.993 | 33.7654 | 53.8028 | 51.878 | 5.321 | 11.2103 | 0.5657 | 18.36 | 19.5697 | 169.18 | 5.8893 | 0 | 0 | 1.5685 | 0
6209 | 259 | 16 | 9 | Tuesday | 16 | 0 | 9.306 | 33.7279 | 54.4205 | 50.7246 | 21.286 | 0.7499 | 0.6082 | 22.68 | 15.7772 | 172.2257 | 0 | 0 | 0 | 6.5121 | 0
6210 | 259 | 16 | 9 | Tuesday | 17 | 0 | 9.599 | 33.8239 | 47.2333 | 43.0931 | 26.607 | 0 | 0.675 | 28.8 | 11.661 | 164.0069 | 0 | 0 | 0 | 9.2369 | 0
6211 | 259 | 16 | 9 | Tuesday | 18 | 0 | 12.868 | 33.9257 | 48.6895 | 51.7393 | 37.25 | 0 | 0.9608 | 30.96 | 5.4848 | 180.1928 | 0 | 0 | 0 | 14.8509 | 0
6212 | 259 | 16 | 9 | Tuesday | 19 | 0 | 12.615 | 33.9369 | 68.2457 | 57.1787 | 37.25 | 0 | 0.9849 | 25.2 | 1.1106 | 199.1904 | 0 | 0 | 0 | 16.9238 | 0
6213 | 259 | 16 | 9 | Tuesday | 20 | 0.02 | 12.263 | 33.9337 | 75.2516 | 60.483 | 26.607 | 0 | 0.8915 | 25.2 | 0 | 209.0228 | 0 | 0 | 0 | 13.2875 | 0
6214 | 259 | 16 | 9 | Tuesday | 21 | 0.066 | 8.41 | 33.8786 | 69.495 | 55.4564 | 15.964 | 0 | 0.5933 | 25.2 | 0 | 193.7191 | 0 | 0 | 0 | 8.4722 | 0
6215 | 259 | 16 | 9 | Tuesday | 22 | 0.122 | 2.471 | 33.7283 | 49.7368 | 40.0199 | 10.643 | 0 | 0.2365 | 16.2 | 0 | 142.5938 | 0 | 0 | 0 | 5.9069 | 0
6216 | 259 | 16 | 9 | Tuesday | 23 | 0.219 | 0.083 | 33.7474 | 26.9226 | 24.6242 | 10.643 | 0 | 0.1705 | 16.2 | 0 | 101.7547 | 0 | 0 | 0 | 6.1455 | 0
6217 | 260 | 17 | 9 | Wednesday | 0 | 0.261 | 0 | 33.7714 | 17.5343 | 18.3373 | 5.321 | 0 | 0.0613 | 14.4 | 0 | 84.1043 | 0 | 0 | 0 | 3.2758 | 0
6218 | 260 | 17 | 9 | Wednesday | 1 | 0.282 | 0 | 33.7714 | 14.6472 | 16.4006 | 5.321 | 0 | 0.0624 | 11.88 | 0 | 76.7616 | 0 | 0 | 0 | 3.3324 | 0
6219 | 260 | 17 | 9 | Wednesday | 2 | 0.337 | 0 | 33.7714 | 11.7686 | 14.464 | 5.321 | 0 | 0.064 | 11.88 | 0 | 71.9481 | 0 | 0 | 0 | 3.4216 | 0
6220 | 260 | 17 | 9 | Wednesday | 3 | 0.347 | 0 | 33.7886 | 11.7686 | 14.464 | 5.321 | 0 | 0.0648 | 11.88 | 0 | 71.9661 | 0 | 0 | 0 | 3.4667 | 0
6221 | 260 | 17 | 9 | Wednesday | 4 | 0.409 | 0 | 33.84 | 13.0128 | 14.464 | 5.321 | 0 | 0.0666 | 11.88 | 0 | 73.2634 | 0 | 0 | 0 | 3.5615 | 0
6222 | 260 | 17 | 9 | Wednesday | 5 | 0.404 | 0 | 33.8101 | 22.6634 | 20.5805 | 5.321 | 0 | 0.0671 | 11.88 | 0 | 89.0012 | 0 | 0 | 0 | 3.5898 | 0
6223 | 260 | 17 | 9 | Wednesday | 6 | 0.363 | 0 | 33.7597 | 44.2813 | 35.484 | 26.607 | 0 | 0.3156 | 15.12 | 0 | 128.9606 | 0 | 0 | 0 | 16.7582 | 0
6224 | 260 | 17 | 9 | Wednesday | 7 | 0.125 | 0 | 33.7202 | 61.1226 | 46.6998 | 37.25 | 0 | 0.461 | 15.12 | 0.3336 | 157.1237 | 0 | 0 | 0 | 24.2907 | 0
6225 | 260 | 17 | 9 | Wednesday | 8 | 0.009 | 0 | 33.7182 | 66.3189 | 52.1343 | 42.572 | 0 | 0.5566 | 18.72 | 3.3907 | 171.4481 | 0 | 0 | 0 | 29.225 | 0
6226 | 260 | 17 | 9 | Wednesday | 9 | 0 | 0 | 33.723 | 63.6665 | 52.8606 | 26.607 | 0 | 0.3575 | 18.72 | 6.3983 | 169.3276 | 0 | 0 | 0 | 19.063 | 0
6227 | 260 | 17 | 9 | Wednesday | 10 | 0 | 6.984 | 33.8062 | 56.8483 | 51.878 | 10.643 | 7.277 | 0.509 | 14.4 | 11.7009 | 164.9386 | 0 | 0 | 0 | 7.7553 | 0
6228 | 260 | 17 | 9 | Wednesday | 11 | 0 | 8.86 | 33.9195 | 54.9906 | 51.878 | 10.643 | 53.5261 | 0.6776 | 18.36 | 24.9205 | 169.4084 | 42.8831 | 0 | 0 | 7.1055 | 0
6229 | 260 | 17 | 9 | Wednesday | 12 | 0 | 13.221 | 33.9173 | 53.1279 | 51.1854 | 15.964 | 86.3867 | 0.9798 | 18.36 | 35.6256 | 171.8693 | 70.4227 | 0 | 0 | 8.0489 | 0
6230 | 260 | 17 | 9 | Wednesday | 13 | 0 | 12.678 | 33.9114 | 53.5319 | 51.878 | 15.964 | 69.4372 | 0.8734 | 18.36 | 34.9461 | 172.2662 | 53.4732 | 0 | 0 | 5.3005 | 0
6231 | 260 | 17 | 9 | Wednesday | 14 | 0 | 9.901 | 33.789 | 53.279 | 51.878 | 5.321 | 51.2342 | 0.6156 | 18.36 | 32.8525 | 168.6292 | 45.9132 | 0 | 0 | 1.0982 | 0
6232 | 260 | 17 | 9 | Wednesday | 15 | 0 | 9.305 | 33.7627 | 53.7403 | 51.878 | 5.321 | 34.7235 | 0.5485 | 18.36 | 28.9302 | 168.3529 | 29.4025 | 0 | 0 | 0.5905 | 0
6233 | 260 | 17 | 9 | Wednesday | 16 | 0 | 8.791 | 33.7656 | 55.0369 | 50.7246 | 21.286 | 5.1369 | 0.5057 | 22.68 | 20.3745 | 172.2204 | 0 | 0 | 0 | 2.0078 | 0
6234 | 260 | 17 | 9 | Wednesday | 17 | 0 | 9.465 | 33.8182 | 48.7865 | 43.0931 | 26.607 | 0 | 0.5697 | 28.8 | 12.9022 | 165.3042 | 0 | 0 | 0 | 3.8549 | 0
6235 | 260 | 17 | 9 | Wednesday | 18 | 0.042 | 12.645 | 33.9213 | 51.5133 | 51.7393 | 37.25 | 0 | 0.8217 | 30.96 | 5.0725 | 182.6313 | 0 | 0 | 0 | 7.8879 | 0
6236 | 260 | 17 | 9 | Wednesday | 19 | 0.213 | 12.189 | 33.9293 | 69.0503 | 57.1787 | 37.25 | 0 | 0.8485 | 25.2 | 0.9543 | 199.3902 | 0 | 0 | 0 | 10.7039 | 0
6237 | 260 | 17 | 9 | Wednesday | 20 | 0.24 | 11.753 | 33.9245 | 75.2516 | 60.483 | 26.607 | 0 | 0.7902 | 25.2 | 0 | 208.3611 | 0 | 0 | 0 | 9.2375 | 0
6238 | 260 | 17 | 9 | Wednesday | 21 | 0.297 | 7.901 | 33.8642 | 69.495 | 55.4564 | 15.964 | 0 | 0.5262 | 25.2 | 0 | 193.0863 | 0 | 0 | 0 | 6.2648 | 0
6239 | 260 | 17 | 9 | Wednesday | 22 | 0.381 | 2.119 | 33.7239 | 49.7368 | 40.0199 | 10.643 | 0 | 0.1945 | 16.2 | 0 | 142.1671 | 0 | 0 | 0 | 4.5889 | 0
6240 | 260 | 17 | 9 | Wednesday | 23 | 0.402 | 0.054 | 33.7607 | 26.9226 | 24.6242 | 10.643 | 0 | 0.1443 | 16.2 | 0 | 101.7107 | 0 | 0 | 0 | 4.7905 | 0
6241 | 261 | 18 | 9 | Thursday | 0 | 0.456 | 0 | 33.835 | 17.5343 | 18.3373 | 5.321 | 0 | 0.0512 | 14.4 | 0 | 84.1578 | 0 | 0 | 0 | 2.717 | 0
6242 | 261 | 18 | 9 | Thursday | 1 | 0.494 | 0 | 33.8653 | 14.6472 | 16.4006 | 5.321 | 0 | 0.0527 | 11.88 | 0 | 76.8459 | 0 | 0 | 0 | 2.8004 | 0
6243 | 261 | 18 | 9 | Thursday | 2 | 0.5 | 0 | 33.8706 | 11.7686 | 14.464 | 5.321 | 0 | 0.0536 | 11.88 | 0 | 72.0368 | 0 | 0 | 0 | 2.8503 | 0
6244 | 261 | 18 | 9 | Thursday | 3 | 0.462 | 0 | 33.8775 | 11.7686 | 14.464 | 5.321 | 0 | 0.0537 | 11.88 | 0 | 72.0439 | 0 | 0 | 0 | 2.8559 | 0
6245 | 261 | 18 | 9 | Thursday | 4 | 0.454 | 0 | 33.885 | 13.0128 | 14.464 | 5.321 | 0 | 0.0543 | 11.88 | 0 | 73.2961 | 0 | 0 | 0 | 2.8909 | 0
6246 | 261 | 18 | 9 | Thursday | 5 | 0.522 | 0 | 33.8921 | 22.6634 | 20.5805 | 5.321 | 0 | 0.0564 | 11.88 | 0 | 89.0724 | 0 | 0 | 0 | 3.001 | 0
6247 | 261 | 18 | 9 | Thursday | 6 | 0.559 | 0 | 33.8724 | 44.2813 | 35.484 | 26.607 | 0 | 0.2571 | 15.12 | 0 | 129.0148 | 0 | 0 | 0 | 13.5483 | 0
6248 | 261 | 18 | 9 | Thursday | 7 | 0.248 | 0 | 33.8584 | 60.8974 | 46.6998 | 37.25 | 0 | 0.3824 | 15.12 | 0.4513 | 156.9581 | 0 | 0 | 0 | 19.9814 | 0
6249 | 261 | 18 | 9 | Thursday | 8 | 0.034 | 0 | 33.8033 | 61.9548 | 52.1343 | 42.572 | 0.0124 | 0.4728 | 18.72 | 6.4248 | 167.0852 | 0 | 0 | 0 | 24.625 | 0
6250 | 261 | 18 | 9 | Thursday | 9 | 0 | 0 | 33.7758 | 58.1127 | 52.8606 | 26.607 | 25.7812 | 0.3392 | 18.72 | 17.8476 | 163.8083 | 0 | 0 | 0 | 15.8176 | 0
6251 | 261 | 18 | 9 | Thursday | 10 | 0 | 1.547 | 33.7959 | 54.861 | 51.878 | 10.643 | 64.2072 | 0.2816 | 14.4 | 28.946 | 156.8894 | 53.5642 | 0 | 0 | 5.3462 | 0
6252 | 261 | 18 | 9 | Thursday | 11 | 0 | 7.358 | 33.9143 | 53.9049 | 51.878 | 10.643 | 78.9523 | 0.5766 | 18.36 | 35.049 | 166.5916 | 68.3093 | 0 | 0 | 3.6223 | 0
6253 | 261 | 18 | 9 | Thursday | 12 | 0 | 12.881 | 33.9111 | 51.6113 | 51.1854 | 15.964 | 84.5286 | 0.8597 | 18.36 | 39.1223 | 169.8584 | 68.5646 | 0 | 0 | 2.6321 | 0
6254 | 261 | 18 | 9 | Thursday | 13 | 0 | 12.608 | 33.9125 | 52.8048 | 51.878 | 15.964 | 76.8748 | 0.8606 | 18.36 | 40.128 | 171.4522 | 60.9108 | 0 | 0 | 0.2742 | 0
6255 | 261 | 18 | 9 | Thursday | 14 | 0 | 10.239 | 33.8691 | 53.115 | 51.878 | 5.321 | 44.2794 | 0.6028 | 18.36 | 34.6436 | 168.8983 | 38.9584 | 0 | 0 | 0 | 0
6256 | 261 | 18 | 9 | Thursday | 15 | 0 | 9.508 | 33.7883 | 53.6038 | 51.878 | 5.321 | 7.3689 | 0.5053 | 18.36 | 26.3353 | 168.4188 | 2.0479 | 0 | 0 | 0 | 0
6257 | 261 | 18 | 9 | Thursday | 16 | 0 | 8.854 | 33.7668 | 54.4047 | 50.7246 | 21.286 | 0 | 0.4644 | 22.68 | 20.378 | 171.6167 | 0 | 0 | 0 | 0 | 0
6258 | 261 | 18 | 9 | Thursday | 17 | 0 | 9.16 | 33.772 | 47.8632 | 43.0931 | 26.607 | 0 | 0.4834 | 28.8 | 12.4894 | 163.9182 | 0 | 0 | 0 | 0 | 0
6259 | 261 | 18 | 9 | Thursday | 18 | 0.003 | 12.633 | 33.9194 | 50.7755 | 51.7393 | 37.25 | 0 | 0.8008 | 30.96 | 4.9659 | 181.8576 | 0 | 0 | 0 | 0.5303 | 0
6260 | 261 | 18 | 9 | Thursday | 19 | 0.109 | 12.306 | 33.9307 | 68.7486 | 57.1787 | 37.25 | 0 | 0.728 | 25.2 | 0.9842 | 199.0954 | 0 | 0 | 0 | 3.7535 | 0
6261 | 261 | 18 | 9 | Thursday | 20 | 0.198 | 11.846 | 33.9256 | 75.2516 | 60.483 | 26.607 | 0 | 0.7116 | 25.2 | 0 | 208.3839 | 0 | 0 | 0 | 4.6532 | 0
6262 | 261 | 18 | 9 | Thursday | 21 | 0.268 | 7.935 | 33.8688 | 69.495 | 55.4564 | 15.964 | 0 | 0.4801 | 25.2 | 0 | 193.0818 | 0 | 0 | 0 | 3.6413 | 0
6263 | 261 | 18 | 9 | Thursday | 22 | 0.306 | 2.179 | 33.725 | 49.7368 | 40.0199 | 10.643 | 0 | 0.1656 | 16.2 | 0 | 142.2039 | 0 | 0 | 0 | 2.838 | 0
6264 | 261 | 18 | 9 | Thursday | 23 | 0.327 | 0.059 | 33.757 | 26.9226 | 24.6242 | 10.643 | 0 | 0.1133 | 16.2 | 0 | 101.6804 | 0 | 0 | 0 | 3.0798 | 0
6265 | 262 | 19 | 9 | Friday | 0 | 0.379 | 0 | 33.8205 | 17.5343 | 18.3373 | 5.321 | 0 | 0.0351 | 14.4 | 0 | 84.1272 | 0 | 0 | 0 | 1.8374 | 0
6266 | 262 | 19 | 9 | Friday | 1 | 0.419 | 0 | 33.8617 | 14.6472 | 16.4006 | 5.321 | 0 | 0.0369 | 11.88 | 0 | 76.8264 | 0 | 0 | 0 | 1.933 | 0
6267 | 262 | 19 | 9 | Friday | 2 | 0.478 | 0 | 33.8671 | 11.7686 | 14.464 | 5.321 | 0 | 0.0389 | 11.88 | 0 | 72.0187 | 0 | 0 | 0 | 2.047 | 0
6268 | 262 | 19 | 9 | Friday | 3 | 0.539 | 0 | 33.8894 | 11.7686 | 14.464 | 5.321 | 0 | 0.041 | 11.88 | 0 | 72.043 | 0 | 0 | 0 | 2.1612 | 0
6269 | 262 | 19 | 9 | Friday | 4 | 0.545 | 0 | 33.9029 | 13.0128 | 14.464 | 5.321 | 0 | 0.0421 | 11.88 | 0 | 73.3019 | 0 | 0 | 0 | 2.2207 | 0
6270 | 262 | 19 | 9 | Friday | 5 | 1.287 | 0 | 33.8864 | 22.6634 | 20.5805 | 5.321 | 0 | 0.0568 | 11.88 | 0 | 89.0671 | 0 | 0 | 0 | 3.015 | 0
6271 | 262 | 19 | 9 | Friday | 6 | 1.383 | 0 | 33.8424 | 44.2813 | 35.484 | 26.607 | 0 | 0.2063 | 15.12 | 0 | 128.934 | 0 | 0 | 0 | 10.7496 | 0
6272 | 262 | 19 | 9 | Friday | 7 | 1.064 | 0 | 33.8322 | 61.0538 | 46.6998 | 37.25 | 0 | 0.3117 | 15.12 | 0.3915 | 157.0176 | 0 | 0 | 0 | 16.0828 | 0
6273 | 262 | 19 | 9 | Friday | 8 | 0.612 | 0 | 33.8192 | 64.9617 | 52.1343 | 42.572 | 0 | 0.3939 | 18.72 | 5.4986 | 170.0291 | 0 | 0 | 0 | 20.284 | 0
6274 | 262 | 19 | 9 | Friday | 9 | 0.036 | 0 | 33.8187 | 59.4375 | 52.8606 | 26.607 | 10.1207 | 0.2713 | 18.72 | 15.8935 | 165.108 | 0 | 0 | 0 | 13.4525 | 0
6275 | 262 | 19 | 9 | Friday | 10 | 0 | 1.423 | 33.8875 | 55.0414 | 51.878 | 10.643 | 56.8128 | 0.2534 | 14.4 | 28.5197 | 156.9987 | 46.1698 | 0 | 0 | 4.7863 | 0
6276 | 262 | 19 | 9 | Friday | 11 | 0 | 7.166 | 33.9269 | 54.2937 | 51.878 | 10.643 | 87.5151 | 0.5693 | 18.36 | 38.1678 | 166.778 | 76.8721 | 0 | 0 | 3.0273 | 0
6277 | 262 | 19 | 9 | Friday | 12 | 0 | 12.912 | 33.9118 | 51.9497 | 51.1854 | 15.964 | 84.962 | 0.8847 | 18.36 | 40.88 | 170.2562 | 68.998 | 0 | 0 | 1.5149 | 0
6278 | 262 | 19 | 9 | Friday | 13 | 0 | 12.553 | 33.9091 | 52.9104 | 51.878 | 15.964 | 61.3326 | 0.7906 | 18.36 | 37.9409 | 171.4251 | 45.3686 | 0 | 0 | 0 | 0
6279 | 262 | 19 | 9 | Friday | 14 | 0 | 10.305 | 33.8708 | 53.0254 | 51.878 | 5.321 | 38.7141 | 0.5974 | 18.36 | 34.5173 | 168.8768 | 33.3931 | 0 | 0 | 0 | 0
6280 | 262 | 19 | 9 | Friday | 15 | 0 | 9.61 | 33.7941 | 53.4174 | 51.878 | 5.321 | 25.706 | 0.5398 | 18.36 | 31.7012 | 168.3829 | 20.385 | 0 | 0 | 0 | 0
6281 | 262 | 19 | 9 | Friday | 16 | 0 | 8.992 | 33.767 | 54.2468 | 50.7246 | 21.286 | 4.0546 | 0.4781 | 22.68 | 24.0263 | 171.6217 | 0 | 0 | 0 | 0 | 0
6282 | 262 | 19 | 9 | Friday | 17 | 0 | 9.27 | 33.8177 | 47.3719 | 43.0931 | 26.607 | 0 | 0.4892 | 28.8 | 13.1716 | 163.5981 | 0 | 0 | 0 | 0 | 0
6283 | 262 | 19 | 9 | Friday | 18 | 0 | 12.668 | 33.9206 | 49.6459 | 51.7393 | 37.25 | 0 | 0.6793 | 30.96 | 5.0282 | 180.6465 | 0 | 0 | 0 | 0 | 0
6284 | 262 | 19 | 9 | Friday | 19 | 0.026 | 12.434 | 33.9326 | 68.6086 | 57.1787 | 37.25 | 0 | 0.8071 | 25.2 | 1.0384 | 199.175 | 0 | 0 | 0 | 1.4496 | 0
6285 | 262 | 19 | 9 | Friday | 20 | 0.171 | 11.911 | 33.9266 | 75.2516 | 60.483 | 26.607 | 0 | 0.6891 | 25.2 | 0 | 208.4322 | 0 | 0 | 0 | 3.228 | 0
6286 | 262 | 19 | 9 | Friday | 21 | 0.283 | 7.935 | 33.8684 | 69.495 | 55.4564 | 15.964 | 0 | 0.4658 | 25.2 | 0 | 193.0677 | 0 | 0 | 0 | 2.8573 | 0
6287 | 262 | 19 | 9 | Friday | 22 | 0.331 | 2.146 | 33.7249 | 49.7368 | 40.0199 | 10.643 | 0 | 0.155 | 16.2 | 0 | 142.1574 | 0 | 0 | 0 | 2.3463 | 0
6288 | 262 | 19 | 9 | Friday | 23 | 0.382 | 0.053 | 33.7747 | 26.9226 | 24.6242 | 10.643 | 0 | 0.1048 | 16.2 | 0 | 101.6833 | 0 | 0 | 0 | 2.6316 | 0
6289 | 263 | 20 | 9 | Saturday | 0 | 0.48 | 0 | 33.8611 | 18.3332 | 19.1419 | 5.321 | 0 | 0.0325 | 15.84 | 0 | 87.2088 | 0 | 0 | 0 | 1.6914 | 0
6290 | 263 | 20 | 9 | Saturday | 1 | 0.588 | 0 | 33.8692 | 17.5283 | 18.3373 | 5.321 | 0 | 0.0355 | 12.6 | 0 | 82.3703 | 0 | 0 | 0 | 1.8584 | 0
6291 | 263 | 20 | 9 | Saturday | 2 | 1.013 | 0 | 33.8852 | 11.771 | 14.464 | 5.321 | 0 | 0.0444 | 12.6 | 0 | 72.7646 | 0 | 0 | 0 | 2.3411 | 0
6292 | 263 | 20 | 9 | Saturday | 3 | 3.963 | 0 | 33.8357 | 11.771 | 14.464 | 5.321 | 0 | 0.0999 | 12.6 | 0 | 72.7707 | 0 | 0 | 0 | 5.3476 | 0
6293 | 263 | 20 | 9 | Saturday | 4 | 4.498 | 0 | 33.8142 | 11.771 | 14.464 | 5.321 | 0 | 0.1108 | 12.6 | 0 | 72.7601 | 0 | 0 | 0 | 5.9385 | 0
6294 | 263 | 20 | 9 | Saturday | 5 | 4.509 | 0 | 33.8191 | 13.0152 | 14.464 | 5.321 | 0 | 0.112 | 12.6 | 0 | 74.0103 | 0 | 0 | 0 | 6.005 | 0
6295 | 263 | 20 | 9 | Saturday | 6 | 4.167 | 0 | 33.7944 | 30.2702 | 24.9086 | 26.607 | 0 | 0.2381 | 14.4 | 0 | 103.6113 | 0 | 0 | 0 | 12.4174 | 0
6296 | 263 | 20 | 9 | Saturday | 7 | 3.744 | 0 | 33.7676 | 33.0615 | 26.405 | 37.25 | 0 | 0.3358 | 11.52 | 0.3252 | 105.0899 | 0 | 0 | 0 | 17.31 | 0
6297 | 263 | 20 | 9 | Saturday | 8 | 3.088 | 0 | 33.7401 | 43.4637 | 37.4339 | 42.572 | 0 | 0.4133 | 16.2 | 3.259 | 131.2509 | 0 | 0 | 0 | 21.2441 | 0
6298 | 263 | 20 | 9 | Saturday | 9 | 2.184 | 0 | 33.7281 | 36.9737 | 37.9057 | 26.607 | 0 | 0.282 | 16.2 | 7.2611 | 125.0895 | 0 | 0 | 0 | 14.863 | 0
6299 | 263 | 20 | 9 | Saturday | 10 | 1.323 | 0.692 | 33.7845 | 32.3902 | 37.2508 | 10.643 | 0 | 0.1608 | 15.12 | 12.3135 | 119.4545 | 0 | 0 | 0 | 6.666 | 0
6300 | 263 | 20 | 9 | Saturday | 11 | 0.847 | 3.54 | 33.8611 | 29.5678 | 35.3135 | 10.643 | 8.9504 | 0.3118 | 21.6 | 17.1787 | 124.4828 | 0 | 0 | 0 | 6.264 | 0
6301 | 263 | 20 | 9 | Saturday | 12 | 0.445 | 7.17 | 33.9441 | 26.3466 | 34.2247 | 15.964 | 22.9206 | 0.5632 | 23.4 | 21.0636 | 126.2336 | 6.9566 | 0 | 0 | 8.2077 | 0
6302 | 263 | 20 | 9 | Saturday | 13 | 0.196 | 8.848 | 33.8261 | 26.4304 | 33.0722 | 15.964 | 22.5774 | 0.6321 | 23.4 | 20.7549 | 126.93 | 6.6134 | 0 | 0 | 7.3728 | 0
6303 | 263 | 20 | 9 | Saturday | 14 | 0.119 | 8.088 | 33.7329 | 26.083 | 33.0722 | 5.321 | 4.3234 | 0.4692 | 23.4 | 15.2895 | 125.505 | 0 | 0 | 0 | 2.4152 | 0
6304 | 263 | 20 | 9 | Saturday | 15 | 0.133 | 7.574 | 33.7204 | 26.9887 | 33.0722 | 5.321 | 0 | 0.4361 | 23.4 | 10.561 | 125.8085 | 0 | 0 | 0 | 2.4632 | 0
6305 | 263 | 20 | 9 | Saturday | 16 | 0.158 | 7.507 | 33.7204 | 28.1075 | 33.0722 | 21.286 | 0 | 0.5737 | 23.4 | 7.7351 | 126.9922 | 0 | 0 | 0 | 9.8962 | 0
6306 | 263 | 20 | 9 | Saturday | 17 | 0.253 | 7.973 | 33.7493 | 28.8665 | 32.9581 | 26.607 | 0 | 0.6633 | 27 | 5.2669 | 131.86 | 0 | 0 | 0 | 13.3118 | 0
6307 | 263 | 20 | 9 | Saturday | 18 | 0.171 | 10.139 | 33.894 | 51.3745 | 46.5147 | 37.25 | 0 | 0.9081 | 28.8 | 3.0026 | 172.4565 | 0 | 0 | 0 | 19.9968 | 0
6308 | 263 | 20 | 9 | Saturday | 19 | 0.203 | 12.143 | 33.9412 | 61.1583 | 50.3878 | 37.25 | 0 | 1.0465 | 28.8 | 0.7833 | 188.4667 | 0 | 0 | 0 | 21.6951 | 0
6309 | 263 | 20 | 9 | Saturday | 20 | 0.226 | 10.356 | 33.9072 | 61.3343 | 50.3878 | 26.607 | 0 | 0.8483 | 27 | 0 | 184.6781 | 0 | 0 | 0 | 16.526 | 0
6310 | 263 | 20 | 9 | Saturday | 21 | 0.262 | 9.387 | 33.8949 | 61.3343 | 50.3878 | 15.964 | 0 | 0.6801 | 27 | 0 | 183.4493 | 0 | 0 | 0 | 10.4012 | 0
6311 | 263 | 20 | 9 | Saturday | 22 | 0.269 | 3.343 | 33.7336 | 49.2003 | 40.077 | 10.643 | 0 | 0.3042 | 19.8 | 0 | 146.7304 | 0 | 0 | 0 | 7.1734 | 0
6312 | 263 | 20 | 9 | Saturday | 23 | 0.337 | 0.254 | 33.7365 | 28.1779 | 24.6242 | 10.643 | 0 | 0.1502 | 19.8 | 0 | 106.7631 | 0 | 0 | 0 | 7.355 | 0
6313 | 264 | 21 | 9 | Sunday | 0 | 0.4 | 0 | 33.778 | 24.1043 | 23.0149 | 5.321 | 0 | 0.0737 | 19.8 | 0 | 100.7708 | 0 | 0 | 0 | 3.9504 | 0
6314 | 264 | 21 | 9 | Sunday | 1 | 0.429 | 0 | 33.7978 | 23.3102 | 22.2101 | 5.321 | 0 | 0.0747 | 19.8 | 0 | 99.1929 | 0 | 0 | 0 | 4.0081 | 0
6315 | 264 | 21 | 9 | Sunday | 2 | 0.466 | 0 | 33.8189 | 17.5379 | 18.3373 | 5.321 | 0 | 0.0759 | 15.48 | 0 | 85.25 | 0 | 0 | 0 | 4.0734 | 0
6316 | 264 | 21 | 9 | Sunday | 3 | 0.531 | 0 | 33.8654 | 17.5379 | 18.3373 | 5.321 | 0 | 0.0776 | 15.48 | 0 | 85.2982 | 0 | 0 | 0 | 4.1649 | 0
6317 | 264 | 21 | 9 | Sunday | 4 | 0.634 | 0 | 33.8969 | 17.5379 | 18.3373 | 5.321 | 0 | 0.08 | 15.48 | 0 | 85.3321 | 0 | 0 | 0 | 4.2955 | 0
6318 | 264 | 21 | 9 | Sunday | 5 | 0.682 | 0 | 33.9235 | 18.7817 | 18.3373 | 5.321 | 0 | 0.0814 | 15.48 | 0 | 86.6038 | 0 | 0 | 0 | 4.3702 | 0
6319 | 264 | 21 | 9 | Sunday | 6 | 0.812 | 0 | 33.9132 | 26.931 | 24.6242 | 26.607 | 0 | 0.3681 | 18.72 | 0 | 104.5565 | 0 | 0 | 0 | 19.6254 | 0
6320 | 264 | 21 | 9 | Sunday | 7 | 2.114 | 0 | 33.8888 | 34.1693 | 29.9942 | 37.25 | 0 | 0.5565 | 18.72 | 0.3973 | 117.3287 | 0 | 0 | 0 | 29.4262 | 0
6321 | 264 | 21 | 9 | Sunday | 8 | 1.596 | 0 | 33.835 | 32.6908 | 33.2132 | 42.572 | 0.5177 | 0.6477 | 23.4 | 5.6976 | 123.7866 | 0 | 0 | 0 | 34.0915 | 0
6322 | 264 | 21 | 9 | Sunday | 9 | 1.188 | 0 | 33.7881 | 22.4235 | 29.3396 | 26.607 | 35.0194 | 0.4542 | 23.4 | 17.317 | 109.4054 | 8.4124 | 0 | 0 | 21.2793 | 0
6323 | 264 | 21 | 9 | Sunday | 10 | 0.677 | 0 | 33.7183 | 22.2456 | 32.5586 | 10.643 | 79.3361 | 0.2631 | 19.08 | 29.2954 | 107.8657 | 68.6931 | 0 | 0 | 7.3495 | 0
6324 | 264 | 21 | 9 | Sunday | 11 | 0.392 | 0 | 33.7182 | 21.1412 | 32.5586 | 10.643 | 104.1923 | 0.2558 | 21.6 | 38.1695 | 109.2738 | 93.5493 | 0 | 0 | 4.7913 | 0
6325 | 264 | 21 | 9 | Sunday | 12 | 0.108 | 0 | 33.7352 | 20.277 | 33.0367 | 15.964 | 115.3176 | 0.2385 | 19.08 | 43.8858 | 106.3674 | 99.3536 | 0 | 0 | 2.7822 | 0
6326 | 264 | 21 | 9 | Sunday | 13 | 0.002 | 6.559 | 34.008 | 17.6915 | 29.1634 | 15.964 | 111.9107 | 0.5485 | 18.36 | 45.9126 | 106.5287 | 95.9467 | 0 | 0 | 0.0391 | 0
6327 | 264 | 21 | 9 | Sunday | 14 | 0 | 9.506 | 33.8889 | 18.1727 | 29.1634 | 5.321 | 88.2798 | 0.6378 | 18 | 43.3617 | 110.3237 | 82.9588 | 0 | 0 | 0 | 0
6328 | 264 | 21 | 9 | Sunday | 15 | 0 | 9.337 | 33.8629 | 18.3089 | 29.1634 | 5.321 | 51.2368 | 0.5709 | 15.84 | 36.8041 | 108.1145 | 45.9158 | 0 | 0 | 0 | 0
6329 | 264 | 21 | 9 | Sunday | 16 | 0 | 9.295 | 33.8574 | 17.8185 | 27.5539 | 21.286 | 10.9562 | 0.5118 | 23.04 | 26.6583 | 113.1893 | 0 | 0 | 0 | 0 | 0
6330 | 264 | 21 | 9 | Sunday | 17 | 0 | 9.149 | 33.8693 | 17.4912 | 26.399 | 26.607 | 0 | 0.4892 | 22.32 | 14.6121 | 110.8128 | 0 | 0 | 0 | 0 | 0
6331 | 264 | 21 | 9 | Sunday | 18 | 0 | 9.728 | 33.895 | 31.6088 | 38.0184 | 37.25 | 0 | 0.5268 | 23.4 | 4.699 | 138.2496 | 0 | 0 | 0 | 0 | 0
6332 | 264 | 21 | 9 | Sunday | 19 | 0 | 6.253 | 33.8485 | 53.9416 | 45.7644 | 37.25 | 0 | 0.3393 | 22.68 | 0.8015 | 163.3629 | 0 | 0 | 0 | 0 | 0
6333 | 264 | 21 | 9 | Sunday | 20 | 0 | 4.506 | 33.7394 | 60.0165 | 49.6381 | 26.607 | 0 | 0.2396 | 22.68 | 0 | 171.1871 | 0 | 0 | 0 | 0 | 0
6334 | 264 | 21 | 9 | Sunday | 21 | 0 | 2.588 | 33.7182 | 48.5011 | 41.8913 | 15.964 | 0 | 0.1986 | 22.68 | 0 | 149.7884 | 0 | 0 | 0 | 0 | 0
6335 | 264 | 21 | 9 | Sunday | 22 | 0 | 0.444 | 33.7371 | 40.3665 | 35.5897 | 10.643 | 0 | 0.1968 | 14.4 | 0 | 124.7705 | 0 | 0 | 0 | 0 | 0
6336 | 264 | 21 | 9 | Sunday | 23 | 0 | 0.006 | 33.7832 | 25.6748 | 24.6242 | 10.643 | 0 | 0.2214 | 14.4 | 0 | 98.7096 | 0 | 0 | 0 | 0 | 0
6337 | 265 | 22 | 9 | Monday | 0 | 0 | 0 | 33.8089 | 17.5343 | 18.3373 | 5.321 | 0 | 0.2972 | 14.4 | 0 | 84.3776 | 0 | 0 | 0 | 0 | 0
6338 | 265 | 22 | 9 | Monday | 1 | 0 | 0 | 33.8115 | 14.6472 | 16.4006 | 5.321 | 0 | 0.3906 | 11.88 | 0 | 77.1299 | 0 | 0 | 0 | 0 | 0
6339 | 265 | 22 | 9 | Monday | 2 | 0 | 0 | 33.8889 | 11.7686 | 14.464 | 5.321 | 0 | 0.613 | 11.88 | 0 | 72.6145 | 0 | 0 | 0 | 0 | 0
6340 | 265 | 22 | 9 | Monday | 3 | 0.474 | 0 | 33.9106 | 11.7686 | 14.464 | 5.321 | 0 | 0.0121 | 11.88 | 0 | 72.0353 | 0 | 0 | 0 | 0.5737 | 0
6341 | 265 | 22 | 9 | Monday | 4 | 0.544 | 0 | 33.9427 | 13.0128 | 14.464 | 5.321 | 0 | 0.0147 | 11.88 | 0 | 73.3143 | 0 | 0 | 0 | 0.7208 | 0
6342 | 265 | 22 | 9 | Monday | 5 | 0.574 | 0 | 33.9481 | 22.6634 | 20.5805 | 5.321 | 0 | 0.0166 | 11.88 | 0 | 89.0887 | 0 | 0 | 0 | 0.822 | 0
6343 | 265 | 22 | 9 | Monday | 6 | 0.596 | 0 | 33.8904 | 44.2813 | 35.484 | 26.607 | 0 | 0.0615 | 15.12 | 0 | 128.8372 | 0 | 0 | 0 | 2.8315 | 0
6344 | 265 | 22 | 9 | Monday | 7 | 0.27 | 0 | 33.857 | 60.8813 | 46.6998 | 37.25 | 0 | 0.1275 | 15.12 | 0.4082 | 156.6857 | 0 | 0 | 0 | 6.0081 | 0
6345 | 265 | 22 | 9 | Monday | 8 | 0.044 | 0 | 33.8043 | 61.021 | 52.1343 | 42.572 | 0 | 0.2066 | 18.72 | 6.2794 | 165.8863 | 0 | 0 | 0 | 10.0328 | 0
6346 | 265 | 22 | 9 | Monday | 9 | 0 | 0 | 33.7547 | 57.4033 | 52.8606 | 26.607 | 13.838 | 0.1732 | 18.72 | 17.958 | 162.9117 | 0 | 0 | 0 | 7.7537 | 0
6347 | 265 | 22 | 9 | Monday | 10 | 0 | 0.919 | 33.7976 | 54.8815 | 51.878 | 10.643 | 61.7593 | 0.1933 | 14.4 | 30.2065 | 156.1439 | 51.1163 | 0 | 0 | 2.4814 | 0
6348 | 265 | 22 | 9 | Monday | 11 | 0 | 8.96 | 33.9298 | 54.1286 | 51.878 | 10.643 | 93.9649 | 0.7082 | 18.36 | 39.6101 | 168.6953 | 83.3219 | 0 | 0 | 0.6736 | 0
6349 | 265 | 22 | 9 | Monday | 12 | 0 | 18.626 | 34.0107 | 51.7719 | 51.1854 | 15.964 | 106.4973 | 1.1697 | 18.36 | 45.0504 | 177.0161 | 90.5333 | 0 | 0 | 0 | 0
6350 | 265 | 22 | 9 | Monday | 13 | 0 | 28.609 | 34.0418 | 53.0112 | 51.878 | 15.964 | 101.0941 | 1.6481 | 18.36 | 46.2003 | 189.1736 | 85.1301 | 0 | 0 | 0 | 0
6351 | 265 | 22 | 9 | Monday | 14 | 0 | 42.441 | 34.0428 | 53.6034 | 51.878 | 5.321 | 77.4253 | 1.8721 | 18.36 | 43.2522 | 193.9452 | 72.1043 | 0 | 0 | 0 | 0
6352 | 265 | 22 | 9 | Monday | 15 | 0 | 52.69 | 34.0034 | 53.7483 | 51.878 | 5.321 | 40.6899 | 1.9106 | 18.36 | 36.4817 | 194.2976 | 35.3689 | 0 | 0 | 0 | 0
6353 | 265 | 22 | 9 | Monday | 16 | 0 | 70.207 | 34.1021 | 54.3044 | 50.7246 | 21.286 | 5.3229 | 2.0573 | 22.68 | 26.176 | 199.7188 | 0 | 0 | 0 | 0 | 0
6354 | 265 | 22 | 9 | Monday | 17 | 0 | 71.185 | 34.2169 | 47.4333 | 43.0931 | 26.607 | 0 | 2.0593 | 28.8 | 14.1467 | 191.5536 | 0 | 0 | 0 | 0 | 0
6355 | 265 | 22 | 9 | Monday | 18 | 0 | 57.235 | 34.0742 | 50.2529 | 51.7393 | 37.25 | 0 | 1.8837 | 30.96 | 4.451 | 203.4016 | 0 | 0 | 0 | 0 | 0
6356 | 265 | 22 | 9 | Monday | 19 | 0 | 30.725 | 33.9648 | 69.1293 | 57.1787 | 37.25 | 0 | 1.5897 | 25.2 | 0.7529 | 218.9471 | 0 | 0 | 0 | 0 | 0
6357 | 265 | 22 | 9 | Monday | 20 | 0 | 19.625 | 33.8277 | 75.2516 | 60.483 | 26.607 | 0 | 1.0609 | 25.2 | 0 | 217.3298 | 0 | 0 | 0 | 0 | 0
6358 | 265 | 22 | 9 | Monday | 21 | 0 | 10.624 | 33.7198 | 69.495 | 55.4564 | 15.964 | 0 | 0.5565 | 25.2 | 0 | 195.9181 | 0 | 0 | 0 | 0 | 0
6359 | 265 | 22 | 9 | Monday | 22 | 0 | 3.254 | 33.7182 | 49.7368 | 40.0199 | 10.643 | 0 | 0.1691 | 16.2 | 0 | 143.3629 | 0 | 0 | 0 | 0 | 0
6360 | 265 | 22 | 9 | Monday | 23 | 0 | 0.139 | 33.7182 | 26.9226 | 24.6242 | 10.643 | 0 | 0.0613 | 16.2 | 0 | 101.6765 | 0 | 0 | 0 | 0 | 0
6361 | 266 | 23 | 9 | Tuesday | 0 | 0 | 0 | 33.7182 | 17.5343 | 18.3373 | 5.321 | 0 | 0.0018 | 14.4 | 0 | 83.9916 | 0 | 0 | 0 | 0 | 0
6362 | 266 | 23 | 9 | Tuesday | 1 | 0 | 0 | 33.7182 | 14.6472 | 16.4006 | 5.321 | 0 | 0.0017 | 11.88 | 0 | 76.6478 | 0 | 0 | 0 | 0 | 0
6363 | 266 | 23 | 9 | Tuesday | 2 | 0 | 0 | 33.7252 | 11.7686 | 14.464 | 5.321 | 0 | 0.0017 | 11.88 | 0 | 71.8396 | 0 | 0 | 0 | 0 | 0
6364 | 266 | 23 | 9 | Tuesday | 3 | 0 | 0 | 33.7537 | 11.7686 | 14.464 | 5.321 | 0 | 0.0017 | 11.88 | 0 | 71.868 | 0 | 0 | 0 | 0 | 0
6365 | 266 | 23 | 9 | Tuesday | 4 | 0 | 0 | 33.7698 | 13.0128 | 14.464 | 5.321 | 0 | 0.0017 | 11.88 | 0 | 73.1284 | 0 | 0 | 0 | 0 | 0
6366 | 266 | 23 | 9 | Tuesday | 5 | 0 | 0 | 33.7714 | 22.6634 | 20.5805 | 5.321 | 0 | 0.0018 | 11.88 | 0 | 88.8971 | 0 | 0 | 0 | 0 | 0
6367 | 266 | 23 | 9 | Tuesday | 6 | 0 | 0 | 33.7229 | 44.2813 | 35.484 | 26.607 | 0 | 0.0877 | 15.12 | 0 | 128.6959 | 0 | 0 | 0 | 0 | 0
6368 | 266 | 23 | 9 | Tuesday | 7 | 0 | 0 | 33.7182 | 61.105 | 46.6998 | 37.25 | 0 | 0.1349 | 15.12 | 0.3656 | 156.778 | 0 | 0 | 0 | 0.1521 | 0
6369 | 266 | 23 | 9 | Tuesday | 8 | 0 | 0 | 33.7182 | 64.923 | 52.1343 | 42.572 | 0 | 0.0891 | 18.72 | 4.863 | 169.5846 | 0 | 0 | 0 | 3.5883 | 0
6370 | 266 | 23 | 9 | Tuesday | 9 | 0 | 0 | 33.724 | 59.0364 | 52.8606 | 26.607 | 4.0751 | 0.0936 | 18.72 | 15.8662 | 164.4346 | 0 | 0 | 0 | 4.2397 | 0
6371 | 266 | 23 | 9 | Tuesday | 10 | 0 | 1.958 | 33.8168 | 54.8367 | 51.878 | 10.643 | 37.2694 | 0.1915 | 14.4 | 26.1962 | 157.2409 | 26.6264 | 0 | 0 | 1.6093 | 0
6372 | 266 | 23 | 9 | Tuesday | 11 | 0 | 9.707 | 33.928 | 53.6305 | 51.878 | 10.643 | 62.7557 | 0.7434 | 18.36 | 33.8455 | 169.0385 | 52.1127 | 0 | 0 | 0.492 | 0
6373 | 266 | 23 | 9 | Tuesday | 12 | 0 | 15.665 | 33.9791 | 51.4252 | 51.1854 | 15.964 | 82.0478 | 0.9598 | 18.36 | 40.2046 | 172.8526 | 66.0838 | 0 | 0 | 0 | 0
6374 | 266 | 23 | 9 | Tuesday | 13 | 0 | 18.774 | 34.0184 | 52.761 | 51.878 | 15.964 | 83.2348 | 1.1373 | 18.36 | 42.4442 | 178.6414 | 67.2708 | 0 | 0 | 0 | 0
6375 | 266 | 23 | 9 | Tuesday | 14 | 0 | 18.453 | 34.0105 | 53.384 | 51.878 | 5.321 | 63.8441 | 1.0886 | 18.36 | 39.8758 | 179.0294 | 58.5231 | 0 | 0 | 0 | 0
6376 | 266 | 23 | 9 | Tuesday | 15 | 0 | 18.108 | 34.0069 | 53.8219 | 51.878 | 5.321 | 28.7444 | 1.0174 | 18.36 | 32.751 | 179.189 | 23.4234 | 0 | 0 | 0 | 0
6377 | 266 | 23 | 9 | Tuesday | 16 | 0 | 19.425 | 34.0489 | 54.4044 | 50.7246 | 21.286 | 0.7044 | 1.0562 | 22.68 | 21.994 | 184.6654 | 0 | 0 | 0 | 0 | 0
6378 | 266 | 23 | 9 | Tuesday | 17 | 0 | 18.835 | 34.0195 | 47.6973 | 43.0931 | 26.607 | 0 | 1.0206 | 28.8 | 10.6913 | 175.5423 | 0 | 0 | 0 | 0 | 0
6379 | 266 | 23 | 9 | Tuesday | 18 | 0 | 17.662 | 33.9871 | 54.3551 | 51.7393 | 37.25 | 0 | 0.9547 | 30.96 | 3.9006 | 191.1871 | 0 | 0 | 0 | 0 | 0
6380 | 266 | 23 | 9 | Tuesday | 19 | 0 | 14.388 | 33.9639 | 70.3627 | 57.1787 | 37.25 | 0 | 0.7727 | 25.2 | 0.7672 | 203.0397 | 0 | 0 | 0 | 0 | 0
6381 | 266 | 23 | 9 | Tuesday | 20 | 0 | 13.755 | 33.9571 | 75.2516 | 60.483 | 26.607 | 0 | 0.7301 | 25.2 | 0 | 210.4983 | 0 | 0 | 0 | 0 | 0
6382 | 266 | 23 | 9 | Tuesday | 21 | 0 | 9.765 | 33.9014 | 69.495 | 55.4564 | 15.964 | 0 | 0.5106 | 25.2 | 0 | 195.1243 | 0 | 0 | 0 | 0 | 0
6383 | 266 | 23 | 9 | Tuesday | 22 | 0 | 3.053 | 33.7348 | 49.7368 | 40.0199 | 10.643 | 0 | 0.1586 | 16.2 | 0 | 143.1523 | 0 | 0 | 0 | 0 | 0
6384 | 266 | 23 | 9 | Tuesday | 23 | 0 | 0.19 | 33.7182 | 26.9226 | 24.6242 | 10.643 | 0 | 0.013 | 16.2 | 0 | 101.6834 | 0 | 0 | 0 | 0 | 0
6385 | 267 | 24 | 9 | Wednesday | 0 | 0 | 0 | 33.7182 | 17.5343 | 18.3373 | 5.321 | 0 | 0.0017 | 14.4 | 0 | 83.9915 | 0 | 0 | 0 | 0 | 0
6386 | 267 | 24 | 9 | Wednesday | 1 | 0 | 0 | 33.7182 | 14.6472 | 16.4006 | 5.321 | 0 | 0.0016 | 11.88 | 0 | 76.6477 | 0 | 0 | 0 | 0 | 0
6387 | 267 | 24 | 9 | Wednesday | 2 | 0 | 0 | 33.7182 | 11.7686 | 14.464 | 5.321 | 0 | 0.0039 | 11.88 | 0 | 71.8348 | 0 | 0 | 0 | 0 | 0
6388 | 267 | 24 | 9 | Wednesday | 3 | 0 | 0 | 33.7186 | 11.7686 | 14.464 | 5.321 | 0 | 0.2273 | 11.88 | 0 | 72.0586 | 0 | 0 | 0 | 0 | 0
6389 | 267 | 24 | 9 | Wednesday | 4 | 0 | 0 | 33.724 | 13.0128 | 14.464 | 5.321 | 0 | 0.3206 | 11.88 | 0 | 73.4014 | 0 | 0 | 0 | 0 | 0
6390 | 267 | 24 | 9 | Wednesday | 5 | 0 | 0 | 33.7393 | 22.6634 | 20.5805 | 5.321 | 0 | 0.2584 | 11.88 | 0 | 89.1216 | 0 | 0 | 0 | 0 | 0
6391 | 267 | 24 | 9 | Wednesday | 6 | 0 | 0 | 33.7192 | 44.2813 | 35.484 | 26.607 | 0 | 0.0451 | 15.12 | 0 | 128.6496 | 0 | 0 | 0 | 1.9318 | 0
6392 | 267 | 24 | 9 | Wednesday | 7 | 0 | 0 | 33.7182 | 61.1547 | 46.6998 | 37.25 | 0 | 0.1161 | 15.12 | 0.2648 | 156.8088 | 0 | 0 | 0 | 5.3824 | 0
6393 | 267 | 24 | 9 | Wednesday | 8 | 0 | 0 | 33.7182 | 67.6359 | 52.1343 | 42.572 | 0 | 0.199 | 18.72 | 2.8584 | 172.4075 | 0 | 0 | 0 | 9.6171 | 0
6394 | 267 | 24 | 9 | Wednesday | 9 | 0 | 0 | 33.7256 | 63.4034 | 52.8606 | 26.607 | 0 | 0.1512 | 18.72 | 7.4216 | 168.8608 | 0 | 0 | 0 | 7.7496 | 0
6395 | 267 | 24 | 9 | Wednesday | 10 | 0 | 2.458 | 33.8995 | 57.197 | 51.878 | 10.643 | 1.1444 | 0.1936 | 14.4 | 13.6528 | 160.2269 | 0 | 0 | 0 | 3.452 | 0
6396 | 267 | 24 | 9 | Wednesday | 11 | 0 | 11.704 | 33.9233 | 54.8626 | 51.878 | 10.643 | 20.5816 | 0.71 | 18.36 | 20.3958 | 172.3927 | 9.9386 | 0 | 0 | 3.4099 | 0
6397 | 267 | 24 | 9 | Wednesday | 12 | 0 | 14.234 | 33.9504 | 51.8125 | 51.1854 | 15.964 | 42.8909 | 0.8972 | 18.36 | 26.5726 | 171.6 | 26.9269 | 0 | 0 | 4.2795 | 0
6398 | 267 | 24 | 9 | Wednesday | 13 | 0 | 15.477 | 33.9624 | 52.9446 | 51.878 | 15.964 | 72.0017 | 0.9793 | 18.36 | 34.2503 | 174.8638 | 56.0377 | 0 | 0 | 2.5117 | 0
6399 | 267 | 24 | 9 | Wednesday | 14 | 0 | 17.076 | 33.9871 | 53.3672 | 51.878 | 5.321 | 70.0166 | 1.1955 | 18.36 | 34.9784 | 177.4225 | 64.6956 | 0 | 0 | 0.0142 | 0
6400 | 267 | 24 | 9 | Wednesday | 15 | 0 | 16.978 | 33.9795 | 53.9017 | 51.878 | 5.321 | 43.6464 | 0.9742 | 18.36 | 29.9954 | 177.7777 | 38.3254 | 0 | 0 | 0 | 0
6401 | 267 | 24 | 9 | Wednesday | 16 | 0 | 16.595 | 33.9752 | 54.6738 | 50.7246 | 21.286 | 7.8381 | 0.9014 | 22.68 | 20.5656 | 181.2184 | 0 | 0 | 0 | 0 | 0
6402 | 267 | 24 | 9 | Wednesday | 17 | 0 | 17.518 | 34.0008 | 48.0429 | 43.0931 | 26.607 | 0 | 0.9431 | 28.8 | 10.1827 | 174.1589 | 0 | 0 | 0 | 0 | 0
6403 | 267 | 24 | 9 | Wednesday | 18 | 0 | 18.83 | 34.005 | 53.7645 | 51.7393 | 37.25 | 0 | 1.1386 | 30.96 | 3.4852 | 192.1525 | 0 | 0 | 0 | 0.188 | 0
6404 | 267 | 24 | 9 | Wednesday | 19 | 0 | 16.137 | 34.0045 | 69.9242 | 57.1787 | 37.25 | 0 | 0.9235 | 25.2 | 0.7001 | 204.6839 | 0 | 0 | 0 | 3.014 | 0
6405 | 267 | 24 | 9 | Wednesday | 20 | 0 | 14.129 | 33.9743 | 75.2516 | 60.483 | 26.607 | 0 | 0.8241 | 25.2 | 0 | 211.0139 | 0 | 0 | 0 | 4.0427 | 0
6406 | 267 | 24 | 9 | Wednesday | 21 | 0 | 9.998 | 33.9055 | 69.495 | 55.4564 | 15.964 | 0 | 0.5802 | 25.2 | 0 | 195.4504 | 0 | 0 | 0 | 3.1373 | 0
6407 | 267 | 24 | 9 | Wednesday | 22 | 0 | 3.185 | 33.7361 | 49.7368 | 40.0199 | 10.643 | 0 | 0.2087 | 16.2 | 0 | 143.3465 | 0 | 0 | 0 | 2.3793 | 0
6408 | 267 | 24 | 9 | Wednesday | 23 | 0 | 0.223 | 33.7182 | 26.9226 | 24.6242 | 10.643 | 0 | 0.062 | 16.2 | 0 | 101.7683 | 0 | 0 | 0 | 2.6046 | 0
6409 | 268 | 25 | 9 | Thursday | 0 | 0 | 0 | 33.7182 | 17.5343 | 18.3373 | 5.321 | 0 | 0.0269 | 14.4 | 0 | 84.0167 | 0 | 0 | 0 | 1.3857 | 0
6410 | 268 | 25 | 9 | Thursday | 1 | 0 | 0 | 33.7182 | 14.6472 | 16.4006 | 5.321 | 0 | 0.0279 | 11.88 | 0 | 76.674 | 0 | 0 | 0 | 1.4421 | 0
6411 | 268 | 25 | 9 | Thursday | 2 | 0 | 0 | 33.7186 | 11.7686 | 14.464 | 5.321 | 0 | 0.0289 | 11.88 | 0 | 71.8602 | 0 | 0 | 0 | 1.4975 | 0
6412 | 268 | 25 | 9 | Thursday | 3 | 0 | 0 | 33.7268 | 11.7686 | 14.464 | 5.321 | 0 | 0.0299 | 11.88 | 0 | 71.8694 | 0 | 0 | 0 | 1.5524 | 0
6413 | 268 | 25 | 9 | Thursday | 4 | 0 | 0 | 33.7519 | 13.0128 | 14.464 | 5.321 | 0 | 0.0309 | 11.88 | 0 | 73.1396 | 0 | 0 | 0 | 1.6062 | 0
6414 | 268 | 25 | 9 | Thursday | 5 | 0 | 0 | 33.7714 | 22.6634 | 20.5805 | 5.321 | 0 | 0.0319 | 11.88 | 0 | 88.9272 | 0 | 0 | 0 | 1.6597 | 0
6415 | 268 | 25 | 9 | Thursday | 6 | 0 | 0 | 33.7211 | 44.2813 | 35.484 | 26.607 | 0 | 0.1747 | 15.12 | 0 | 128.7811 | 0 | 0 | 0 | 9.038 | 0
6416 | 268 | 25 | 9 | Thursday | 7 | 0 | 0 | 33.7182 | 61.1573 | 46.6998 | 37.25 | 0 | 0.284 | 15.12 | 0.2019 | 156.9793 | 0 | 0 | 0 | 14.5911 | 0
6417 | 268 | 25 | 9 | Thursday | 8 | 0 | 0 | 33.7182 | 68.0442 | 52.1343 | 42.572 | 0 | 0.3742 | 18.72 | 1.8425 | 172.991 | 0 | 0 | 0 | 19.2251 | 0
6418 | 268 | 25 | 9 | Thursday | 9 | 0 | 0 | 33.7257 | 65.8774 | 52.8606 | 26.607 | 0 | 0.2523 | 18.72 | 4.5553 | 171.4359 | 0 | 0 | 0 | 13.296 | 0
6419 | 268 | 25 | 9 | Thursday | 10 | 0 | 8.551 | 33.8426 | 58.0848 | 51.878 | 10.643 | 0 | 0.5359 | 14.4 | 5.9944 | 167.9445 | 0 | 0 | 0 | 5.5793 | 0
6420 | 268 | 25 | 9 | Thursday | 11 | 0 | 10.091 | 33.9102 | 56.3475 | 51.878 | 10.643 | 0 | 0.6341 | 18.36 | 6.2995 | 172.0437 | 0 | 0 | 0 | 5.7266 | 0
6421 | 268 | 25 | 9 | Thursday | 12 | 0 | 13.624 | 33.9243 | 55.7413 | 51.1854 | 15.964 | 0 | 0.8795 | 18.36 | 5.8183 | 174.8251 | 0 | 0 | 0 | 8.8541 | 0
6422 | 268 | 25 | 9 | Thursday | 13 | 0 | 13.813 | 33.9378 | 61.2712 | 51.878 | 15.964 | 0 | 0.8953 | 18.36 | 4.8483 | 181.2821 | 0 | 0 | 0 | 9.1587 | 0
6423 | 268 | 25 | 9 | Thursday | 14 | 0 | 11.449 | 33.8944 | 61.9167 | 51.878 | 5.321 | 0 | 0.654 | 18.36 | 5.1155 | 179.0853 | 0 | 0 | 0 | 3.1187 | 0
6424 | 268 | 25 | 9 | Thursday | 15 | 0 | 10.479 | 33.8733 | 63.9814 | 51.878 | 5.321 | 0 | 0.6027 | 18.36 | 4.5793 | 180.0282 | 0 | 0 | 0 | 3.1532 | 0
6425 | 268 | 25 | 9 | Thursday | 16 | 0 | 10.05 | 33.8615 | 62.6624 | 50.7246 | 21.286 | 0 | 0.7636 | 22.68 | 4.7669 | 181.5609 | 0 | 0 | 0 | 12.93 | 0
6426 | 268 | 25 | 9 | Thursday | 17 | 0 | 11.168 | 33.8892 | 52.4656 | 43.0931 | 26.607 | 0 | 0.8973 | 28.8 | 5.5058 | 171.2234 | 0 | 0 | 0 | 16.8344 | 0
6427 | 268 | 25 | 9 | Thursday | 18 | 0 | 14.13 | 33.9469 | 59.4492 | 51.7393 | 37.25 | 0 | 1.2096 | 30.96 | 3.5636 | 192.5871 | 0 | 0 | 0 | 24.739 | 0
6428 | 268 | 25 | 9 | Thursday | 19 | 0 | 13.608 | 33.9522 | 70.4528 | 57.1787 | 37.25 | 0 | 1.2043 | 25.2 | 0.767 | 202.7053 | 0 | 0 | 0 | 26.0047 | 0
6429 | 268 | 25 | 9 | Thursday | 20 | 0 | 13.232 | 33.949 | 75.2516 | 60.483 | 26.607 | 0 | 1.0535 | 25.2 | 0 | 210.2479 | 0 | 0 | 0 | 19.2954 | 0
6430 | 268 | 25 | 9 | Thursday | 21 | 0 | 9.319 | 33.8937 | 69.495 | 55.4564 | 15.964 | 0 | 0.703 | 25.2 | 0 | 194.827 | 0 | 0 | 0 | 11.8497 | 0
6431 | 268 | 25 | 9 | Thursday | 22 | 0 | 2.897 | 33.7315 | 49.7368 | 40.0199 | 10.643 | 0 | 0.2966 | 16.2 | 0 | 143.1179 | 0 | 0 | 0 | 8.0098 | 0
6432 | 268 | 25 | 9 | Thursday | 23 | 0 | 0.163 | 33.7182 | 26.9226 | 24.6242 | 10.643 | 0 | 0.21 | 16.2 | 0 | 101.8508 | 0 | 0 | 0 | 8.0963 | 0
6433 | 269 | 26 | 9 | Friday | 0 | 0 | 0 | 33.7182 | 17.5343 | 18.3373 | 5.321 | 0 | 0.076 | 14.4 | 0 | 84.0658 | 0 | 0 | 0 | 4.0793 | 0
6434 | 269 | 26 | 9 | Friday | 1 | 0 | 0 | 33.7226 | 14.6472 | 16.4006 | 5.321 | 0 | 0.0764 | 11.88 | 0 | 76.7269 | 0 | 0 | 0 | 4.1012 | 0
6435 | 269 | 26 | 9 | Friday | 2 | 0 | 0 | 33.7556 | 11.7686 | 14.464 | 5.321 | 0 | 0.0768 | 11.88 | 0 | 71.9451 | 0 | 0 | 0 | 4.1224 | 0
6436 | 269 | 26 | 9 | Friday | 3 | 0 | 0 | 33.7713 | 11.7686 | 14.464 | 5.321 | 0 | 0.0772 | 11.88 | 0 | 71.9611 | 0 | 0 | 0 | 4.1432 | 0
6437 | 269 | 26 | 9 | Friday | 4 | 0.014 | 0 | 33.7714 | 13.0128 | 14.464 | 5.321 | 0 | 0.0778 | 11.88 | 0 | 73.206 | 0 | 0 | 0 | 4.1776 | 0
6438 | 269 | 26 | 9 | Friday | 5 | 0.063 | 0 | 33.7714 | 22.6634 | 20.5805 | 5.321 | 0 | 0.079 | 11.88 | 0 | 88.9744 | 0 | 0 | 0 | 4.2467 | 0
6439 | 269 | 26 | 9 | Friday | 6 | 0.099 | 0 | 33.7254 | 44.2813 | 35.484 | 26.607 | 0 | 0.3984 | 15.12 | 0 | 129.009 | 0 | 0 | 0 | 21.3021 | 0
6440 | 269 | 26 | 9 | Friday | 7 | 0.011 | 0 | 33.7182 | 61.1578 | 46.6998 | 37.25 | 0 | 0.5729 | 15.12 | 0.2423 | 157.2688 | 0 | 0 | 0 | 30.4336 | 0
6441 | 269 | 26 | 9 | Friday | 8 | 0 | 0 | 33.7182 | 68.1418 | 52.1343 | 42.572 | 0 | 0.6689 | 18.72 | 2.1994 | 173.3833 | 0 | 0 | 0 | 35.7494 | 0
6442 | 269 | 26 | 9 | Friday | 9 | 0 | 0 | 33.7249 | 63.1827 | 52.8606 | 26.607 | 0 | 0.4262 | 18.72 | 5.834 | 168.9144 | 0 | 0 | 0 | 22.8316 | 0
6443 | 269 | 26 | 9 | Friday | 10 | 0 | 2.126 | 33.8184 | 57.4061 | 51.878 | 10.643 | 4.8122 | 0.2871 | 14.4 | 9.1865 | 160.0891 | 0 | 0 | 0 | 9.1905 | 0
6444 | 269 | 26 | 9 | Friday | 11 | 0 | 9.576 | 33.9189 | 56.4309 | 51.878 | 10.643 | 10.181 | 0.6836 | 18.36 | 10.8225 | 171.628 | 0 | 0 | 0 | 9.0402 | 0
6445 | 269 | 26 | 9 | Friday | 12 | 0 | 13.665 | 33.9261 | 54.4058 | 51.1854 | 15.964 | 10.7018 | 0.9792 | 18.36 | 11.3006 | 173.6361 | 0 | 0 | 0 | 13.2682 | 0
6446 | 269 | 26 | 9 | Friday | 13 | 0 | 13.61 | 33.9353 | 55.8511 | 51.878 | 15.964 | 12.7947 | 0.9741 | 18.36 | 11.8203 | 175.7188 | 0 | 0 | 0 | 12.9713 | 0
6447 | 269 | 26 | 9 | Friday | 14 | 0 | 11.438 | 33.8945 | 55.6137 | 51.878 | 5.321 | 16.7548 | 0.6991 | 18.36 | 13.0671 | 172.8155 | 11.4338 | 0 | 0 | 4.1656 | 0
6448 | 269 | 26 | 9 | Friday | 15 | 0 | 10.972 | 33.8705 | 55.6747 | 51.878 | 5.321 | 16.0641 | 0.6694 | 18.36 | 12.8839 | 172.319 | 10.7431 | 0 | 0 | 3.9672 | 0
6449 | 269 | 26 | 9 | Friday | 16 | 0 | 11.784 | 33.8842 | 56.7295 | 50.7246 | 21.286 | 7.5204 | 0.9148 | 22.68 | 9.8699 | 177.6782 | 0 | 0 | 0 | 15.4615 | 0
6450 | 269 | 26 | 9 | Friday | 17 | 0 | 13.223 | 33.9189 | 52.6492 | 43.0931 | 26.607 | 0.0795 | 1.0596 | 28.8 | 5.7283 | 173.8218 | 0 | 0 | 0 | 19.6474 | 0
6451 | 269 | 26 | 9 | Friday | 18 | 0 | 14.646 | 33.9555 | 62.3738 | 51.7393 | 37.25 | 0 | 1.3046 | 30.96 | 2.5438 | 196.1737 | 0 | 0 | 0 | 28.4001 | 0
6452 | 269 | 26 | 9 | Friday | 19 | 0 | 13.904 | 33.9571 | 70.7025 | 57.1787 | 37.25 | 0 | 1.2817 | 25.2 | 0.5174 | 203.3578 | 0 | 0 | 0 | 29.3669 | 0
6453 | 269 | 26 | 9 | Friday | 20 | 0 | 13.496 | 33.9534 | 75.2516 | 60.483 | 26.607 | 0 | 1.1085 | 25.2 | 0 | 210.5927 | 0 | 0 | 0 | 21.5273 | 0
6454 | 269 | 26 | 9 | Friday | 21 | 0 | 9.579 | 33.8984 | 69.495 | 55.4564 | 15.964 | 0 | 0.74 | 25.2 | 0 | 195.1495 | 0 | 0 | 0 | 13.1245 | 0
6455 | 269 | 26 | 9 | Friday | 22 | 0 | 3.018 | 33.734 | 49.7368 | 40.0199 | 10.643 | 0 | 0.3178 | 16.2 | 0 | 143.2726 | 0 | 0 | 0 | 8.8336 | 0
6456 | 269 | 26 | 9 | Friday | 23 | 0 | 0.18 | 33.7182 | 26.9226 | 24.6242 | 10.643 | 0 | 0.2256 | 16.2 | 0 | 101.8855 | 0 | 0 | 0 | 8.8999 | 0
6457 | 270 | 27 | 9 | Saturday | 0 | 0 | 0 | 33.7182 | 18.3332 | 19.1419 | 5.321 | 0 | 0.0832 | 15.84 | 0 | 87.1166 | 0 | 0 | 0 | 4.4735 | 0
6458 | 270 | 27 | 9 | Saturday | 1 | 0 | 0 | 33.7182 | 17.5283 | 18.3373 | 5.321 | 0 | 0.0835 | 12.6 | 0 | 82.2673 | 0 | 0 | 0 | 4.4902 | 0
6459 | 270 | 27 | 9 | Saturday | 2 | 0 | 0 | 33.7229 | 11.771 | 14.464 | 5.321 | 0 | 0.0838 | 12.6 | 0 | 72.6417 | 0 | 0 | 0 | 4.5063 | 0
6460 | 270 | 27 | 9 | Saturday | 3 | 0 | 0 | 33.7411 | 11.771 | 14.464 | 5.321 | 0 | 0.0841 | 12.6 | 0 | 72.6602 | 0 | 0 | 0 | 4.5222 | 0
6461 | 270 | 27 | 9 | Saturday | 4 | 0 | 0 | 33.7584 | 11.771 | 14.464 | 5.321 | 0 | 0.0843 | 12.6 | 0 | 72.6778 | 0 | 0 | 0 | 4.5378 | 0
6462 | 270 | 27 | 9 | Saturday | 5 | 0 | 0 | 33.7702 | 13.0152 | 14.464 | 5.321 | 0 | 0.0846 | 12.6 | 0 | 73.9341 | 0 | 0 | 0 | 4.5533 | 0
6463 | 270 | 27 | 9 | Saturday | 6 | 0 | 0 | 33.7714 | 30.2702 | 24.9086 | 26.607 | 0 | 0.429 | 14.4 | 0 | 103.7792 | 0 | 0 | 0 | 22.9831 | 0
6464 | 270 | 27 | 9 | Saturday | 7 | 0.008 | 0 | 33.7237 | 33.0664 | 26.405 | 37.25 | 0 | 0.6151 | 11.52 | 0.2765 | 105.3302 | 0 | 0 | 0 | 32.7475 | 0
6465 | 270 | 27 | 9 | Saturday | 8 | 0.041 | 0 | 33.7182 | 44.1124 | 37.4339 | 42.572 | 0 | 0.6691 | 16.2 | 2.5963 | 132.1337 | 0 | 0 | 0 | 38.2466 | 0
6466 | 270 | 27 | 9 | Saturday | 9 | 0.002 | 0 | 33.7182 | 37.289 | 37.9057 | 26.607 | 5.0996 | 0.4583 | 16.2 | 7.1292 | 125.5712 | 0 | 0 | 0 | 24.1471 | 0
6467 | 270 | 27 | 9 | Saturday | 10 | 0 | 1.65 | 33.7858 | 32.5773 | 37.2508 | 10.643 | 23.9948 | 0.2968 | 15.12 | 12.7889 | 120.8153 | 13.3518 | 0 | 0 | 9.3827 | 0
6468 | 270 | 27 | 9 | Saturday | 11 | 0 | 6.202 | 33.9614 | 29.7941 | 35.3135 | 10.643 | 57.8278 | 0.5712 | 21.6 | 22.1106 | 127.9482 | 47.1848 | 0 | 0 | 8.4041 | 0
6469 | 270 | 27 | 9 | Saturday | 12 | 0 | 9.833 | 33.8566 | 26.5419 | 34.2247 | 15.964 | 84.2445 | 0.829 | 23.4 | 30.4871 | 129.487 | 68.2805 | 0 | 0 | 9.9478 | 0
6470 | 270 | 27 | 9 | Saturday | 13 | 0 | 9.788 | 33.8562 | 25.974 | 33.0722 | 15.964 | 82.3281 | 0.769 | 23.4 | 32.6156 | 127.6572 | 66.3641 | 0 | 0 | 6.9571 | 0
6471 | 270 | 27 | 9 | Saturday | 14 | 0 | 8.964 | 33.8289 | 24.8671 | 33.0722 | 5.321 | 69.7204 | 0.6009 | 23.4 | 31.3516 | 125.4639 | 64.3994 | 0 | 0 | 1.414 | 0
6472 | 270 | 27 | 9 | Saturday | 15 | 0 | 9.514 | 33.8464 | 25.262 | 33.0722 | 5.321 | 45.1161 | 0.5783 | 23.4 | 26.4233 | 126.4485 | 39.7951 | 0 | 0 | 0.7147 | 0
6473 | 270 | 27 | 9 | Saturday | 16 | 0 | 9.795 | 33.8468 | 25.8725 | 33.0722 | 21.286 | 11.6117 | 0.5697 | 23.4 | 18.4703 | 127.3546 | 0 | 0 | 0 | 2.0302 | 0
6474 | 270 | 27 | 9 | Saturday | 17 | 0 | 8.746 | 33.7795 | 24.2297 | 32.9581 | 26.607 | 0 | 0.5296 | 27 | 10.1385 | 127.9561 | 0 | 0 | 0 | 3.7431 | 0
6475 | 270 | 27 | 9 | Saturday | 18 | 0 | 11.357 | 33.9162 | 44.8647 | 46.5147 | 37.25 | 0 | 0.7489 | 28.8 | 3.3814 | 167.1272 | 0 | 0 | 0 | 7.7005 | 0
6476 | 270 | 27 | 9 | Saturday | 19 | 0 | 13.366 | 33.9617 | 60.9322 | 50.3878 | 37.25 | 0 | 0.9058 | 28.8 | 0.553 | 189.4433 | 0 | 0 | 0 | 10.3572 | 0
6477 | 270 | 27 | 9 | Saturday | 20 | 0 | 11.426 | 33.9259 | 61.3343 | 50.3878 | 26.607 | 0 | 0.7666 | 27 | 0 | 185.7717 | 0 | 0 | 0 | 8.9088 | 0
6478 | 270 | 27 | 9 | Saturday | 21 | 0 | 10.47 | 33.9142 | 61.3343 | 50.3878 | 15.964 | 0 | 0.656 | 27 | 0 | 184.6162 | 0 | 0 | 0 | 5.9168 | 0
6479 | 270 | 27 | 9 | Saturday | 22 | 0 | 3.886 | 33.741 | 49.2003 | 40.077 | 10.643 | 0 | 0.2775 | 19.8 | 0 | 147.2989 | 0 | 0 | 0 | 4.1756 | 0
6480 | 270 | 27 | 9 | Saturday | 23 | 0 | 0.468 | 33.7182 | 28.1779 | 24.6242 | 10.643 | 0 | 0.1063 | 19.8 | 0 | 106.9325 | 0 | 0 | 0 | 4.3566 | 0
6481 | 271 | 28 | 9 | Sunday | 0 | 0.005 | 0.002 | 33.7236 | 24.1043 | 23.0149 | 5.321 | 0 | 0.0427 | 19.8 | 0 | 100.6879 | 0 | 0 | 0 | 2.2505 | 0
6482 | 271 | 28 | 9 | Sunday | 1 | 0.021 | 0 | 33.7578 | 23.3102 | 22.2101 | 5.321 | 0 | 0.0437 | 19.8 | 0 | 99.1219 | 0 | 0 | 0 | 2.3112 | 0
6483 | 271 | 28 | 9 | Sunday | 2 | 0.022 | 0 | 33.7681 | 17.5379 | 18.3373 | 5.321 | 0 | 0.0446 | 15.48 | 0 | 85.1679 | 0 | 0 | 0 | 2.3567 | 0
6484 | 271 | 28 | 9 | Sunday | 3 | 0.065 | 0 | 33.7714 | 17.5379 | 18.3373 | 5.321 | 0 | 0.0462 | 15.48 | 0 | 85.1727 | 0 | 0 | 0 | 2.4441 | 0
6485 | 271 | 28 | 9 | Sunday | 4 | 0.093 | 0 | 33.7714 | 17.5379 | 18.3373 | 5.321 | 0 | 0.0475 | 15.48 | 0 | 85.174 | 0 | 0 | 0 | 2.5148 | 0
6486 | 271 | 28 | 9 | Sunday | 5 | 0.107 | 0 | 33.7714 | 18.7817 | 18.3373 | 5.321 | 0 | 0.0485 | 15.48 | 0 | 86.4189 | 0 | 0 | 0 | 2.5723 | 0
6487 | 271 | 28 | 9 | Sunday | 6 | 0.154 | 0 | 33.7714 | 26.931 | 24.6242 | 26.607 | 0 | 0.2483 | 18.72 | 0 | 104.2949 | 0 | 0 | 0 | 13.0728 | 0
6488 | 271 | 28 | 9 | Sunday | 7 | 0.187 | 0 | 33.7313 | 34.2342 | 29.9942 | 37.25 | 0 | 0.3796 | 18.72 | 0.2673 | 117.0594 | 0 | 0 | 0 | 19.829 | 0
6489 | 271 | 28 | 9 | Sunday | 8 | 0.181 | 0 | 33.7182 | 33.2805 | 33.2132 | 42.572 | 0 | 0.4737 | 23.4 | 3.0264 | 124.0856 | 0 | 0 | 0 | 24.6755 | 0
6490 | 271 | 28 | 9 | Sunday | 9 | 0.148 | 0 | 33.7182 | 22.1961 | 29.3396 | 26.607 | 5.6527 | 0.3183 | 23.4 | 9.9533 | 108.9722 | 0 | 0 | 0 | 16.417 | 0
6491 | 271 | 28 | 9 | Sunday | 10 | 0.104 | 0 | 33.7182 | 22.7315 | 32.5586 | 10.643 | 35.5693 | 0.1747 | 19.08 | 18.6607 | 108.263 | 24.9263 | 0 | 0 | 6.3104 | 0
6492 | 271 | 28 | 9 | Sunday | 11 | 0.071 | 0 | 33.7182 | 21.7308 | 32.5586 | 10.643 | 60.84 | 0.1934 | 21.6 | 26.6444 | 109.8011 | 50.197 | 0 | 0 | 5.1438 | 0
6493 | 271 | 28 | 9 | Sunday | 12 | 0.005 | 0 | 33.7772 | 20.8144 | 33.0367 | 15.964 | 69.0578 | 0.212 | 19.08 | 30.5836 | 106.9204 | 53.0938 | 0 | 0 | 5.3514 | 0
6494 | 271 | 28 | 9 | Sunday | 13 | 0 | 0 | 33.9816 | 18.0229 | 29.1634 | 15.964 | 54.4508 | 0.1525 | 18.36 | 29.2439 | 99.6804 | 38.4868 | 0 | 0 | 3.3579 | 0
6495 | 271 | 28 | 9 | Sunday | 14 | 0 | 0.214 | 33.9742 | 18.336 | 29.1634 | 5.321 | 35.2955 | 0.0804 | 18 | 26.0664 | 99.7851 | 29.9745 | 0 | 0 | 0.6635 | 0
6496 | 271 | 28 | 9 | Sunday | 15 | 0 | 0.374 | 33.9643 | 18.5607 | 29.1634 | 5.321 | 21.8314 | 0.3808 | 15.84 | 23.2828 | 98.3132 | 16.5104 | 0 | 0 | 0.1042 | 0
6497 | 271 | 28 | 9 | Sunday | 16 | 0 | 0.291 | 33.8991 | 18.1063 | 27.5539 | 21.286 | 3.3325 | 0.0532 | 23.04 | 17.2361 | 102.9675 | 0 | 0 | 0 | 1.432 | 0
6498 | 271 | 28 | 9 | Sunday | 17 | 0 | 0.149 | 33.8703 | 18.1 | 26.399 | 26.607 | 0 | 0.0763 | 22.32 | 8.554 | 100.9269 | 0 | 0 | 0 | 3.2336 | 0
6499 | 271 | 28 | 9 | Sunday | 18 | 0 | 0.047 | 33.9719 | 37.2316 | 38.0184 | 37.25 | 0 | 0.1486 | 23.4 | 2.843 | 132.8216 | 0 | 0 | 0 | 7.0374 | 0
6500 | 271 | 28 | 9 | Sunday | 19 | 0.001 | 4.12 | 33.9157 | 55.3659 | 45.7644 | 37.25 | 0 | 0.4094 | 22.68 | 0.5032 | 162.5914 | 0 | 0 | 0 | 9.7488 | 0
6501 | 271 | 28 | 9 | Sunday | 20 | 0.019 | 4.74 | 33.7445 | 60.0165 | 49.6381 | 26.607 | 0 | 0.4072 | 22.68 | 0 | 171.6124 | 0 | 0 | 0 | 8.5231 | 0
6502 | 271 | 28 | 9 | Sunday | 21 | 0.038 | 2.877 | 33.7187 | 48.5011 | 41.8913 | 15.964 | 0 | 0.2554 | 22.68 | 0 | 150.158 | 0 | 0 | 0 | 5.7237 | 0
6503 | 271 | 28 | 9 | Sunday | 22 | 0.08 | 0.677 | 33.7182 | 40.3665 | 35.5897 | 10.643 | 0 | 0.1123 | 14.4 | 0 | 124.9187 | 0 | 0 | 0 | 4.1063 | 0
6504 | 271 | 28 | 9 | Sunday | 23 | 0.089 | 0.011 | 33.7263 | 25.6748 | 24.6242 | 10.643 | 0 | 0.0822 | 14.4 | 0 | 98.5197 | 0 | 0 | 0 | 4.2996 | 0
6505 | 272 | 29 | 9 | Monday | 0 | 0.138 | 0 | 33.7844 | 17.5343 | 18.3373 | 5.321 | 0 | 0.0437 | 14.4 | 0 | 84.0997 | 0 | 0 | 0 | 2.3109 | 0
6506 | 272 | 29 | 9 | Monday | 1 | 0.147 | 0 | 33.7947 | 14.6472 | 16.4006 | 5.321 | 0 | 0.0448 | 11.88 | 0 | 76.7673 | 0 | 0 | 0 | 2.3673 | 0
6507 | 272 | 29 | 9 | Monday | 2 | 0.222 | 0 | 33.8085 | 11.7686 | 14.464 | 5.321 | 0 | 0.047 | 11.88 | 0 | 71.9681 | 0 | 0 | 0 | 2.4871 | 0
6508 | 272 | 29 | 9 | Monday | 3 | 0.24 | 0 | 33.8089 | 11.7686 | 14.464 | 5.321 | 0 | 0.0481 | 11.88 | 0 | 71.9696 | 0 | 0 | 0 | 2.5505 | 0
6509 | 272 | 29 | 9 | Monday | 4 | 0.252 | 0 | 33.7993 | 13.0128 | 14.464 | 5.321 | 0 | 0.0491 | 11.88 | 0 | 73.2052 | 0 | 0 | 0 | 2.6058 | 0
6510 | 272 | 29 | 9 | Monday | 5 | 0.249 | 0 | 33.7727 | 22.6634 | 20.5805 | 5.321 | 0 | 0.0499 | 11.88 | 0 | 88.9465 | 0 | 0 | 0 | 2.6469 | 0
6511 | 272 | 29 | 9 | Monday | 6 | 0.208 | 0 | 33.7303 | 44.2813 | 35.484 | 26.607 | 0 | 0.2434 | 15.12 | 0 | 128.859 | 0 | 0 | 0 | 12.8044 | 0
6512 | 272 | 29 | 9 | Monday | 7 | 0.034 | 0 | 33.7182 | 61.1578 | 46.6998 | 37.25 | 0 | 0.3691 | 15.12 | 0.0822 | 157.0649 | 0 | 0 | 0 | 19.2563 | 0
6513 | 272 | 29 | 9 | Monday | 8 | 0.002 | 0 | 33.7182 | 69.4274 | 52.1343 | 42.572 | 0 | 0.4624 | 18.72 | 0.8193 | 174.4623 | 0 | 0 | 0 | 24.0591 | 0
6514 | 272 | 29 | 9 | Monday | 9 | 0 | 0 | 33.722 | 69.1998 | 52.8606 | 26.607 | 0 | 0.3032 | 18.72 | 2.6551 | 174.8055 | 0 | 0 | 0 | 16.0852 | 0
6515 | 272 | 29 | 9 | Monday | 10 | 0 | 1.19 | 33.8196 | 62.1603 | 51.878 | 10.643 | 0 | 0.1854 | 14.4 | 4.4653 | 163.7302 | 0 | 0 | 0 | 6.6479 | 0
6516 | 272 | 29 | 9 | Monday | 11 | 0 | 8.946 | 33.9236 | 63.2999 | 51.878 | 10.643 | 0 | 0.5927 | 18.36 | 4.2188 | 177.73 | 0 | 0 | 0 | 6.7688 | 0
6517 | 272 | 29 | 9 | Monday | 12 | 0 | 13.079 | 33.9172 | 63.7627 | 51.1854 | 15.964 | 0 | 0.8775 | 18.36 | 3.5291 | 182.2483 | 0 | 0 | 0 | 10.3698 | 0
6518 | 272 | 29 | 9 | Monday | 13 | 0 | 12.801 | 33.91 | 65.8305 | 51.878 | 15.964 | 0 | 0.867 | 18.36 | 3.1972 | 184.6902 | 0 | 0 | 0 | 10.6193 | 0
6519 | 272 | 29 | 9 | Monday | 14 | 0 | 10.454 | 33.8714 | 66.2017 | 51.878 | 5.321 | 0 | 0.6094 | 18.36 | 2.9608 | 182.2263 | 0 | 0 | 0 | 3.5933 | 0
6520 | 272 | 29 | 9 | Monday | 15 | 0 | 9.652 | 33.8034 | 66.4242 | 51.878 | 5.321 | 0 | 0.5672 | 18.36 | 2.8729 | 181.4717 | 0 | 0 | 0 | 3.6221 | 0
6521 | 272 | 29 | 9 | Monday | 16 | 0 | 9.183 | 33.7862 | 66.8942 | 50.7246 | 21.286 | 0 | 0.7506 | 22.68 | 2.5113 | 184.7666 | 0 | 0 | 0 | 14.7476 | 0
6522 | 272 | 29 | 9 | Monday | 17 | 0 | 10.215 | 33.8692 | 59.5466 | 43.0931 | 26.607 | 0 | 0.8855 | 28.8 | 1.7429 | 177.2419 | 0 | 0 | 0 | 18.9845 | 0
6523 | 272 | 29 | 9 | Monday | 18 | 0.004 | 12.998 | 33.9303 | 65.4398 | 51.7393 | 37.25 | 0 | 1.1993 | 30.96 | 0.8358 | 197.3269 | 0 | 0 | 0 | 27.5409 | 0
6524 | 272 | 29 | 9 | Monday | 19 | 0.121 | 12.439 | 33.9348 | 70.7204 | 57.1787 | 37.25 | 0 | 1.1901 | 25.2 | 0.1722 | 201.6768 | 0 | 0 | 0 | 28.6961 | 0
6525 | 272 | 29 | 9 | Monday | 20 | 0.11 | 12.379 | 33.9365 | 75.2516 | 60.483 | 26.607 | 0 | 1.0405 | 25.2 | 0 | 209.2998 | 0 | 0 | 0 | 21.1116 | 0
6526 | 272 | 29 | 9 | Monday | 21 | 0.09 | 8.736 | 33.8856 | 69.495 | 55.4564 | 15.964 | 0 | 0.6915 | 25.2 | 0 | 194.1762 | 0 | 0 | 0 | 12.9141 | 0
6527 | 272 | 29 | 9 | Monday | 22 | 0.117 | 2.669 | 33.7305 | 49.7368 | 40.0199 | 10.643 | 0 | 0.2986 | 16.2 | 0 | 142.8726 | 0 | 0 | 0 | 8.7562 | 0
6528 | 272 | 29 | 9 | Monday | 23 | 0.15 | 0.12 | 33.7192 | 26.9226 | 24.6242 | 10.643 | 0 | 0.2218 | 16.2 | 0 | 101.8177 | 0 | 0 | 0 | 8.8606 | 0
6529 | 273 | 30 | 9 | Tuesday | 0 | 0.192 | 0 | 33.7595 | 17.5343 | 18.3373 | 5.321 | 0 | 0.085 | 14.4 | 0 | 84.1161 | 0 | 0 | 0 | 4.5725 | 0
6530 | 273 | 30 | 9 | Tuesday | 1 | 0.229 | 0 | 33.7714 | 14.6472 | 16.4006 | 5.321 | 0 | 0.086 | 11.88 | 0 | 76.7853 | 0 | 0 | 0 | 4.6281 | 0
6531 | 273 | 30 | 9 | Tuesday | 2 | 0.228 | 0 | 33.7714 | 11.7686 | 14.464 | 5.321 | 0 | 0.0863 | 11.88 | 0 | 71.9704 | 0 | 0 | 0 | 4.6438 | 0
6532 | 273 | 30 | 9 | Tuesday | 3 | 0.239 | 0 | 33.7714 | 11.7686 | 14.464 | 5.321 | 0 | 0.0868 | 11.88 | 0 | 71.9709 | 0 | 0 | 0 | 4.6714 | 0
6533 | 273 | 30 | 9 | Tuesday | 4 | 0.3 | 0 | 33.7714 | 13.0128 | 14.464 | 5.321 | 0 | 0.0882 | 11.88 | 0 | 73.2165 | 0 | 0 | 0 | 4.7499 | 0
6534 | 273 | 30 | 9 | Tuesday | 5 | 0.285 | 0 | 33.7714 | 22.6634 | 20.5805 | 5.321 | 0 | 0.0883 | 11.88 | 0 | 88.9836 | 0 | 0 | 0 | 4.751 | 0
6535 | 273 | 30 | 9 | Tuesday | 6 | 0.23 | 0 | 33.7273 | 44.2813 | 35.484 | 26.607 | 0 | 0.4256 | 15.12 | 0 | 129.0383 | 0 | 0 | 0 | 22.7933 | 0
6536 | 273 | 30 | 9 | Tuesday | 7 | 0.048 | 0 | 33.7182 | 61.1578 | 46.6998 | 37.25 | 0 | 0.6059 | 15.12 | 0 | 157.3017 | 0 | 0 | 0 | 32.2411 | 0
6537 | 273 | 30 | 9 | Tuesday | 8 | 0.006 | 0 | 33.7182 | 69.4046 | 52.1343 | 42.572 | 0 | 0.6691 | 18.72 | 0.4813 | 174.6463 | 0 | 0 | 0 | 37.6323 | 0
6538 | 273 | 30 | 9 | Tuesday | 9 | 0 | 0 | 33.7234 | 64.4807 | 52.8606 | 26.607 | 0.0576 | 0.4458 | 18.72 | 4.3099 | 170.2305 | 0 | 0 | 0 | 23.8982 | 0
6539 | 273 | 30 | 9 | Tuesday | 10 | 0 | 1.609 | 33.8058 | 56.1183 | 51.878 | 10.643 | 13.0162 | 0.2802 | 14.4 | 9.8742 | 158.2228 | 2.3732 | 0 | 0 | 9.527 | 0
6540 | 273 | 30 | 9 | Tuesday | 11 | 0 | 8.145 | 33.9223 | 54.861 | 51.878 | 10.643 | 41.8555 | 0.6548 | 18.36 | 18.1412 | 168.4848 | 31.2125 | 0 | 0 | 8.8694 | 0
6541 | 273 | 30 | 9 | Tuesday | 12 | 0 | 12.81 | 33.9092 | 52.4505 | 51.1854 | 15.964 | 60.4245 | 0.9776 | 18.36 | 24.2698 | 170.7369 | 44.4605 | 0 | 0 | 11.402 | 0
6542 | 273 | 30 | 9 | Tuesday | 13 | 0 | 12.747 | 33.9129 | 53.8037 | 51.878 | 15.964 | 54.0888 | 0.927 | 18.36 | 24.0866 | 172.6676 | 38.1248 | 0 | 0 | 9.3699 | 0
6543 | 273 | 30 | 9 | Tuesday | 14 | 0 | 10.414 | 33.8727 | 53.9726 | 51.878 | 5.321 | 43.9458 | 0.658 | 18.36 | 23.0693 | 170.0047 | 38.6248 | 0 | 0 | 2.5548 | 0
6544 | 273 | 30 | 9 | Tuesday | 15 | 0 | 9.612 | 33.7741 | 54.2129 | 51.878 | 5.321 | 33.8391 | 0.5908 | 18.36 | 21.427 | 169.2108 | 28.5181 | 0 | 0 | 2.092 | 0
6545 | 273 | 30 | 9 | Tuesday | 16 | 0 | 9.038 | 33.7663 | 55.1335 | 50.7246 | 21.286 | 13.2175 | 0.6327 | 22.68 | 16.3293 | 172.7115 | 0 | 0 | 0 | 7.5509 | 0
6546 | 273 | 30 | 9 | Tuesday | 17 | 0 | 9.797 | 33.8258 | 51.4012 | 43.0931 | 26.607 | 0 | 0.7033 | 28.8 | 8.0827 | 168.4188 | 0 | 0 | 0 | 10.2095 | 0
6547 | 273 | 30 | 9 | Tuesday | 18 | 0.003 | 13.244 | 33.9335 | 63.4349 | 51.7393 | 37.25 | 0 | 1.0043 | 30.96 | 2.2033 | 195.3963 | 0 | 0 | 0 | 16.1198 | 0
6548 | 273 | 30 | 9 | Tuesday | 19 | 0.167 | 12.467 | 33.9343 | 70.7203 | 57.1787 | 37.25 | 0 | 1.0012 | 25.2 | 0.395 | 201.5179 | 0 | 0 | 0 | 18.253 | 0
6549 | 273 | 30 | 9 | Tuesday | 20 | 0.213 | 12.161 | 33.9319 | 75.2516 | 60.483 | 26.607 | 0 | 0.9036 | 25.2 | 0 | 208.9223 | 0 | 0 | 0 | 14.2518 | 0
6550 | 273 | 30 | 9 | Tuesday | 21 | 0.215 | 8.39 | 33.8779 | 69.495 | 55.4564 | 15.964 | 0 | 0.603 | 25.2 | 0 | 193.7057 | 0 | 0 | 0 | 9.0625 | 0
6551 | 273 | 30 | 9 | Tuesday | 22 | 0.229 | 2.489 | 33.7274 | 49.7368 | 40.0199 | 10.643 | 0 | 0.2446 | 16.2 | 0 | 142.6208 | 0 | 0 | 0 | 6.2983 | 0
6552 | 273 | 30 | 9 | Tuesday | 23 | 0.262 | 0.098 | 33.7363 | 26.9226 | 24.6242 | 10.643 | 0 | 0.177 | 16.2 | 0 | 101.7662 | 0 | 0 | 0 | 6.4656 | 0
6553 | 274 | 1 | 10 | Wednesday | 0 | 0.315 | 0 | 33.7714 | 17.5343 | 18.3373 | 5.569 | 0 | 0.0649 | 14.4 | 0 | 84.1078 | 0 | 0 | 0 | 3.468 | 0
6554 | 274 | 1 | 10 | Wednesday | 1 | 0.356 | 0 | 33.7715 | 14.6472 | 16.4006 | 5.569 | 0 | 0.0663 | 11.88 | 0 | 76.7657 | 0 | 0 | 0 | 3.5451 | 0
6555 | 274 | 1 | 10 | Wednesday | 2 | 0.386 | 0 | 33.8078 | 11.7686 | 14.464 | 5.569 | 0 | 0.0675 | 11.88 | 0 | 71.9879 | 0 | 0 | 0 | 3.6119 | 0
6556 | 274 | 1 | 10 | Wednesday | 3 | 0.417 | 0 | 33.8484 | 11.7686 | 14.464 | 5.569 | 0 | 0.0687 | 11.88 | 0 | 72.0298 | 0 | 0 | 0 | 3.6783 | 0
6557 | 274 | 1 | 10 | Wednesday | 4 | 0.449 | 0 | 33.8602 | 13.0128 | 14.464 | 5.569 | 0 | 0.0699 | 11.88 | 0 | 73.2869 | 0 | 0 | 0 | 3.745 | 0
6558 | 274 | 1 | 10 | Wednesday | 5 | 0.464 | 0 | 33.8572 | 22.6634 | 20.5805 | 5.569 | 0 | 0.0708 | 11.88 | 0 | 89.052 | 0 | 0 | 0 | 3.7952 | 0
6559 | 274 | 1 | 10 | Wednesday | 6 | 0.428 | 0 | 33.7818 | 44.2813 | 35.484 | 27.845 | 0 | 0.3304 | 15.12 | 0 | 128.9975 | 0 | 0 | 0 | 17.5684 | 0
6560 | 274 | 1 | 10 | Wednesday | 7 | 0.166 | 0 | 33.7489 | 61.1565 | 46.6998 | 38.983 | 0 | 0.4818 | 15.12 | 0.2235 | 157.2071 | 0 | 0 | 0 | 25.4311 | 0
6561 | 274 | 1 | 10 | Wednesday | 8 | 0.02 | 0 | 33.7738 | 67.6258 | 52.1343 | 44.552 | 0 | 0.5811 | 18.72 | 2.2953 | 172.8351 | 0 | 0 | 0 | 30.5669 | 0
6562 | 274 | 1 | 10 | Wednesday | 9 | 0 | 0 | 33.7794 | 62.0116 | 52.8606 | 27.845 | 0.0143 | 0.3734 | 18.72 | 6.6761 | 167.7449 | 0 | 0 | 0 | 19.9328 | 0
6563 | 274 | 1 | 10 | Wednesday | 10 | 0 | 1.559 | 33.8167 | 56.0222 | 51.878 | 11.138 | 11.7866 | 0.2483 | 14.4 | 12.1458 | 158.0512 | 0.6486 | 0 | 0 | 8.0405 | 0
6564 | 274 | 1 | 10 | Wednesday | 11 | 0 | 8.144 | 33.9225 | 54.8641 | 51.878 | 11.138 | 36.4868 | 0.6217 | 18.36 | 19.0271 | 168.4544 | 25.3488 | 0 | 0 | 7.5236 | 0
6565 | 274 | 1 | 10 | Wednesday | 12 | 0 | 12.981 | 33.9132 | 52.2699 | 51.1854 | 16.707 | 62.9012 | 0.9578 | 18.36 | 26.4274 | 170.7261 | 46.1942 | 0 | 0 | 9.5954 | 0
6566 | 274 | 1 | 10 | Wednesday | 13 | 0.542 | 13.038 | 33.9334 | 53.4032 | 51.878 | 16.707 | 89.2383 | 0.9645 | 18.36 | 33.8289 | 172.6402 | 72.5313 | 0 | 0 | 7.4896 | 0
6567 | 274 | 1 | 10 | Wednesday | 14 | 0 | 10.98 | 33.8852 | 53.9132 | 51.878 | 5.569 | 90.1993 | 0.737 | 18.36 | 36.0803 | 170.6481 | 84.6303 | 0 | 0 | 1.2075 | 0
6568 | 274 | 1 | 10 | Wednesday | 15 | 0 | 10.347 | 33.8448 | 54.6391 | 51.878 | 5.569 | 50.9205 | 0.866 | 18.36 | 29.2216 | 170.7782 | 45.3515 | 0 | 0 | 0.1797 | 0
6569 | 274 | 1 | 10 | Wednesday | 16 | 0 | 9.912 | 33.7967 | 55.3001 | 50.7246 | 22.276 | 5.987 | 0.9135 | 22.68 | 18.3238 | 174.1353 | 0 | 0 | 0 | 0.3216 | 0
6570 | 274 | 1 | 10 | Wednesday | 17 | 0 | 10.387 | 33.8646 | 48.8568 | 43.0931 | 27.845 | 0 | 0.5911 | 28.8 | 9.2396 | 166.4389 | 0 | 0 | 0 | 2.3389 | 0
6571 | 274 | 1 | 10 | Wednesday | 18 | 0 | 13.714 | 33.9408 | 60.8485 | 51.7393 | 38.983 | 0 | 0.8455 | 30.96 | 3.3892 | 193.1666 | 0 | 0 | 0 | 6.0107 | 0
6572 | 274 | 1 | 10 | Wednesday | 19 | 0 | 13.156 | 33.9457 | 70.7204 | 57.1787 | 38.983 | 0 | 0.8688 | 25.2 | 0.6669 | 202.142 | 0 | 0 | 0 | 8.9564 | 0
6573 | 274 | 1 | 10 | Wednesday | 20 | 0 | 12.889 | 33.9442 | 75.2516 | 60.483 | 27.845 | 0 | 0.8302 | 25.2 | 0 | 209.649 | 0 | 0 | 0 | 8.0723 | 0
6574 | 274 | 1 | 10 | Wednesday | 21 | 0.017 | 9.101 | 33.8909 | 69.495 | 55.4564 | 16.707 | 0 | 0.5755 | 25.2 | 0 | 194.4606 | 0 | 0 | 0 | 5.494 | 0
6575 | 274 | 1 | 10 | Wednesday | 22 | 0.032 | 2.811 | 33.7325 | 49.7368 | 40.0199 | 11.138 | 0 | 0.218 | 16.2 | 0 | 142.9475 | 0 | 0 | 0 | 3.9387 | 0
6576 | 274 | 1 | 10 | Wednesday | 23 | 0.052 | 0.133 | 33.7188 | 26.9226 | 24.6242 | 11.138 | 0 | 0.1367 | 16.2 | 0 | 101.746 | 0 | 0 | 0 | 4.1596 | 0
6577 | 275 | 2 | 10 | Thursday | 0 | 0.096 | 0 | 33.7602 | 17.5343 | 18.3373 | 5.569 | 0 | 0.0422 | 14.4 | 0 | 84.0739 | 0 | 0 | 0 | 2.2243 | 0
6578 | 275 | 2 | 10 | Thursday | 1 | 0.188 | 0 | 33.7714 | 14.6472 | 16.4006 | 5.569 | 0 | 0.0448 | 11.88 | 0 | 76.744 | 0 | 0 | 0 | 2.3661 | 0
6579 | 275 | 2 | 10 | Thursday | 2 | 0.239 | 0 | 33.7714 | 11.7686 | 14.464 | 5.569 | 0 | 0.0466 | 11.88 | 0 | 71.9306 | 0 | 0 | 0 | 2.466 | 0
6580 | 275 | 2 | 10 | Thursday | 3 | 0.298 | 0 | 33.7714 | 11.7686 | 14.464 | 5.569 | 0 | 0.0485 | 11.88 | 0 | 71.9326 | 0 | 0 | 0 | 2.5737 | 0
6581 | 275 | 2 | 10 | Thursday | 4 | 0.304 | 0 | 33.772 | 13.0128 | 14.464 | 5.569 | 0 | 0.0495 | 11.88 | 0 | 73.1783 | 0 | 0 | 0 | 2.627 | 0
6582 | 275 | 2 | 10 | Thursday | 5 | 0.298 | 0 | 33.7715 | 22.6634 | 20.5805 | 5.569 | 0 | 0.0503 | 11.88 | 0 | 88.9457 | 0 | 0 | 0 | 2.6681 | 0
6583 | 275 | 2 | 10 | Thursday | 6 | 0.25 | 0 | 33.7329 | 44.2813 | 35.484 | 27.845 | 0 | 0.2426 | 15.12 | 0 | 128.8609 | 0 | 0 | 0 | 12.7611 | 0
6584 | 275 | 2 | 10 | Thursday | 7 | 0.034 | 0 | 33.7182 | 61.1578 | 46.6998 | 38.983 | 0 | 0.3694 | 15.12 | 0.1563 | 157.0653 | 0 | 0 | 0 | 19.2747 | 0
6585 | 275 | 2 | 10 | Thursday | 8 | 0 | 0 | 33.7182 | 68.7723 | 52.1343 | 44.552 | 0 | 0.4661 | 18.72 | 1.7232 | 173.811 | 0 | 0 | 0 | 24.2615 | 0
6586 | 275 | 2 | 10 | Thursday | 9 | 0 | 0 | 33.7244 | 65.103 | 52.8606 | 27.845 | 0 | 0.3072 | 18.72 | 5.6991 | 170.7151 | 0 | 0 | 0 | 16.3038 | 0
6587 | 275 | 2 | 10 | Thursday | 10 | 0 | 1.975 | 33.834 | 58.2008 | 51.878 | 11.138 | 0 | 0.2273 | 14.4 | 9.1499 | 160.6759 | 0 | 0 | 0 | 6.7536 | 0
6588 | 275 | 2 | 10 | Thursday | 11 | 0 | 9.788 | 33.9168 | 56.1489 | 51.878 | 11.138 | 4.5325 | 0.6458 | 18.36 | 12.4138 | 171.5361 | 0 | 0 | 0 | 6.8587 | 0
6589 | 275 | 2 | 10 | Thursday | 12 | 0 | 13.654 | 33.9263 | 53.41 | 51.1854 | 16.707 | 25.3534 | 0.9414 | 18.36 | 18.1963 | 172.5909 | 8.6464 | 0 | 0 | 9.9583 | 0
6590 | 275 | 2 | 10 | Thursday | 13 | 0 | 13.63 | 33.9369 | 54.6312 | 51.878 | 16.707 | 35.6973 | 0.9397 | 18.36 | 20.9497 | 174.4876 | 18.9903 | 0 | 0 | 9.0356 | 0
6591 | 275 | 2 | 10 | Thursday | 14 | 0 | 11.169 | 33.889 | 54.6933 | 51.878 | 5.569 | 31.6678 | 0.6804 | 18.36 | 20.2175 | 171.5808 | 26.0988 | 0 | 0 | 2.6327 | 0
6592 | 275 | 2 | 10 | Thursday | 15 | 0 | 10.038 | 33.8101 | 55.0353 | 51.878 | 5.569 | 12.1134 | 0.5843 | 18.36 | 15.85 | 170.5241 | 6.5444 | 0 | 0 | 2.381 | 0
6593 | 275 | 2 | 10 | Thursday | 16 | 0 | 9.588 | 33.7881 | 56.8429 | 50.7246 | 22.276 | 0 | 0.6813 | 22.68 | 9.3969 | 175.0865 | 0 | 0 | 0 | 9.7672 | 0
6594 | 275 | 2 | 10 | Thursday | 17 | 0 | 10.85 | 33.8834 | 52.7141 | 43.0931 | 27.845 | 0 | 0.8133 | 28.8 | 4.932 | 171.0383 | 0 | 0 | 0 | 13.1633 | 0
6595 | 275 | 2 | 10 | Thursday | 18 | 0 | 13.784 | 33.9419 | 63.6405 | 51.7393 | 38.983 | 0 | 1.106 | 30.96 | 1.9049 | 196.2959 | 0 | 0 | 0 | 20.0911 | 0
6596 | 275 | 2 | 10 | Thursday | 19 | 0.004 | 13.144 | 33.9451 | 70.7204 | 57.1787 | 38.983 | 0 | 1.1041 | 25.2 | 0.3104 | 202.3644 | 0 | 0 | 0 | 21.891 | 0
6597 | 275 | 2 | 10 | Thursday | 20 | 0.019 | 12.954 | 33.945 | 75.2516 | 60.483 | 27.845 | 0 | 0.9906 | 25.2 | 0 | 209.8804 | 0 | 0 | 0 | 16.6744 | 0
6598 | 275 | 2 | 10 | Thursday | 21 | 0.037 | 9.165 | 33.8917 | 69.495 | 55.4564 | 16.707 | 0 | 0.6687 | 25.2 | 0 | 194.6235 | 0 | 0 | 0 | 10.4167 | 0
6599 | 275 | 2 | 10 | Thursday | 22 | 0.03 | 2.875 | 33.732 | 49.7368 | 40.0199 | 11.138 | 0 | 0.279 | 16.2 | 0 | 143.077 | 0 | 0 | 0 | 7.1061 | 0
6600 | 275 | 2 | 10 | Thursday | 23 | 0.039 | 0.159 | 33.7182 | 26.9226 | 24.6242 | 11.138 | 0 | 0.1941 | 16.2 | 0 | 101.8308 | 0 | 0 | 0 | 7.2368 | 0
6601 | 276 | 3 | 10 | Friday | 0 | 0.058 | 0 | 33.7182 | 17.5343 | 18.3373 | 5.569 | 0 | 0.0691 | 14.4 | 0 | 84.0589 | 0 | 0 | 0 | 3.7011 | 0
6602 | 276 | 3 | 10 | Friday | 1 | 0.048 | 0 | 33.7191 | 14.6472 | 16.4006 | 5.569 | 0 | 0.0695 | 11.88 | 0 | 76.7164 | 0 | 0 | 0 | 3.7222 | 0
6603 | 276 | 3 | 10 | Friday | 2 | 0.068 | 0 | 33.734 | 11.7686 | 14.464 | 5.569 | 0 | 0.0704 | 11.88 | 0 | 71.9171 | 0 | 0 | 0 | 3.772 | 0
6604 | 276 | 3 | 10 | Friday | 3 | 0.055 | 0 | 33.736 | 11.7686 | 14.464 | 5.569 | 0 | 0.0707 | 11.88 | 0 | 71.9193 | 0 | 0 | 0 | 3.7879 | 0
6605 | 276 | 3 | 10 | Friday | 4 | 0.003 | 0 | 33.7186 | 13.0128 | 14.464 | 5.569 | 0 | 0.0703 | 11.88 | 0 | 73.1456 | 0 | 0 | 0 | 3.765 | 0
6606 | 276 | 3 | 10 | Friday | 5 | 0 | 0 | 33.7182 | 22.6634 | 20.5805 | 5.569 | 0 | 0.0707 | 11.88 | 0 | 88.9129 | 0 | 0 | 0 | 3.7908 | 0
6607 | 276 | 3 | 10 | Friday | 6 | 0 | 0 | 33.7182 | 44.2813 | 35.484 | 27.845 | 0 | 0.3629 | 15.12 | 0 | 128.9664 | 0 | 0 | 0 | 19.3567 | 0
6608 | 276 | 3 | 10 | Friday | 7 | 0 | 0 | 33.7182 | 61.1578 | 46.6998 | 38.983 | 0 | 0.5313 | 15.12 | 0 | 157.2271 | 0 | 0 | 0 | 28.1498 | 0
6609 | 276 | 3 | 10 | Friday | 8 | 0 | 0 | 33.7198 | 69.2053 | 52.1343 | 44.552 | 0 | 0.6356 | 18.72 | 0.4575 | 174.4151 | 0 | 0 | 0 | 33.5567 | 0
6610 | 276 | 3 | 10 | Friday | 9 | 0 | 0.266 | 33.7696 | 62.5259 | 52.8606 | 27.845 | 0.0816 | 0.4186 | 18.72 | 3.8544 | 168.5822 | 0 | 0 | 0 | 21.6698 | 0
6611 | 276 | 3 | 10 | Friday | 10 | 0 | 7.355 | 33.934 | 55.5832 | 51.878 | 11.138 | 8.7902 | 0.5592 | 14.4 | 8.6146 | 164.3087 | 0 | 0 | 0 | 8.7194 | 0
6612 | 276 | 3 | 10 | Friday | 11 | 0 | 14.327 | 33.9436 | 54.808 | 51.878 | 11.138 | 15.4606 | 0.9336 | 18.36 | 11.2191 | 175.4182 | 4.3226 | 0 | 0 | 8.4637 | 0
6613 | 276 | 3 | 10 | Friday | 12 | 0 | 17.597 | 34 | 53.6756 | 51.1854 | 16.707 | 9.6735 | 1.1772 | 18.36 | 9.9308 | 177.4309 | 0 | 0 | 0 | 12.3577 | 0
6614 | 276 | 3 | 10 | Friday | 13 | 0 | 18.631 | 34.0151 | 55.5175 | 51.878 | 16.707 | 5.7541 | 1.2307 | 18.36 | 8.6493 | 181.3329 | 0 | 0 | 0 | 12.288 | 0
6615 | 276 | 3 | 10 | Friday | 14 | 0 | 17.916 | 34.0023 | 55.6179 | 51.878 | 5.569 | 6.022 | 1.0408 | 18.36 | 8.5156 | 180.6162 | 0.453 | 0 | 0 | 4.0643 | 0
6616 | 276 | 3 | 10 | Friday | 15 | 0 | 17.805 | 33.9947 | 55.7858 | 51.878 | 5.569 | 2.5973 | 1.0319 | 18.36 | 7.1506 | 180.8199 | 0 | 0 | 0 | 4.0319 | 0
6617 | 276 | 3 | 10 | Friday | 16 | 0 | 19.452 | 34.0245 | 57.6404 | 50.7246 | 22.276 | 0 | 1.3538 | 22.68 | 4.7497 | 188.2042 | 0 | 0 | 0 | 16.3225 | 0
6618 | 276 | 3 | 10 | Friday | 17 | 0 | 20.648 | 34.036 | 55.9557 | 43.0931 | 27.845 | 0 | 1.5085 | 28.8 | 2.6042 | 186.5136 | 0 | 0 | 0 | 20.9179 | 0
6619 | 276 | 3 | 10 | Friday | 18 | 0 | 24.158 | 34.0283 | 65.1818 | 51.7393 | 38.983 | 0 | 1.8776 | 30.96 | 0.8998 | 210.4754 | 0 | 0 | 0 | 30.1839 | 0
6620 | 276 | 3 | 10 | Friday | 19 | 0 | 19.57 | 33.9649 | 70.7204 | 57.1787 | 38.983 | 0 | 1.6313 | 25.2 | 0.1205 | 210.0522 | 0 | 0 | 0 | 31.1564 | 0
6621 | 276 | 3 | 10 | Friday | 20 | 0 | 17.827 | 33.942 | 75.2516 | 60.483 | 27.845 | 0 | 1.3699 | 25.2 | 0 | 215.5281 | 0 | 0 | 0 | 22.8085 | 0
6622 | 276 | 3 | 10 | Friday | 21 | 0 | 11.474 | 33.8337 | 69.495 | 55.4564 | 16.707 | 0 | 0.8556 | 25.2 | 0 | 197.2498 | 0 | 0 | 0 | 13.8941 | 0
6623 | 276 | 3 | 10 | Friday | 22 | 0.001 | 3.323 | 33.7248 | 49.7368 | 40.0199 | 11.138 | 0 | 0.343 | 16.2 | 0 | 143.6179 | 0 | 0 | 0 | 9.3477 | 0
6624 | 276 | 3 | 10 | Friday | 23 | 0.038 | 0.204 | 33.7182 | 26.9226 | 24.6242 | 11.138 | 0 | 0.1858 | 16.2 | 0 | 101.8714 | 0 | 0 | 0 | 9.4507 | 0
6625 | 277 | 4 | 10 | Saturday | 0 | 0.062 | 0 | 33.7535 | 18.3332 | 19.1419 | 5.569 | 0 | 0.089 | 15.84 | 0 | 87.158 | 0 | 0 | 0 | 4.7921 | 0
6626 | 277 | 4 | 10 | Saturday | 1 | 0.076 | 0 | 33.7714 | 17.5283 | 18.3373 | 5.569 | 0 | 0.0895 | 12.6 | 0 | 82.3265 | 0 | 0 | 0 | 4.8227 | 0
6627 | 277 | 4 | 10 | Saturday | 2 | 0.077 | 0 | 33.7714 | 11.771 | 14.464 | 5.569 | 0 | 0.0899 | 12.6 | 0 | 72.6963 | 0 | 0 | 0 | 4.84 | 0
6628 | 277 | 4 | 10 | Saturday | 3 | 0.138 | 0 | 33.7714 | 11.771 | 14.464 | 5.569 | 0 | 0.0913 | 12.6 | 0 | 72.6977 | 0 | 0 | 0 | 4.9159 | 0
6629 | 277 | 4 | 10 | Saturday | 4 | 0.235 | 0 | 33.7714 | 11.771 | 14.464 | 5.569 | 0 | 0.0933 | 12.6 | 0 | 72.6998 | 0 | 0 | 0 | 5.0283 | 0
6630 | 277 | 4 | 10 | Saturday | 5 | 0.251 | 0 | 33.7714 | 13.0152 | 14.464 | 5.569 | 0 | 0.0939 | 12.6 | 0 | 73.9445 | 0 | 0 | 0 | 5.0597 | 0
6631 | 277 | 4 | 10 | Saturday | 6 | 0.271 | 0 | 33.7714 | 30.2702 | 24.9086 | 27.845 | 0 | 0.4574 | 14.4 | 0 | 103.8077 | 0 | 0 | 0 | 24.5349 | 0
6632 | 277 | 4 | 10 | Saturday | 7 | 0.239 | 0 | 33.7661 | 33.0661 | 26.405 | 38.983 | 0 | 0.6523 | 11.52 | 0.2065 | 105.4094 | 0 | 0 | 0 | 34.7753 | 0
6633 | 277 | 4 | 10 | Saturday | 8 | 0.177 | 0 | 33.719 | 44.6664 | 37.4339 | 44.552 | 0 | 0.6692 | 16.2 | 1.9499 | 132.6886 | 0 | 0 | 0 | 40.4774 | 0
6634 | 277 | 4 | 10 | Saturday | 9 | 0.079 | 0 | 33.7182 | 38.8867 | 37.9057 | 27.845 | 1.2442 | 0.4784 | 16.2 | 5.5943 | 127.189 | 0 | 0 | 0 | 25.5827 | 0
6635 | 277 | 4 | 10 | Saturday | 10 | 0.056 | 1.372 | 33.7858 | 32.4094 | 37.2508 | 11.138 | 8.2358 | 0.2729 | 15.12 | 8.5919 | 120.3223 | 0 | 0 | 0 | 10.2124 | 0
6636 | 277 | 4 | 10 | Saturday | 11 | 0.052 | 3.959 | 33.8995 | 29.3878 | 35.3135 | 11.138 | 13.7132 | 0.4086 | 21.6 | 10.7452 | 124.8904 | 2.5752 | 0 | 0 | 9.9776 | 0
6637 | 277 | 4 | 10 | Saturday | 12 | 0.04 | 8.353 | 33.9036 | 26.3721 | 34.2247 | 16.707 | 21.8029 | 0.7349 | 23.4 | 13.8807 | 127.6689 | 5.0959 | 0 | 0 | 14.3432 | 0
6638 | 277 | 4 | 10 | Saturday | 13 | 0.048 | 9.168 | 33.8048 | 25.9386 | 33.0722 | 16.707 | 30.5522 | 0.7734 | 23.4 | 17.1094 | 126.9046 | 13.8452 | 0 | 0 | 13.5015 | 0
6639 | 277 | 4 | 10 | Saturday | 14 | 0.031 | 8.656 | 33.7509 | 24.5036 | 33.0722 | 5.569 | 45.8217 | 0.5949 | 23.4 | 21.0837 | 124.6831 | 40.2527 | 0 | 0 | 4.0587 | 0
6640 | 277 | 4 | 10 | Saturday | 15 | 0.014 | 8.344 | 33.7244 | 25.0168 | 33.0722 | 5.569 | 52.9445 | 0.5779 | 23.4 | 22.6479 | 124.8153 | 47.3755 | 0 | 0 | 3.4134 | 0
6641 | 277 | 4 | 10 | Saturday | 16 | 0.007 | 8.332 | 33.7243 | 26.0467 | 33.0722 | 22.276 | 39.0688 | 0.708 | 23.4 | 18.6558 | 125.9623 | 16.7928 | 0 | 0 | 11.4816 | 0
6642 | 277 | 4 | 10 | Saturday | 17 | 0.029 | 8.712 | 33.8111 | 26.1201 | 32.9581 | 27.845 | 7.8376 | 0.7224 | 27 | 9.4723 | 130.0338 | 0 | 0 | 0 | 13.7366 | 0
6643 | 277 | 4 | 10 | Saturday | 18 | 0.033 | 11.373 | 33.9183 | 53.2459 | 46.5147 | 38.983 | 0 | 0.9867 | 28.8 | 2.2547 | 175.7664 | 0 | 0 | 0 | 20.6906 | 0
6644 | 277 | 4 | 10 | Saturday | 19 | 0.058 | 13.066 | 33.9569 | 61.3403 | 50.3878 | 38.983 | 0 | 1.1104 | 28.8 | 0.3912 | 189.7268 | 0 | 0 | 0 | 22.4655 | 0
6645 | 277 | 4 | 10 | Saturday | 20 | 0.071 | 11.168 | 33.9217 | 61.3343 | 50.3878 | 27.845 | 0 | 0.9017 | 27 | 0 | 185.624 | 0 | 0 | 0 | 17.0722 | 0
6646 | 277 | 4 | 10 | Saturday | 21 | 0.078 | 10.191 | 33.9095 | 61.3343 | 50.3878 | 16.707 | 0 | 0.7275 | 27 | 0 | 184.3814 | 0 | 0 | 0 | 10.6547 | 0
6647 | 277 | 4 | 10 | Saturday | 22 | 0.167 | 3.68 | 33.7365 | 49.2003 | 40.077 | 11.138 | 0 | 0.3251 | 19.8 | 0 | 147.1187 | 0 | 0 | 0 | 7.3695 | 0
6648 | 277 | 4 | 10 | Saturday | 23 | 0.288 | 0.389 | 33.7409 | 28.1779 | 24.6242 | 11.138 | 0 | 0.1617 | 19.8 | 0 | 106.925 | 0 | 0 | 0 | 7.6101 | 0
6649 | 278 | 5 | 10 | Sunday | 0 | 0.442 | 0.002 | 33.8002 | 24.1043 | 23.0149 | 5.569 | 0 | 0.0773 | 19.8 | 0 | 100.799 | 0 | 0 | 0 | 4.1462 | 0
6650 | 278 | 5 | 10 | Sunday | 1 | 0.491 | 0 | 33.8104 | 23.3102 | 22.2101 | 5.569 | 0 | 0.0787 | 19.8 | 0 | 99.2095 | 0 | 0 | 0 | 4.2257 | 0
6651 | 278 | 5 | 10 | Sunday | 2 | 0.508 | 0 | 33.8843 | 17.5379 | 18.3373 | 5.569 | 0 | 0.0795 | 15.48 | 0 | 85.319 | 0 | 0 | 0 | 4.2717 | 0
6652 | 278 | 5 | 10 | Sunday | 3 | 0.529 | 0 | 33.9015 | 17.5379 | 18.3373 | 5.569 | 0 | 0.0804 | 15.48 | 0 | 85.3371 | 0 | 0 | 0 | 4.3212 | 0
6653 | 278 | 5 | 10 | Sunday | 4 | 0.556 | 0 | 33.9044 | 17.5379 | 18.3373 | 5.569 | 0 | 0.0815 | 15.48 | 0 | 85.341 | 0 | 0 | 0 | 4.3764 | 0
6654 | 278 | 5 | 10 | Sunday | 5 | 0.563 | 0 | 33.911 | 18.7817 | 18.3373 | 5.569 | 0 | 0.0821 | 15.48 | 0 | 86.5921 | 0 | 0 | 0 | 4.4112 | 0
6655 | 278 | 5 | 10 | Sunday | 6 | 1.412 | 0 | 33.8903 | 26.931 | 24.6242 | 27.845 | 0 | 0.3946 | 18.72 | 0 | 104.56 | 0 | 0 | 0 | 21.0432 | 0
6656 | 278 | 5 | 10 | Sunday | 7 | 1.493 | 0 | 33.8485 | 34.2491 | 29.9942 | 38.983 | 0 | 0.5664 | 18.72 | 0.1829 | 117.3782 | 0 | 0 | 0 | 29.9995 | 0
6657 | 278 | 5 | 10 | Sunday | 8 | 1.178 | 0 | 33.8294 | 36.9729 | 33.2132 | 44.552 | 0 | 0.6642 | 23.4 | 1.7368 | 128.0797 | 0 | 0 | 0 | 35.1086 | 0
6658 | 278 | 5 | 10 | Sunday | 9 | 1.123 | 0 | 33.8168 | 27.8772 | 29.3396 | 27.845 | 0 | 0.4302 | 23.4 | 4.8985 | 114.8638 | 0 | 0 | 0 | 23.0085 | 0
6659 | 278 | 5 | 10 | Sunday | 10 | 1.054 | 0 | 33.745 | 27.8254 | 32.5586 | 11.138 | 0 | 0.1849 | 19.08 | 6.9824 | 113.3939 | 0 | 0 | 0 | 9.9457 | 0
6660 | 278 | 5 | 10 | Sunday | 11 | 0.943 | 0 | 33.7384 | 27.1867 | 32.5586 | 11.138 | 0 | 0.1842 | 21.6 | 6.6059 | 115.2679 | 0 | 0 | 0 | 9.913 | 0
6661 | 278 | 5 | 10 | Sunday | 12 | 0.551 | 0 | 33.7417 | 26.4375 | 33.0367 | 16.707 | 0 | 0.2631 | 19.08 | 6.2374 | 112.5591 | 0 | 0 | 0 | 14.1463 | 0
6662 | 278 | 5 | 10 | Sunday | 13 | 0.425 | 0 | 33.8645 | 21.3748 | 29.1634 | 16.707 | 0 | 0.2637 | 18.36 | 7.2911 | 103.0264 | 0 | 0 | 0 | 14.1805 | 0
6663 | 278 | 5 | 10 | Sunday | 14 | 0.402 | 0 | 33.8679 | 20.8065 | 29.1634 | 5.569 | 0.6154 | 0.0942 | 18 | 8.6721 | 101.9319 | 0 | 0 | 0 | 5.0197 | 0
6664 | 278 | 5 | 10 | Sunday | 15 | 0.357 | 0 | 33.8588 | 21.2909 | 29.1634 | 5.569 | 5.4448 | 0.1007 | 15.84 | 9.3843 | 100.2538 | 0 | 0 | 0 | 4.9593 | 0
6665 | 278 | 5 | 10 | Sunday | 16 | 0.297 | 0 | 33.845 | 20.4119 | 27.5539 | 22.276 | 10.8095 | 0.3604 | 23.04 | 9.7183 | 105.2113 | 0 | 0 | 0 | 18.4289 | 0
6666 | 278 | 5 | 10 | Sunday | 17 | 0.349 | 0 | 33.8009 | 20.671 | 26.399 | 27.845 | 3.3771 | 0.4332 | 22.32 | 6.592 | 103.624 | 0 | 0 | 0 | 22.9107 | 0
6667 | 278 | 5 | 10 | Sunday | 18 | 0.376 | 0 | 33.842 | 42.4229 | 38.0184 | 38.983 | 0 | 0.6133 | 23.4 | 2.169 | 138.2966 | 0 | 0 | 0 | 32.6319 | 0
6668 | 278 | 5 | 10 | Sunday | 19 | 0.425 | 0 | 34.013 | 55.5005 | 45.7644 | 38.983 | 0 | 0.6289 | 22.68 | 0.3703 | 158.5868 | 0 | 0 | 0 | 33.4848 | 0
6669 | 278 | 5 | 10 | Sunday | 20 | 0.504 | 0.969 | 34.0044 | 60.0165 | 49.6381 | 27.845 | 0 | 0.5073 | 22.68 | 0 | 167.8941 | 0 | 0 | 0 | 24.5755 | 0
6670 | 278 | 5 | 10 | Sunday | 21 | 0.563 | 0.514 | 33.9216 | 48.5011 | 41.8913 | 16.707 | 0 | 0.3079 | 22.68 | 0 | 147.8579 | 0 | 0 | 0 | 15.1783 | 0
6671 | 278 | 5 | 10 | Sunday | 22 | 0.643 | 0.214 | 33.76 | 40.3665 | 35.5897 | 11.138 | 0 | 0.2048 | 14.4 | 0 | 124.5522 | 0 | 0 | 0 | 10.4565 | 0
6672 | 278 | 5 | 10 | Sunday | 23 | 0.663 | 0.008 | 33.8443 | 25.6748 | 24.6242 | 11.138 | 0 | 0.1958 | 14.4 | 0 | 98.748 | 0 | 0 | 0 | 10.5306 | 0
6673 | 279 | 6 | 10 | Monday | 0 | 0.678 | 0 | 33.8939 | 17.5343 | 18.3373 | 5.569 | 0 | 0.1044 | 14.4 | 0 | 84.2699 | 0 | 0 | 0 | 5.6309 | 0
6674 | 279 | 6 | 10 | Monday | 1 | 0.755 | 0 | 33.9032 | 14.6472 | 16.4006 | 5.569 | 0 | 0.106 | 11.88 | 0 | 76.9371 | 0 | 0 | 0 | 5.722 | 0
6675 | 279 | 6 | 10 | Monday | 2 | 0.815 | 0 | 33.9122 | 11.7686 | 14.464 | 5.569 | 0 | 0.1074 | 11.88 | 0 | 72.1322 | 0 | 0 | 0 | 5.7955 | 0
6676 | 279 | 6 | 10 | Monday | 3 | 0.813 | 0 | 33.926 | 11.7686 | 14.464 | 5.569 | 0 | 0.1076 | 11.88 | 0 | 72.1462 | 0 | 0 | 0 | 5.8055 | 0
6677 | 279 | 6 | 10 | Monday | 4 | 0.808 | 0 | 33.9414 | 13.0128 | 14.464 | 5.569 | 0 | 0.1077 | 11.88 | 0 | 73.4059 | 0 | 0 | 0 | 5.8138 | 0
6678 | 279 | 6 | 10 | Monday | 5 | 1.464 | 0 | 33.9345 | 22.6634 | 20.5805 | 5.569 | 0 | 0.1201 | 11.88 | 0 | 89.1785 | 0 | 0 | 0 | 6.4823 | 0
6679 | 279 | 6 | 10 | Monday | 6 | 1.418 | 0 | 33.8358 | 44.2813 | 35.484 | 27.845 | 0 | 0.4977 | 15.12 | 0 | 129.2188 | 0 | 0 | 0 | 26.6877 | 0
6680 | 279 | 6 | 10 | Monday | 7 | 0.961 | 0 | 33.8127 | 61.1433 | 46.6998 | 38.983 | 0 | 0.6645 | 15.12 | 0.1737 | 157.4404 | 0 | 0 | 0 | 36.8298 | 0
6681 | 279 | 6 | 10 | Monday | 8 | 0.526 | 0 | 33.8144 | 66.7839 | 52.1343 | 44.552 | 1.4648 | 0.672 | 18.72 | 2.8567 | 172.1246 | 0 | 0 | 0 | 42.2074 | 0
6682 | 279 | 6 | 10 | Monday | 9 | 0.073 | 0 | 33.8161 | 60.6783 | 52.8606 | 27.845 | 33.642 | 0.5272 | 18.72 | 12.1753 | 166.6021 | 5.797 | 0 | 0 | 25.4413 | 0
6683 | 279 | 6 | 10 | Monday | 10 | 0.002 | 0.708 | 33.8969 | 55.9234 | 51.878 | 11.138 | 67.5615 | 0.3087 | 14.4 | 22.1456 | 157.1729 | 56.4235 | 0 | 0 | 8.8845 | 0
6684 | 279 | 6 | 10 | Monday | 11 | 0 | 6.608 | 33.975 | 54.9994 | 51.878 | 11.138 | 76.4569 | 0.596 | 18.36 | 27.4166 | 166.9552 | 65.3189 | 0 | 0 | 7.0667 | 0
6685 | 279 | 6 | 10 | Monday | 12 | 0 | 12.258 | 33.9041 | 53.1607 | 51.1854 | 16.707 | 76.8103 | 0.9097 | 18.36 | 30.0486 | 170.7771 | 60.1033 | 0 | 0 | 7.8908 | 0
6686 | 279 | 6 | 10 | Monday | 13 | 0 | 12.341 | 33.9007 | 56.6235 | 51.878 | 16.707 | 74.0385 | 0.8627 | 18.36 | 31.4019 | 174.9726 | 57.3315 | 0 | 0 | 5.3088 | 0
6687 | 279 | 6 | 10 | Monday | 14 | 0 | 9.852 | 33.815 | 55.2002 | 51.878 | 5.569 | 45.2899 | 0.6035 | 18.36 | 26.5139 | 170.5119 | 39.7209 | 0 | 0 | 1.0938 | 0
6688 | 279 | 6 | 10 | Monday | 15 | 0 | 9.082 | 33.7421 | 55.1825 | 51.878 | 5.569 | 18.3876 | 0.5137 | 18.36 | 20.8678 | 169.4985 | 12.8186 | 0 | 0 | 0.7475 | 0
6689 | 279 | 6 | 10 | Monday | 16 | 0 | 8.494 | 33.722 | 56.8648 | 50.7246 | 22.276 | 0.4456 | 0.5054 | 22.68 | 13.8001 | 173.6836 | 0 | 0 | 0 | 3.261 | 0
6690 | 279 | 6 | 10 | Monday | 17 | 0 | 9.347 | 33.8299 | 52.3408 | 43.0931 | 27.845 | 0 | 0.5928 | 28.8 | 6.1249 | 168.7655 | 0 | 0 | 0 | 5.4646 | 0
6691 | 279 | 6 | 10 | Monday | 18 | 0.136 | 12.436 | 33.9206 | 63.7819 | 51.7393 | 38.983 | 0 | 0.8528 | 30.96 | 1.9484 | 194.705 | 0 | 0 | 0 | 10.2071 | 0
6692 | 279 | 6 | 10 | Monday | 19 | 0.286 | 11.774 | 33.9233 | 70.7204 | 57.1787 | 38.983 | 0 | 0.8675 | 25.2 | 0.3536 | 200.6243 | 0 | 0 | 0 | 12.9711 | 0
6693 | 279 | 6 | 10 | Monday | 20 | 0.25 | 11.621 | 33.9233 | 75.2516 | 60.483 | 27.845 | 0 | 0.8116 | 25.2 | 0 | 208.2377 | 0 | 0 | 0 | 10.7977 | 0
6694 | 279 | 6 | 10 | Monday | 21 | 0.265 | 7.921 | 33.8709 | 69.495 | 55.4564 | 16.707 | 0 | 0.5435 | 25.2 | 0 | 193.1321 | 0 | 0 | 0 | 7.1554 | 0
6695 | 279 | 6 | 10 | Monday | 22 | 0.324 | 2.232 | 33.7296 | 49.7368 | 40.0199 | 11.138 | 0 | 0.2104 | 16.2 | 0 | 142.3105 | 0 | 0 | 0 | 5.1446 | 0
6696 | 279 | 6 | 10 | Monday | 23 | 0.489 | 0.057 | 33.8139 | 26.9226 | 24.6242 | 11.138 | 0 | 0.1571 | 16.2 | 0 | 101.779 | 0 | 0 | 0 | 5.4879 | 0
6697 | 280 | 7 | 10 | Tuesday | 0 | 0.671 | 0 | 33.9034 | 17.5343 | 18.3373 | 5.569 | 0 | 0.0606 | 14.4 | 0 | 84.2356 | 0 | 0 | 0 | 3.2357 | 0
6698 | 280 | 7 | 10 | Tuesday | 1 | 0.983 | 0 | 33.9086 | 14.6472 | 16.4006 | 5.569 | 0 | 0.0672 | 11.88 | 0 | 76.9037 | 0 | 0 | 0 | 3.5928 | 0
6699 | 280 | 7 | 10 | Tuesday | 2 | 3.667 | 0 | 33.8478 | 11.7686 | 14.464 | 5.569 | 0 | 0.1177 | 11.88 | 0 | 72.0781 | 0 | 0 | 0 | 6.3197 | 0
6700 | 280 | 7 | 10 | Tuesday | 3 | 4.873 | 0 | 33.8198 | 11.7686 | 14.464 | 5.569 | 0 | 0.1409 | 11.88 | 0 | 72.0734 | 0 | 0 | 0 | 7.5689 | 0
6701 | 280 | 7 | 10 | Tuesday | 4 | 5.007 | 0 | 33.8301 | 13.0128 | 14.464 | 5.569 | 0 | 0.1441 | 11.88 | 0 | 73.3311 | 0 | 0 | 0 | 7.7451 | 0
6702 | 280 | 7 | 10 | Tuesday | 5 | 5.024 | 0 | 33.8154 | 22.6634 | 20.5805 | 5.569 | 0 | 0.1452 | 11.88 | 0 | 89.0846 | 0 | 0 | 0 | 7.804 | 0
6703 | 280 | 7 | 10 | Tuesday | 6 | 4.566 | 0 | 33.7897 | 44.2813 | 35.484 | 27.845 | 0 | 0.3601 | 15.12 | 0 | 129.0351 | 0 | 0 | 0 | 19.0487 | 0
6704 | 280 | 7 | 10 | Tuesday | 7 | 4.362 | 0 | 33.7714 | 61.1351 | 46.6998 | 38.983 | 0 | 0.499 | 15.12 | 0.1692 | 157.2253 | 0 | 0 | 0 | 26.1688 | 0
6705 | 280 | 7 | 10 | Tuesday | 8 | 3.777 | 0 | 33.7738 | 67.287 | 52.1343 | 44.552 | 0 | 0.5878 | 18.72 | 2.928 | 172.5029 | 0 | 0 | 0 | 30.7153 | 0
6706 | 280 | 7 | 10 | Tuesday | 9 | 3.109 | 0 | 33.7735 | 61.7509 | 52.8606 | 27.845 | 13.021 | 0.4114 | 18.72 | 12.9264 | 167.5164 | 0 | 0 | 0 | 20.7621 | 0
6707 | 280 | 7 | 10 | Tuesday | 10 | 2.131 | 0.692 | 33.8344 | 55.5481 | 51.878 | 11.138 | 61.3004 | 0.2909 | 14.4 | 24.853 | 156.6997 | 50.1624 | 0 | 0 | 8.4539 | 0
6708 | 280 | 7 | 10 | Tuesday | 11 | 1.154 | 6.531 | 33.9042 | 54.8873 | 51.878 | 11.138 | 94.4342 | 0.5932 | 18.36 | 34.1117 | 166.686 | 83.2962 | 0 | 0 | 5.565 | 0
6709 | 280 | 7 | 10 | Tuesday | 12 | 0.671 | 12.717 | 33.9089 | 52.5874 | 51.1854 | 16.707 | 105.0745 | 0.9037 | 18.36 | 39.4215 | 170.6999 | 88.3675 | 0 | 0 | 3.7428 | 0
6710 | 280 | 7 | 10 | Tuesday | 13 | 0.178 | 12.201 | 33.8966 | 53.7421 | 51.878 | 16.707 | 95.9505 | 1.0656 | 18.36 | 40.1629 | 172.1386 | 79.2435 | 0 | 0 | 0.437 | 0
6711 | 280 | 7 | 10 | Tuesday | 14 | 0 | 10.195 | 33.8628 | 54.2381 | 51.878 | 5.569 | 69.6813 | 0.7808 | 18.36 | 36.4285 | 170.1459 | 64.1123 | 0 | 0 | 0 | 0
6712 | 280 | 7 | 10 | Tuesday | 15 | 0 | 9.569 | 33.785 | 54.7902 | 51.878 | 5.569 | 21.4778 | 0.5309 | 18.36 | 26.8761 | 169.6929 | 15.9088 | 0 | 0 | 0 | 0
6713 | 280 | 7 | 10 | Tuesday | 16 | 0 | 8.989 | 33.7405 | 55.5001 | 50.7246 | 22.276 | 0 | 0.4871 | 22.68 | 15.4225 | 172.8541 | 0 | 0 | 0 | 0 | 0
6714 | 280 | 7 | 10 | Tuesday | 17 | 0 | 9.658 | 33.8396 | 49.7681 | 43.0931 | 27.845 | 0 | 0.6343 | 28.8 | 6.9771 | 166.5799 | 0 | 0 | 0 | 0 | 0
6715 | 280 | 7 | 10 | Tuesday | 18 | 0 | 12.861 | 33.9267 | 62.6815 | 51.7393 | 38.983 | 0 | 0.7058 | 30.96 | 2.3706 | 193.9227 | 0 | 0 | 0 | 0 | 0
6716 | 280 | 7 | 10 | Tuesday | 19 | 7.175 | 11.888 | 33.9241 | 70.7204 | 57.1787 | 38.983 | 0 | 0.8921 | 25.2 | 0.3695 | 200.7726 | 0 | 0 | 0 | 13.3142 | 0
6717 | 280 | 7 | 10 | Tuesday | 20 | 0.437 | 11.386 | 33.9181 | 75.2516 | 60.483 | 27.845 | 0 | 0.6475 | 25.2 | 0 | 207.8149 | 0 | 0 | 0 | 2.4947 | 0
6718 | 280 | 7 | 10 | Tuesday | 21 | 0.356 | 7.59 | 33.853 | 69.495 | 55.4564 | 16.707 | 0 | 0.4361 | 25.2 | 0 | 192.6486 | 0 | 0 | 0 | 2.2222 | 0
6719 | 280 | 7 | 10 | Tuesday | 22 | 0.481 | 1.977 | 33.7517 | 49.7368 | 40.0199 | 11.138 | 0 | 0.141 | 16.2 | 0 | 141.9871 | 0 | 0 | 0 | 2.0532 | 0
6720 | 280 | 7 | 10 | Tuesday | 23 | 0.659 | 0.041 | 33.8701 | 26.9226 | 24.6242 | 11.138 | 0 | 0.1017 | 16.2 | 0 | 101.7629 | 0 | 0 | 0 | 2.4897 | 0
6721 | 281 | 8 | 10 | Wednesday | 0 | 0.804 | 0 | 33.9036 | 17.5343 | 18.3373 | 5.569 | 0 | 0.0347 | 14.4 | 0 | 84.2099 | 0 | 0 | 0 | 1.8149 | 0
6722 | 281 | 8 | 10 | Wednesday | 1 | 2.233 | 0 | 33.8652 | 14.6472 | 16.4006 | 5.569 | 0 | 0.0622 | 11.88 | 0 | 76.8553 | 0 | 0 | 0 | 3.3078 | 0
6723 | 281 | 8 | 10 | Wednesday | 2 | 4.731 | 0 | 33.8339 | 11.7686 | 14.464 | 5.569 | 0 | 0.1096 | 11.88 | 0 | 72.0561 | 0 | 0 | 0 | 5.8695 | 0
6724 | 281 | 8 | 10 | Wednesday | 3 | 5.418 | 0 | 33.8475 | 11.7686 | 14.464 | 5.569 | 0 | 0.1235 | 11.88 | 0 | 72.0837 | 0 | 0 | 0 | 6.6187 | 0
6725 | 281 | 8 | 10 | Wednesday | 4 | 6.769 | 0 | 33.8639 | 13.0128 | 14.464 | 5.569 | 0 | 0.15 | 11.88 | 0 | 73.3707 | 0 | 0 | 0 | 8.0312 | 0
6726 | 281 | 8 | 10 | Wednesday | 5 | 7.944 | 0 | 33.843 | 22.6634 | 20.5805 | 5.569 | 0 | 0.1731 | 11.88 | 0 | 89.14 | 0 | 0 | 0 | 9.2676 | 0
6727 | 281 | 8 | 10 | Wednesday | 6 | 6.625 | 0 | 33.7827 | 44.2813 | 35.484 | 27.845 | 0 | 0.27 | 15.12 | 0 | 128.938 | 0 | 0 | 0 | 14.0892 | 0
6728 | 281 | 8 | 10 | Wednesday | 7 | 5.59 | 0 | 33.777 | 61.144 | 46.6998 | 38.983 | 0 | 0.3545 | 15.12 | 0.1614 | 157.0953 | 0 | 0 | 0 | 18.264 | 0
6729 | 281 | 8 | 10 | Wednesday | 8 | 4.583 | 0 | 33.7681 | 66.5083 | 52.1343 | 44.552 | 0 | 0.4283 | 18.72 | 2.5898 | 171.559 | 0 | 0 | 0 | 21.992 | 0
6730 | 281 | 8 | 10 | Wednesday | 9 | 3.807 | 0 | 33.7704 | 61.4744 | 52.8606 | 27.845 | 0.2508 | 0.3071 | 18.72 | 10.8584 | 167.1323 | 0 | 0 | 0 | 16.1547 | 0
6731 | 281 | 8 | 10 | Wednesday | 10 | 2.793 | 0.459 | 33.8553 | 58.1602 | 51.878 | 11.138 | 21.7738 | 0.2047 | 14.4 | 19.6899 | 158.9941 | 10.6358 | 0 | 0 | 7.8129 | 0
6732 | 281 | 8 | 10 | Wednesday | 11 | 1.655 | 4.721 | 33.9229 | 55.7854 | 51.878 | 11.138 | 46.951 | 0.4274 | 18.36 | 26.1946 | 165.4797 | 35.813 | 0 | 0 | 5.9419 | 0
6733 | 281 | 8 | 10 | Wednesday | 12 | 1.048 | 13.181 | 33.9088 | 52.616 | 51.1854 | 16.707 | 64.1176 | 0.9003 | 18.36 | 31.162 | 171.2263 | 47.4106 | 0 | 0 | 5.6712 | 0
6734 | 281 | 8 | 10 | Wednesday | 13 | 0.52 | 11.643 | 33.8851 | 53.6184 | 51.878 | 16.707 | 71.6768 | 0.7792 | 18.36 | 33.2687 | 171.1133 | 54.9698 | 0 | 0 | 2.9944 | 0
6735 | 281 | 8 | 10 | Wednesday | 14 | 0.017 | 9.955 | 33.8575 | 54.1303 | 51.878 | 5.569 | 57.4439 | 0.8119 | 18.36 | 30.7337 | 169.8039 | 51.8749 | 0 | 0 | 0.0814 | 0
6736 | 281 | 8 | 10 | Wednesday | 15 | 0 | 9.38 | 33.7685 | 54.7987 | 51.878 | 5.569 | 18.2551 | 0.6402 | 18.36 | 23.056 | 169.5894 | 12.6861 | 0 | 0 | 0 | 0
6737 | 281 | 8 | 10 | Wednesday | 16 | 0 | 8.701 | 33.7384 | 55.7236 | 50.7246 | 22.276 | 0 | 0.6119 | 22.68 | 12.7681 | 172.889 | 0 | 0 | 0 | 0 | 0
6738 | 281 | 8 | 10 | Wednesday | 17 | 0.382 | 9.282 | 33.8162 | 51.968 | 43.0931 | 27.845 | 0 | 0.7083 | 28.8 | 5.5963 | 168.4245 | 0 | 0 | 0 | 0.9363 | 0
6739 | 281 | 8 | 10 | Wednesday | 18 | 0.659 | 12.182 | 33.9146 | 64.2183 | 51.7393 | 38.983 | 0 | 0.7329 | 30.96 | 1.2725 | 194.7402 | 0 | 0 | 0 | 4.381 | 0
6740 | 281 | 8 | 10 | Wednesday | 19 | 0.604 | 11.339 | 33.9141 | 70.7204 | 57.1787 | 38.983 | 0 | 0.7437 | 25.2 | 0 | 200.02 | 0 | 0 | 0 | 7.4595 | 0
6741 | 281 | 8 | 10 | Wednesday | 20 | 0.537 | 11.073 | 33.9123 | 75.2516 | 60.483 | 27.845 | 0 | 0.7169 | 25.2 | 0 | 207.5395 | 0 | 0 | 0 | 7.2152 | 0
6742 | 281 | 8 | 10 | Wednesday | 21 | 0.575 | 7.397 | 33.8417 | 69.495 | 55.4564 | 16.707 | 0 | 0.4813 | 25.2 | 0 | 192.4745 | 0 | 0 | 0 | 5.2554 | 0
6743 | 281 | 8 | 10 | Wednesday | 22 | 0.724 | 2.021 | 33.7282 | 49.7368 | 40.0199 | 11.138 | 0 | 0.181 | 16.2 | 0 | 142.0517 | 0 | 0 | 0 | 4.1164 | 0
6744 | 281 | 8 | 10 | Wednesday | 23 | 1.535 | 0.041 | 33.8013 | 26.9226 | 24.6242 | 11.138 | 0 | 0.1502 | 16.2 | 0 | 101.7422 | 0 | 0 | 0 | 5.1406 | 0
6745 | 282 | 9 | 10 | Thursday | 0 | 1.928 | 0 | 33.8132 | 17.5343 | 18.3373 | 5.569 | 0 | 0.0713 | 14.4 | 0 | 84.1561 | 0 | 0 | 0 | 3.8098 | 0
6746 | 282 | 9 | 10 | Thursday | 1 | 2.268 | 0 | 33.8166 | 14.6472 | 16.4006 | 5.569 | 0 | 0.0785 | 11.88 | 0 | 76.823 | 0 | 0 | 0 | 4.2028 | 0
6747 | 282 | 9 | 10 | Thursday | 2 | 3.277 | 0 | 33.8241 | 11.7686 | 14.464 | 5.569 | 0 | 0.0982 | 11.88 | 0 | 72.035 | 0 | 0 | 0 | 5.2633 | 0
6748 | 282 | 9 | 10 | Thursday | 3 | 4.279 | 0 | 33.8187 | 11.7686 | 14.464 | 5.569 | 0 | 0.1177 | 11.88 | 0 | 72.049 | 0 | 0 | 0 | 6.3177 | 0
6749 | 282 | 9 | 10 | Thursday | 4 | 4.512 | 0 | 33.8493 | 13.0128 | 14.464 | 5.569 | 0 | 0.123 | 11.88 | 0 | 73.3291 | 0 | 0 | 0 | 6.6009 | 0
6750 | 282 | 9 | 10 | Thursday | 5 | 4.475 | 0 | 33.8469 | 22.6634 | 20.5805 | 5.569 | 0 | 0.1232 | 11.88 | 0 | 89.094 | 0 | 0 | 0 | 6.6143 | 0
6751 | 282 | 9 | 10 | Thursday | 6 | 3.954 | 0 | 33.7996 | 44.2813 | 35.484 | 27.845 | 0 | 0.2918 | 15.12 | 0 | 128.9768 | 0 | 0 | 0 | 15.3515 | 0
6752 | 282 | 9 | 10 | Thursday | 7 | 3.697 | 0 | 33.7891 | 61.1399 | 46.6998 | 38.983 | 0 | 0.4125 | 15.12 | 0.1516 | 157.1613 | 0 | 0 | 0 | 21.4887 | 0
6753 | 282 | 9 | 10 | Thursday | 8 | 3.403 | 0 | 33.7785 | 66.6252 | 52.1343 | 44.552 | 0 | 0.5037 | 18.72 | 2.765 | 171.7617 | 0 | 0 | 0 | 26.1515 | 0
6754 | 282 | 9 | 10 | Thursday | 9 | 2.963 | 0 | 33.7768 | 60.3741 | 52.8606 | 27.845 | 10.3549 | 0.361 | 18.72 | 12.7268 | 166.0924 | 0 | 0 | 0 | 18.2513 | 0
6755 | 282 | 9 | 10 | Thursday | 10 | 2.384 | 0.837 | 33.8619 | 55.9677 | 51.878 | 11.138 | 56.1382 | 0.2803 | 14.4 | 24.9017 | 157.2928 | 45.0002 | 0 | 0 | 7.9112 | 0
6756 | 282 | 9 | 10 | Thursday | 11 | 1.458 | 4.64 | 33.9083 | 55.4214 | 51.878 | 11.138 | 88.6525 | 0.4763 | 18.36 | 34.237 | 165.0624 | 77.5145 | 0 | 0 | 5.2369 | 0
6757 | 282 | 9 | 10 | Thursday | 12 | 0.927 | 13.155 | 33.9154 | 52.6476 | 51.1854 | 16.707 | 100.5626 | 0.9135 | 18.36 | 39.4882 | 171.2499 | 83.8556 | 0 | 0 | 3.2886 | 0
6758 | 282 | 9 | 10 | Thursday | 13 | 0.557 | 11.704 | 33.8861 | 53.717 | 51.878 | 16.707 | 95.6677 | 0.7752 | 18.36 | 40.7518 | 171.2751 | 78.9607 | 0 | 0 | 0.6298 | 0
6759 | 282 | 9 | 10 | Thursday | 14 | 0.157 | 9.72 | 33.8035 | 54.2152 | 51.878 | 5.569 | 71.8664 | 0.9166 | 18.36 | 37.7017 | 169.6855 | 66.2974 | 0 | 0 | 0.1565 | 0
6760 | 282 | 9 | 10 | Thursday | 15 | 0 | 9.2 | 33.768 | 54.9179 | 51.878 | 5.569 | 32.8266 | 0.9963 | 18.36 | 30.1546 | 169.8705 | 27.2576 | 0 | 0 | 0 | 0
6761 | 282 | 9 | 10 | Thursday | 16 | 0 | 8.627 | 33.7641 | 55.982 | 50.7246 | 22.276 | 1.4652 | 0.8749 | 22.68 | 19.4321 | 173.3562 | 0 | 0 | 0 | 0 | 0
6762 | 282 | 9 | 10 | Thursday | 17 | 0.344 | 9.213 | 33.8187 | 51.0245 | 43.0931 | 27.845 | 0 | 0.693 | 28.8 | 7.4957 | 167.3936 | 0 | 0 | 0 | 0.3442 | 0
6763 | 282 | 9 | 10 | Thursday | 18 | 0.09 | 12.458 | 33.9195 | 63.4788 | 51.7393 | 38.983 | 0 | 1.0119 | 30.96 | 1.1994 | 194.5837 | 0 | 0 | 0 | 0.0895 | 0
6764 | 282 | 9 | 10 | Thursday | 19 | 0.019 | 11.475 | 33.9163 | 70.7204 | 57.1787 | 38.983 | 0 | 1.0669 | 25.2 | 0 | 200.4927 | 0 | 0 | 0 | 0.0186 | 0
6765 | 282 | 9 | 10 | Thursday | 20 | 9.236 | 11.175 | 33.9139 | 75.2516 | 60.483 | 27.845 | 0 | 0.9324 | 25.2 | 0 | 207.8665 | 0 | 0 | 0 | 12.1628 | 0
6766 | 282 | 9 | 10 | Thursday | 21 | 0.509 | 7.432 | 33.8385 | 69.495 | 55.4564 | 16.707 | 0 | 0.4108 | 25.2 | 0 | 192.4385 | 0 | 0 | 0 | 1.2872 | 0
6767 | 282 | 9 | 10 | Thursday | 22 | 1.066 | 1.881 | 33.7243 | 49.7368 | 40.0199 | 11.138 | 0 | 0.1339 | 16.2 | 0 | 141.8487 | 0 | 0 | 0 | 1.9277 | 0
6768 | 282 | 9 | 10 | Thursday | 23 | 2.019 | 0.036 | 33.8027 | 26.9226 | 24.6242 | 11.138 | 0 | 0.0628 | 16.2 | 0 | 101.6512 | 0 | 0 | 0 | 3.1559 | 0
6769 | 283 | 10 | 10 | Friday | 0 | 2.584 | 0 | 33.8153 | 17.5343 | 18.3373 | 5.569 | 0 | 0.0612 | 14.4 | 0 | 84.1481 | 0 | 0 | 0 | 3.2549 | 0
6770 | 283 | 10 | 10 | Friday | 1 | 4.158 | 0 | 33.8107 | 14.6472 | 16.4006 | 5.569 | 0 | 0.0916 | 11.88 | 0 | 76.8302 | 0 | 0 | 0 | 4.8967 | 0
6771 | 283 | 10 | 10 | Friday | 2 | 4.852 | 0 | 33.8415 | 11.7686 | 14.464 | 5.569 | 0 | 0.1057 | 11.88 | 0 | 72.0598 | 0 | 0 | 0 | 5.6585 | 0
6772 | 283 | 10 | 10 | Friday | 3 | 5.164 | 0 | 33.8512 | 11.7686 | 14.464 | 5.569 | 0 | 0.1127 | 11.88 | 0 | 72.0766 | 0 | 0 | 0 | 6.0373 | 0
6773 | 283 | 10 | 10 | Friday | 4 | 6.138 | 0 | 33.8566 | 13.0128 | 14.464 | 5.569 | 0 | 0.1322 | 11.88 | 0 | 73.3456 | 0 | 0 | 0 | 7.0778 | 0
6774 | 283 | 10 | 10 | Friday | 5 | 6.987 | 0 | 33.8626 | 22.6634 | 20.5805 | 5.569 | 0 | 0.1492 | 11.88 | 0 | 89.1357 | 0 | 0 | 0 | 7.9917 | 0
6775 | 283 | 10 | 10 | Friday | 6 | 6.278 | 0 | 33.826 | 44.2813 | 35.484 | 27.845 | 0 | 0.235 | 15.12 | 0 | 128.9463 | 0 | 0 | 0 | 12.2062 | 0
6776 | 283 | 10 | 10 | Friday | 7 | 5.615 | 0 | 33.7841 | 61.1551 | 46.6998 | 38.983 | 0 | 0.3181 | 15.12 | 0.1616 | 157.0772 | 0 | 0 | 0 | 16.2892 | 0
6777 | 283 | 10 | 10 | Friday | 8 | 4.757 | 0 | 33.7787 | 67.959 | 52.1343 | 44.552 | 0 | 0.3932 | 18.72 | 2.6283 | 172.9852 | 0 | 0 | 0 | 20.0805 | 0
6778 | 283 | 10 | 10 | Friday | 9 | 3.978 | 0 | 33.783 | 63.1569 | 52.8606 | 27.845 | 0.5348 | 0.2886 | 18.72 | 11.4942 | 168.809 | 0 | 0 | 0 | 15.1205 | 0
6779 | 283 | 10 | 10 | Friday | 10 | 3.114 | 0.087 | 33.8836 | 56.6844 | 51.878 | 11.138 | 25.7259 | 0.1882 | 14.4 | 21.4293 | 157.1284 | 14.5879 | 0 | 0 | 7.6204 | 0
6780 | 283 | 10 | 10 | Friday | 11 | 1.921 | 4.9 | 33.915 | 54.8333 | 51.878 | 11.138 | 51.8927 | 0.4383 | 18.36 | 28.5908 | 164.7236 | 40.7547 | 0 | 0 | 5.5822 | 0
6781 | 283 | 10 | 10 | Friday | 12 | 1.261 | 11.73 | 33.9364 | 52.263 | 51.1854 | 16.707 | 60.2655 | 0.803 | 18.36 | 32.4025 | 169.2346 | 43.5585 | 0 | 0 | 4.8995 | 0
6782 | 283 | 10 | 10 | Friday | 13 | 0.892 | 10.967 | 33.882 | 53.4401 | 51.878 | 16.707 | 41.2149 | 0.6959 | 18.36 | 30.2098 | 170.1175 | 24.5079 | 0 | 0 | 3.0585 | 0
6783 | 283 | 10 | 10 | Friday | 14 | 0.557 | 9.248 | 33.7409 | 53.651 | 51.878 | 5.569 | 17.8132 | 0.5269 | 18.36 | 25.4013 | 168.1592 | 12.2442 | 0 | 0 | 1.0425 | 0
6784 | 283 | 10 | 10 | Friday | 15 | 0.451 | 8.665 | 33.7452 | 54.4517 | 51.878 | 5.569 | 12.1488 | 0.4831 | 18.36 | 22.5224 | 168.2894 | 6.5798 | 0 | 0 | 0.8234 | 0
6785 | 283 | 10 | 10 | Friday | 16 | 0.536 | 8.207 | 33.7351 | 55.8702 | 50.7246 | 22.276 | 3.9103 | 0.4777 | 22.68 | 17.3441 | 172.3634 | 0 | 0 | 0 | 2.2702 | 0
6786 | 283 | 10 | 10 | Friday | 17 | 0.909 | 8.751 | 33.773 | 51.3902 | 43.0931 | 27.845 | 0 | 0.544 | 28.8 | 7.1393 | 167.0643 | 0 | 0 | 0 | 4.5123 | 0
6787 | 283 | 10 | 10 | Friday | 18 | 0.958 | 11.952 | 33.9103 | 63.764 | 51.7393 | 38.983 | 0 | 0.7977 | 30.96 | 1 | 194.0981 | 0 | 0 | 0 | 8.6069 | 0
6788 | 283 | 10 | 10 | Friday | 19 | 1.089 | 10.83 | 33.9048 | 70.7204 | 57.1787 | 38.983 | 0 | 0.7913 | 25.2 | 0 | 199.5082 | 0 | 0 | 0 | 11.5502 | 0
6789 | 283 | 10 | 10 | Friday | 20 | 1.32 | 10.372 | 33.8993 | 75.2516 | 60.483 | 27.845 | 0 | 0.7376 | 25.2 | 0 | 206.7897 | 0 | 0 | 0 | 10.3913 | 0
6790 | 283 | 10 | 10 | Friday | 21 | 1.651 | 6.631 | 33.8001 | 69.495 | 55.4564 | 16.707 | 0 | 0.4861 | 25.2 | 0 | 191.6093 | 0 | 0 | 0 | 7.6981 | 0
6791 | 283 | 10 | 10 | Friday | 22 | 2.17 | 1.412 | 33.7729 | 49.7368 | 40.0199 | 11.138 | 0 | 0.1928 | 16.2 | 0 | 141.449 | 0 | 0 | 0 | 6.4454 | 0
6792 | 283 | 10 | 10 | Friday | 23 | 3.391 | 0.024 | 33.8089 | 26.9226 | 24.6242 | 11.138 | 0 | 0.1487 | 16.2 | 0 | 101.7307 | 0 | 0 | 0 | 7.8575 | 0
6793 | 284 | 11 | 10 | Saturday | 0 | 4.805 | 0 | 33.7891 | 18.3332 | 19.1419 | 5.569 | 0 | 0.1324 | 15.84 | 0 | 87.2366 | 0 | 0 | 0 | 7.1092 | 0
6794 | 284 | 11 | 10 | Saturday | 1 | 4.97 | 0 | 33.8254 | 17.5283 | 18.3373 | 5.569 | 0 | 0.1363 | 12.6 | 0 | 82.4273 | 0 | 0 | 0 | 7.3215 | 0
6795 | 284 | 11 | 10 | Saturday | 2 | 5.131 | 0 | 33.854 | 11.771 | 14.464 | 5.569 | 0 | 0.1402 | 12.6 | 0 | 72.8293 | 0 | 0 | 0 | 7.529 | 0
6796 | 284 | 11 | 10 | Saturday | 3 | 5.021 | 0 | 33.86 | 11.771 | 14.464 | 5.569 | 0 | 0.139 | 12.6 | 0 | 72.8341 | 0 | 0 | 0 | 7.4654 | 0
6797 | 284 | 11 | 10 | Saturday | 4 | 4.869 | 0 | 33.8605 | 11.771 | 14.464 | 5.569 | 0 | 0.137 | 12.6 | 0 | 72.8326 | 0 | 0 | 0 | 7.3595 | 0
6798 | 284 | 11 | 10 | Saturday | 5 | 4.757 | 0 | 33.8602 | 13.0152 | 14.464 | 5.569 | 0 | 0.1357 | 12.6 | 0 | 74.0751 | 0 | 0 | 0 | 7.2927 | 0
6799 | 284 | 11 | 10 | Saturday | 6 | 4.731 | 0 | 33.8488 | 30.2702 | 24.9086 | 27.845 | 0 | 0.3416 | 14.4 | 0 | 103.7693 | 0 | 0 | 0 | 18.0364 | 0
6800 | 284 | 11 | 10 | Saturday | 7 | 4.386 | 0 | 33.8545 | 33.0666 | 26.405 | 38.983 | 0 | 0.4712 | 11.52 | 0.1415 | 105.3173 | 0 | 0 | 0 | 24.6609 | 0
6801 | 284 | 11 | 10 | Saturday | 8 | 3.45 | 0 | 33.7986 | 45.7441 | 37.4339 | 44.552 | 0 | 0.552 | 16.2 | 1.5386 | 133.7286 | 0 | 0 | 0 | 28.7899 | 0
6802 | 284 | 11 | 10 | Saturday | 9 | 2.925 | 0 | 33.7643 | 39.2766 | 37.9057 | 27.845 | 1.7029 | 0.3764 | 16.2 | 7.2636 | 127.523 | 0 | 0 | 0 | 19.8431 | 0
6803 | 284 | 11 | 10 | Saturday | 10 | 2.41 | 0.485 | 33.8397 | 32.183 | 37.2508 | 11.138 | 41.98 | 0.2587 | 15.12 | 18.999 | 119.1772 | 30.842 | 0 | 0 | 8.926 | 0
6804 | 284 | 11 | 10 | Saturday | 11 | 1.506 | 3.53 | 33.824 | 29.5666 | 35.3135 | 11.138 | 77.7917 | 0.4258 | 21.6 | 28.9168 | 124.5474 | 66.6537 | 0 | 0 | 6.547 | 0
6805 | 284 | 11 | 10 | Saturday | 12 | 1.207 | 3.929 | 33.9912 | 26.4518 | 34.2247 | 16.707 | 78.4037 | 0.4394 | 23.4 | 31.6647 | 122.7568 | 61.6967 | 0 | 0 | 6.0197 | 0
6806 | 284 | 11 | 10 | Saturday | 13 | 0.984 | 7.54 | 33.9176 | 26.2423 | 33.0722 | 16.707 | 67.8598 | 0.5664 | 23.4 | 31.495 | 125.3532 | 51.1528 | 0 | 0 | 3.4395 | 0
6807 | 284 | 11 | 10 | Saturday | 14 | 0.873 | 7.575 | 33.73 | 25.1754 | 33.0722 | 5.569 | 41.9374 | 0.4778 | 23.4 | 27.6043 | 124.048 | 36.3684 | 0 | 0 | 1.0978 | 0
6808 | 284 | 11 | 10 | Saturday | 15 | 0.977 | 6.894 | 33.7311 | 25.6735 | 33.0722 | 5.569 | 8.5499 | 0.3824 | 23.4 | 20.6352 | 123.715 | 2.9809 | 0 | 0 | 0.9785 | 0
6809 | 284 | 11 | 10 | Saturday | 16 | 1.313 | 6.702 | 33.7354 | 27.0717 | 33.0722 | 22.276 | 0 | 0.3847 | 23.4 | 13.3728 | 124.9119 | 0 | 0 | 0 | 1.8622 | 0
6810 | 284 | 11 | 10 | Saturday | 17 | 1.495 | 7.243 | 33.7299 | 28.7607 | 32.9581 | 27.845 | 0 | 0.4507 | 27 | 5.6005 | 130.7324 | 0 | 0 | 0 | 3.7524 | 0
6811 | 284 | 11 | 10 | Saturday | 18 | 1.088 | 9.045 | 33.8894 | 54.6146 | 46.5147 | 38.983 | 0 | 0.6128 | 28.8 | 0.9679 | 174.2136 | 0 | 0 | 0 | 6.9857 | 0
6812 | 284 | 11 | 10 | Saturday | 19 | 1.251 | 10.783 | 33.9549 | 61.3403 | 50.3878 | 38.983 | 0 | 0.7624 | 28.8 | 0 | 186.9074 | 0 | 0 | 0 | 10.1038 | 0
6813 | 284 | 11 | 10 | Saturday | 20 | 1.483 | 9.102 | 33.9218 | 61.3343 | 50.3878 | 27.845 | 0 | 0.6536 | 27 | 0 | 183.1411 | 0 | 0 | 0 | 9.486 | 0
6814 | 284 | 11 | 10 | Saturday | 21 | 1.55 | 8.146 | 33.909 | 61.3343 | 50.3878 | 16.707 | 0 | 0.5525 | 27 | 0 | 181.9934 | 0 | 0 | 0 | 6.988 | 0
6815 | 284 | 11 | 10 | Saturday | 22 | 1.865 | 2.707 | 33.7636 | 49.2003 | 40.077 | 11.138 | 0 | 0.2459 | 19.8 | 0 | 146.0139 | 0 | 0 | 0 | 5.7466 | 0
6816 | 284 | 11 | 10 | Saturday | 23 | 2.787 | 0.117 | 33.8049 | 28.1779 | 24.6242 | 11.138 | 0 | 0.1859 | 19.8 | 0 | 106.7192 | 0 | 0 | 0 | 6.8698 | 0
6817 | 285 | 12 | 10 | Sunday | 0 | 5.165 | 0 | 33.7798 | 24.1043 | 23.0149 | 5.569 | 0 | 0.1357 | 19.8 | 0 | 100.8347 | 0 | 0 | 0 | 7.28 | 0
6818 | 285 | 12 | 10 | Sunday | 1 | 5.571 | 0 | 33.7858 | 23.3102 | 22.2101 | 5.569 | 0 | 0.1441 | 19.8 | 0 | 99.2503 | 0 | 0 | 0 | 7.7367 | 0
6819 | 285 | 12 | 10 | Sunday | 2 | 5.654 | 0 | 33.8145 | 17.5379 | 18.3373 | 5.569 | 0 | 0.1466 | 15.48 | 0 | 85.3163 | 0 | 0 | 0 | 7.8691 | 0
6820 | 285 | 12 | 10 | Sunday | 3 | 5.554 | 0 | 33.8195 | 17.5379 | 18.3373 | 5.569 | 0 | 0.1456 | 15.48 | 0 | 85.3203 | 0 | 0 | 0 | 7.8171 | 0
6821 | 285 | 12 | 10 | Sunday | 4 | 5.792 | 0 | 33.8246 | 17.5379 | 18.3373 | 5.569 | 0 | 0.1509 | 15.48 | 0 | 85.3307 | 0 | 0 | 0 | 8.103 | 0
6822 | 285 | 12 | 10 | Sunday | 5 | 6.07 | 0 | 33.8305 | 18.7817 | 18.3373 | 5.569 | 0 | 0.157 | 15.48 | 0 | 86.5865 | 0 | 0 | 0 | 8.4287 | 0
6823 | 285 | 12 | 10 | Sunday | 6 | 6.032 | 0 | 33.8221 | 26.931 | 24.6242 | 27.845 | 0 | 0.3507 | 18.72 | 0 | 104.4479 | 0 | 0 | 0 | 18.485 | 0
6824 | 285 | 12 | 10 | Sunday | 7 | 5.418 | 0 | 33.8078 | 34.2491 | 29.9942 | 38.983 | 0 | 0.4706 | 18.72 | 0 | 117.2418 | 0 | 0 | 0 | 24.5845 | 0
6825 | 285 | 12 | 10 | Sunday | 8 | 5.349 | 0 | 33.8124 | 36.9133 | 33.2132 | 44.552 | 0 | 0.5673 | 23.4 | 0.9043 | 127.9062 | 0 | 0 | 0 | 29.5314 | 0
6826 | 285 | 12 | 10 | Sunday | 9 | 4.786 | 0 | 33.8238 | 24.5121 | 29.3396 | 27.845 | 8.9489 | 0.409 | 23.4 | 10.3792 | 111.4844 | 0 | 0 | 0 | 20.9269 | 0
6827 | 285 | 12 | 10 | Sunday | 10 | 4.142 | 0 | 33.7901 | 23.2823 | 32.5586 | 11.138 | 48.1324 | 0.2652 | 19.08 | 21.5796 | 108.9762 | 36.9944 | 0 | 0 | 10.1099 | 0
6828 | 285 | 12 | 10 | Sunday | 11 | 3.625 | 0 | 33.789 | 22.1763 | 32.5586 | 11.138 | 78.9886 | 0.2767 | 21.6 | 31.0549 | 110.4006 | 67.8506 | 0 | 0 | 8.0799 | 0
6829 | 285 | 12 | 10 | Sunday | 12 | 2.851 | 0 | 33.7857 | 21.3955 | 33.0367 | 16.707 | 91.3966 | 0.2697 | 19.08 | 36.9116 | 107.5676 | 74.6896 | 0 | 0 | 6.5402 | 0
6830 | 285 | 12 | 10 | Sunday | 13 | 2.561 | 0 | 33.8517 | 18.6024 | 29.1634 | 16.707 | 81.8393 | 0.1953 | 18.36 | 37.3393 | 100.1728 | 65.1323 | 0 | 0 | 3.4284 | 0
6831 | 285 | 12 | 10 | Sunday | 14 | 2.316 | 0 | 33.8953 | 19.0351 | 29.1634 | 5.569 | 52.3316 | 0.1152 | 18 | 32.483 | 100.2091 | 46.7626 | 0 | 0 | 2.3161 | 0
6832 | 285 | 12 | 10 | Sunday | 15 | 2.377 | 0 | 33.9065 | 19.6102 | 29.1634 | 5.569 | 8.8861 | 0.0472 | 15.84 | 22.8764 | 98.5673 | 3.3171 | 0 | 0 | 2.3773 | 0
6833 | 285 | 12 | 10 | Sunday | 16 | 2.526 | 0 | 33.9052 | 20.8999 | 27.5539 | 22.276 | 0 | 0.0406 | 23.04 | 13.6446 | 105.4396 | 0 | 0 | 0 | 2.5262 | 0
6834 | 285 | 12 | 10 | Sunday | 17 | 2.859 | 0 | 33.8219 | 22.5594 | 26.399 | 27.845 | 0 | 0.0478 | 22.32 | 5.5609 | 105.1481 | 0 | 0 | 0 | 2.8593 | 0
6835 | 285 | 12 | 10 | Sunday | 18 | 3.209 | 0 | 33.7617 | 43.2105 | 38.0184 | 38.983 | 0 | 0.1012 | 23.4 | 0.9424 | 138.4918 | 0 | 0 | 0 | 4.6363 | 0
6836 | 285 | 12 | 10 | Sunday | 19 | 3.563 | 0 | 33.7662 | 55.5005 | 45.7644 | 38.983 | 0 | 0.1701 | 22.68 | 0 | 157.8813 | 0 | 0 | 0 | 8.2955 | 0
6837 | 285 | 12 | 10 | Sunday | 20 | 3.532 | 0 | 33.8738 | 60.0165 | 49.6381 | 27.845 | 0 | 0.1713 | 22.68 | 0 | 166.3798 | 0 | 0 | 0 | 8.8004 | 0
6838 | 285 | 12 | 10 | Sunday | 21 | 4.059 | 0 | 33.7798 | 48.5011 | 41.8913 | 16.707 | 0 | 0.1507 | 22.68 | 0 | 147.0029 | 0 | 0 | 0 | 7.9347 | 0
6839 | 285 | 12 | 10 | Sunday | 22 | 4.8 | 0 | 33.7937 | 40.3665 | 35.5897 | 11.138 | 0 | 0.1443 | 14.4 | 0 | 124.2941 | 0 | 0 | 0 | 7.6715 | 0
6840 | 285 | 12 | 10 | Sunday | 23 | 7.211 | 0 | 33.8294 | 25.6748 | 24.6242 | 11.138 | 0 | 0.1937 | 14.4 | 0 | 98.7221 | 0 | 0 | 0 | 10.308 | 0
6841 | 286 | 13 | 10 | Monday | 0 | 8.646 | 0 | 33.8731 | 17.5343 | 18.3373 | 5.569 | 0 | 0.192 | 14.4 | 0 | 84.3367 | 0 | 0 | 0 | 10.2782 | 0
6842 | 286 | 13 | 10 | Monday | 1 | 12.31 | 0 | 34.0216 | 14.6472 | 16.4006 | 5.569 | 0 | 0.2627 | 11.88 | 0 | 77.2122 | 0 | 0 | 0 | 13.9983 | 0
6843 | 286 | 13 | 10 | Monday | 2 | 14.779 | 0 | 34.186 | 11.7686 | 14.464 | 5.569 | 0 | 0.3108 | 11.88 | 0 | 72.6095 | 0 | 0 | 0 | 16.5225 | 0
6844 | 286 | 13 | 10 | Monday | 3 | 15.99 | 0 | 34.4278 | 11.7686 | 14.464 | 5.569 | 0 | 0.3351 | 11.88 | 0 | 72.8756 | 0 | 0 | 0 | 17.788 | 0
6845 | 286 | 13 | 10 | Monday | 4 | 18.464 | 0 | 34.6206 | 13.0128 | 14.464 | 5.569 | 0 | 0.3846 | 11.88 | 0 | 74.3619 | 0 | 0 | 0 | 20.3165 | 0
6846 | 286 | 13 | 10 | Monday | 5 | 19.821 | 0 | 34.4526 | 22.6634 | 20.5805 | 5.569 | 0 | 0.4116 | 11.88 | 0 | 89.9882 | 0 | 0 | 0 | 21.7261 | 0
6847 | 286 | 13 | 10 | Monday | 6 | 15.969 | 0 | 34.0772 | 44.2813 | 35.484 | 27.845 | 0 | 0.502 | 15.12 | 0 | 129.4645 | 0 | 0 | 0 | 26.2377 | 0
6848 | 286 | 13 | 10 | Monday | 7 | 12.393 | 0 | 33.9703 | 61.1578 | 46.6998 | 38.983 | 0 | 0.5539 | 15.12 | 0 | 157.5017 | 0 | 0 | 0 | 28.7168 | 0
6849 | 286 | 13 | 10 | Monday | 8 | 9.811 | 0 | 34.0218 | 68.9129 | 52.1343 | 44.552 | 0 | 0.6002 | 18.72 | 0.7244 | 174.3892 | 0 | 0 | 0 | 31.0292 | 0
6850 | 286 | 13 | 10 | Monday | 9 | 8.772 | 0 | 34.1295 | 61.2859 | 52.8606 | 27.845 | 0 | 0.4424 | 18.72 | 7.0271 | 167.4384 | 0 | 0 | 0 | 23.32 | 0
6851 | 286 | 13 | 10 | Monday | 10 | 6.258 | 0 | 34.1456 | 55.6985 | 51.878 | 11.138 | 4.083 | 0.2372 | 14.4 | 14.1993 | 156.3592 | 0 | 0 | 0 | 12.3232 | 0
6852 | 286 | 13 | 10 | Monday | 11 | 4.194 | 2.904 | 34.0606 | 55.0337 | 51.878 | 11.138 | 35.4735 | 0.3904 | 18.36 | 21.7933 | 162.8632 | 24.3355 | 0 | 0 | 9.934 | 0
6853 | 286 | 13 | 10 | Monday | 12 | 3.384 | 8.585 | 34.0993 | 53.0637 | 51.1854 | 16.707 | 55.8027 | 0.7307 | 18.36 | 26.9662 | 166.7244 | 39.0957 | 0 | 0 | 10.4015 | 0
6854 | 286 | 13 | 10 | Monday | 13 | 3.195 | 9.269 | 33.9045 | 54.4745 | 51.878 | 16.707 | 31.8347 | 0.6977 | 18.36 | 22.7924 | 169.3396 | 15.1277 | 0 | 0 | 8.8854 | 0
6855 | 286 | 13 | 10 | Monday | 14 | 2.834 | 7.913 | 33.8576 | 54.7626 | 51.878 | 5.569 | 17.3229 | 0.5196 | 18.36 | 19.68 | 167.9353 | 11.7539 | 0 | 0 | 4.5312 | 0
6856 | 286 | 13 | 10 | Monday | 15 | 2.525 | 7.154 | 33.8122 | 55.4022 | 51.878 | 5.569 | 7.7433 | 0.4567 | 18.36 | 16.8941 | 167.6465 | 2.1743 | 0 | 0 | 4.1048 | 0
6857 | 286 | 13 | 10 | Monday | 16 | 2.425 | 6.764 | 33.7745 | 56.6792 | 50.7246 | 22.276 | 0 | 0.5223 | 22.68 | 9.5759 | 171.6959 | 0 | 0 | 0 | 9.1664 | 0
6858 | 286 | 13 | 10 | Monday | 17 | 3.035 | 7.351 | 33.768 | 54.016 | 43.0931 | 27.845 | 0 | 0.6193 | 28.8 | 4.477 | 168.2469 | 0 | 0 | 0 | 12.6192 | 0
6859 | 286 | 13 | 10 | Monday | 18 | 2.605 | 9.862 | 33.8661 | 64.7868 | 51.7393 | 38.983 | 0 | 0.8591 | 30.96 | 1.0334 | 192.8777 | 0 | 0 | 0 | 18.0378 | 0
6860 | 286 | 13 | 10 | Monday | 19 | 1.914 | 9.46 | 33.8867 | 70.7204 | 57.1787 | 38.983 | 0 | 0.8644 | 25.2 | 0 | 198.0819 | 0 | 0 | 0 | 19.5231 | 0
6861 | 286 | 13 | 10 | Monday | 20 | 1.734 | 9.328 | 33.9197 | 75.2516 | 60.483 | 27.845 | 0 | 0.7765 | 25.2 | 0 | 205.7193 | 0 | 0 | 0 | 15.5502 | 0
6862 | 286 | 13 | 10 | Monday | 21 | 1.855 | 6.016 | 33.8011 | 69.495 | 55.4564 | 16.707 | 0 | 0.5072 | 25.2 | 0 | 190.9655 | 0 | 0 | 0 | 10.6131 | 0
6863 | 286 | 13 | 10 | Monday | 22 | 2.307 | 1.133 | 33.78 | 49.7368 | 40.0199 | 11.138 | 0 | 0.2132 | 16.2 | 0 | 141.1753 | 0 | 0 | 0 | 8.3344 | 0
6864 | 286 | 13 | 10 | Monday | 23 | 3.795 | 0.012 | 33.7984 | 26.9226 | 24.6242 | 11.138 | 0 | 0.1869 | 16.2 | 0 | 101.7449 | 0 | 0 | 0 | 9.9698 | 0
6865 | 287 | 14 | 10 | Tuesday | 0 | 5.13 | 0 | 33.8156 | 17.5343 | 18.3373 | 5.569 | 0 | 0.1538 | 14.4 | 0 | 84.241 | 0 | 0 | 0 | 8.2723 | 0
6866 | 287 | 14 | 10 | Tuesday | 1 | 6.307 | 0 | 33.8506 | 14.6472 | 16.4006 | 5.569 | 0 | 0.1766 | 11.88 | 0 | 76.955 | 0 | 0 | 0 | 9.4855 | 0
6867 | 287 | 14 | 10 | Tuesday | 2 | 6.23 | 0 | 33.8556 | 11.7686 | 14.464 | 5.569 | 0 | 0.1758 | 11.88 | 0 | 72.1441 | 0 | 0 | 0 | 9.4446 | 0
6868 | 287 | 14 | 10 | Tuesday | 3 | 6.16 | 0 | 33.8664 | 11.7686 | 14.464 | 5.569 | 0 | 0.1751 | 11.88 | 0 | 72.1542 | 0 | 0 | 0 | 9.4104 | 0
6869 | 287 | 14 | 10 | Tuesday | 4 | 5.955 | 0 | 33.8878 | 13.0128 | 14.464 | 5.569 | 0 | 0.1719 | 11.88 | 0 | 73.4165 | 0 | 0 | 0 | 9.2404 | 0
6870 | 287 | 14 | 10 | Tuesday | 5 | 5.584 | 0 | 33.8485 | 22.6634 | 20.5805 | 5.569 | 0 | 0.1656 | 11.88 | 0 | 89.138 | 0 | 0 | 0 | 8.905 | 0
6871 | 287 | 14 | 10 | Tuesday | 6 | 4.195 | 0 | 33.8026 | 44.2813 | 35.484 | 27.845 | 0 | 0.4009 | 15.12 | 0 | 129.0888 | 0 | 0 | 0 | 21.2845 | 0
6872 | 287 | 14 | 10 | Tuesday | 7 | 3.114 | 0 | 33.7597 | 61.1578 | 46.6998 | 38.983 | 0 | 0.5373 | 15.12 | 0 | 157.2746 | 0 | 0 | 0 | 28.3144 | 0
6873 | 287 | 14 | 10 | Tuesday | 8 | 2.699 | 0 | 33.7765 | 69.4626 | 52.1343 | 44.552 | 0 | 0.6319 | 18.72 | 0.1409 | 174.7254 | 0 | 0 | 0 | 33.179 | 0
6874 | 287 | 14 | 10 | Tuesday | 9 | 2.183 | 0 | 33.7918 | 71.7365 | 52.8606 | 27.845 | 0 | 0.4142 | 18.72 | 1.2014 | 177.5231 | 0 | 0 | 0 | 22.0769 | 0
6875 | 287 | 14 | 10 | Tuesday | 10 | 2.236 | 0 | 33.8951 | 66.0428 | 51.878 | 11.138 | 0 | 0.1931 | 14.4 | 2.6876 | 166.409 | 0 | 0 | 0 | 10.3648 | 0
6876 | 287 | 14 | 10 | Tuesday | 11 | 2.124 | 4.704 | 34.0247 | 61.9503 | 51.878 | 11.138 | 0.2087 | 0.434 | 18.36 | 5.952 | 171.7339 | 0 | 0 | 0 | 10.3498 | 0
6877 | 287 | 14 | 10 | Tuesday | 12 | 1.885 | 12.336 | 34.0081 | 56.9462 | 51.1854 | 16.707 | 19.368 | 0.9395 | 18.36 | 12.9364 | 174.7812 | 2.661 | 0 | 0 | 14.1153 | 0
6878 | 287 | 14 | 10 | Tuesday | 13 | 1.544 | 11.043 | 33.9635 | 57.1141 | 51.878 | 16.707 | 43.4309 | 0.8799 | 18.36 | 19.0823 | 174.1384 | 26.7239 | 0 | 0 | 12.7053 | 0
6879 | 287 | 14 | 10 | Tuesday | 14 | 1.311 | 9.167 | 33.8507 | 56.9187 | 51.878 | 5.569 | 35.2222 | 0.6145 | 18.36 | 18.2088 | 171.5358 | 29.6532 | 0 | 0 | 4.5574 | 0
6880 | 287 | 14 | 10 | Tuesday | 15 | 1.308 | 8.482 | 33.7845 | 58.0976 | 51.878 | 5.569 | 20.1457 | 0.5484 | 18.36 | 15.3064 | 171.842 | 14.5767 | 0 | 0 | 4.2306 | 0
6881 | 287 | 14 | 10 | Tuesday | 16 | 1.259 | 8.061 | 33.7596 | 60.5984 | 50.7246 | 22.276 | 5.0341 | 0.6625 | 22.68 | 10.8461 | 177.1434 | 0 | 0 | 0 | 12.6935 | 0
6882 | 287 | 14 | 10 | Tuesday | 17 | 1.428 | 8.701 | 33.8369 | 55.906 | 43.0931 | 27.845 | 0 | 0.7603 | 28.8 | 4.5401 | 171.8068 | 0 | 0 | 0 | 16.4809 | 0
6883 | 287 | 14 | 10 | Tuesday | 18 | 1.244 | 11.524 | 33.9061 | 65.1577 | 51.7393 | 38.983 | 0 | 1.0523 | 30.96 | 0.7467 | 195.2795 | 0 | 0 | 0 | 23.7948 | 0
6884 | 287 | 14 | 10 | Tuesday | 19 | 0.862 | 10.794 | 33.9059 | 70.7204 | 57.1787 | 38.983 | 0 | 1.035 | 25.2 | 0 | 199.7141 | 0 | 0 | 0 | 25.009 | 0
6885 | 287 | 14 | 10 | Tuesday | 20 | 0.589 | 10.722 | 33.9075 | 75.2516 | 60.483 | 27.845 | 0 | 0.9085 | 25.2 | 0 | 207.3465 | 0 | 0 | 0 | 18.7443 | 0
6886 | 287 | 14 | 10 | Tuesday | 21 | 0.624 | 7.078 | 33.8534 | 69.495 | 55.4564 | 16.707 | 0 | 0.5851 | 25.2 | 0 | 192.2447 | 0 | 0 | 0 | 11.8602 | 0
6887 | 287 | 14 | 10 | Tuesday | 22 | 0.942 | 1.803 | 33.7419 | 49.7368 | 40.0199 | 11.138 | 0 | 0.2512 | 16.2 | 0 | 141.8998 | 0 | 0 | 0 | 8.5713 | 0
6888 | 287 | 14 | 10 | Tuesday | 23 | 1.65 | 0.028 | 33.8029 | 26.9226 | 24.6242 | 11.138 | 0 | 0.2272 | 16.2 | 0 | 101.8073 | 0 | 0 | 0 | 9.3879 | 0
6889 | 288 | 15 | 10 | Wednesday | 0 | 2.16 | 0 | 33.8109 | 17.5343 | 18.3373 | 5.569 | 0 | 0.1127 | 14.4 | 0 | 84.1952 | 0 | 0 | 0 | 6.0687 | 0
6890 | 288 | 15 | 10 | Wednesday | 1 | 2.384 | 0 | 33.8186 | 14.6472 | 16.4006 | 5.569 | 0 | 0.1173 | 11.88 | 0 | 76.8638 | 0 | 0 | 0 | 6.3194 | 0
6891 | 288 | 15 | 10 | Wednesday | 2 | 2.391 | 0 | 33.8461 | 11.7686 | 14.464 | 5.569 | 0 | 0.1179 | 11.88 | 0 | 72.0767 | 0 | 0 | 0 | 6.3527 | 0
6892 | 288 | 15 | 10 | Wednesday | 3 | 2.452 | 0 | 33.8822 | 11.7686 | 14.464 | 5.569 | 0 | 0.1195 | 11.88 | 0 | 72.1144 | 0 | 0 | 0 | 6.4402 | 0
6893 | 288 | 15 | 10 | Wednesday | 4 | 2.478 | 0 | 33.8925 | 13.0128 | 14.464 | 5.569 | 0 | 0.1205 | 11.88 | 0 | 73.3698 | 0 | 0 | 0 | 6.4921 | 0
6894 | 288 | 15 | 10 | Wednesday | 5 | 2.266 | 0 | 33.8583 | 22.6634 | 20.5805 | 5.569 | 0 | 0.117 | 11.88 | 0 | 89.0992 | 0 | 0 | 0 | 6.3049 | 0
6895 | 288 | 15 | 10 | Wednesday | 6 | 1.902 | 0 | 33.7927 | 44.2813 | 35.484 | 27.845 | 0 | 0.4206 | 15.12 | 0 | 129.0986 | 0 | 0 | 0 | 22.4536 | 0
6896 | 288 | 15 | 10 | Wednesday | 7 | 1.472 | 0 | 33.7758 | 61.1578 | 46.6998 | 38.983 | 0 | 0.588 | 15.12 | 0 | 157.3414 | 0 | 0 | 0 | 31.1777 | 0
6897 | 288 | 15 | 10 | Wednesday | 8 | 1.454 | 0 | 33.7304 | 69.4626 | 52.1343 | 44.552 | 0 | 0.671 | 18.72 | 0.0825 | 174.7183 | 0 | 0 | 0 | 36.6531 | 0
6898 | 288 | 15 | 10 | Wednesday | 9 | 1.736 | 0 | 33.7672 | 71.8396 | 52.8606 | 27.845 | 0 | 0.4553 | 18.72 | 0.6588 | 177.6426 | 0 | 0 | 0 | 24.3433 | 0
6899 | 288 | 15 | 10 | Wednesday | 10 | 2.192 | 0.536 | 33.917 | 67.4277 | 51.878 | 11.138 | 0 | 0.239 | 14.4 | 1.9953 | 168.4414 | 0 | 0 | 0 | 11.3605 | 0
6900 | 288 | 15 | 10 | Wednesday | 11 | 2.039 | 4.634 | 34.0308 | 62.3866 | 51.878 | 11.138 | 8.0021 | 0.4582 | 18.36 | 8.6547 | 172.1247 | 0 | 0 | 0 | 11.243 | 0
6901 | 288 | 15 | 10 | Wednesday | 12 | 1.573 | 12.65 | 34.0185 | 54.3289 | 51.1854 | 16.707 | 59.2962 | 1.0219 | 18.36 | 21.8728 | 172.596 | 42.5892 | 0 | 0 | 14.2737 | 0
6902 | 288 | 15 | 10 | Wednesday | 13 | 1.037 | 11.074 | 33.9377 | 54.2347 | 51.878 | 16.707 | 90.7702 | 0.9236 | 18.36 | 30.4176 | 171.3112 | 74.0632 | 0 | 0 | 10.9086 | 0
6903 | 288 | 15 | 10 | Wednesday | 14 | 0.899 | 9.255 | 33.8002 | 54.6577 | 51.878 | 5.569 | 72.2271 | 0.6523 | 18.36 | 28.398 | 169.3573 | 66.6581 | 0 | 0 | 3.1651 | 0
6904 | 288 | 15 | 10 | Wednesday | 15 | 0.849 | 8.595 | 33.7716 | 55.4296 | 51.878 | 5.569 | 36.4022 | 0.5478 | 18.36 | 21.38 | 169.2827 | 30.8332 | 0 | 0 | 2.4624 | 0
6905 | 288 | 15 | 10 | Wednesday | 16 | 0.812 | 8.21 | 33.7417 | 58.021 | 50.7246 | 22.276 | 7.1347 | 0.5646 | 22.68 | 13.7792 | 174.6109 | 0 | 0 | 0 | 6.737 | 0
6906 | 288 | 15 | 10 | Wednesday | 17 | 1.248 | 8.787 | 33.8018 | 53.5673 | 43.0931 | 27.845 | 0 | 0.642 | 28.8 | 5.4156 | 169.4077 | 0 | 0 | 0 | 9.7661 | 0
6907 | 288 | 15 | 10 | Wednesday | 18 | 1.344 | 11.712 | 33.9083 | 64.5942 | 51.7393 | 38.983 | 0 | 0.9088 | 30.96 | 0.8173 | 194.7777 | 0 | 0 | 0 | 15.3882 | 0
6908 | 288 | 15 | 10 | Wednesday | 19 | 1.122 | 10.881 | 33.907 | 70.7204 | 57.1787 | 38.983 | 0 | 0.9019 | 25.2 | 0 | 199.6758 | 0 | 0 | 0 | 17.4565 | 0
6909 | 288 | 15 | 10 | Wednesday | 20 | 1.068 | 10.625 | 33.9053 | 75.2516 | 60.483 | 27.845 | 0 | 0.8176 | 25.2 | 0 | 207.1485 | 0 | 0 | 0 | 14.038 | 0
6910 | 288 | 15 | 10 | Wednesday | 21 | 1.28 | 6.875 | 33.8148 | 69.495 | 55.4564 | 16.707 | 0 | 0.5326 | 25.2 | 0 | 191.9345 | 0 | 0 | 0 | 9.5544 | 0
6911 | 288 | 15 | 10 | Wednesday | 22 | 1.621 | 1.658 | 33.7651 | 49.7368 | 40.0199 | 11.138 | 0 | 0.2215 | 16.2 | 0 | 141.7359 | 0 | 0 | 0 | 7.3357 | 0
6912 | 288 | 15 | 10 | Wednesday | 23 | 2.43 | 0.027 | 33.8182 | 26.9226 | 24.6242 | 11.138 | 0 | 0.1566 | 16.2 | 0 | 101.7507 | 0 | 0 | 0 | 8.3003 | 0
6913 | 289 | 16 | 10 | Thursday | 0 | 4.453 | 0 | 33.8007 | 17.5343 | 18.3373 | 5.569 | 0 | 0.1385 | 14.4 | 0 | 84.2108 | 0 | 0 | 0 | 7.4459 | 0
6914 | 289 | 16 | 10 | Thursday | 1 | 4.614 | 0 | 33.8607 | 14.6472 | 16.4006 | 5.569 | 0 | 0.1422 | 11.88 | 0 | 76.9307 | 0 | 0 | 0 | 7.6451 | 0
6915 | 289 | 16 | 10 | Thursday | 2 | 5.241 | 0 | 33.8925 | 11.7686 | 14.464 | 5.569 | 0 | 0.1546 | 11.88 | 0 | 72.1597 | 0 | 0 | 0 | 8.3101 | 0
6916 | 289 | 16 | 10 | Thursday | 3 | 5.342 | 0 | 33.9029 | 11.7686 | 14.464 | 5.569 | 0 | 0.1571 | 11.88 | 0 | 72.1727 | 0 | 0 | 0 | 8.449 | 0
6917 | 289 | 16 | 10 | Thursday | 4 | 5.279 | 0 | 33.9073 | 13.0128 | 14.464 | 5.569 | 0 | 0.1566 | 11.88 | 0 | 73.4207 | 0 | 0 | 0 | 8.4227 | 0
6918 | 289 | 16 | 10 | Thursday | 5 | 4.957 | 0 | 33.8878 | 22.6634 | 20.5805 | 5.569 | 0 | 0.1513 | 11.88 | 0 | 89.1631 | 0 | 0 | 0 | 8.138 | 0
6919 | 289 | 16 | 10 | Thursday | 6 | 4.13 | 0 | 33.8345 | 44.2813 | 35.484 | 27.845 | 0 | 0.3873 | 15.12 | 0 | 129.1071 | 0 | 0 | 0 | 20.5452 | 0
6920 | 289 | 16 | 10 | Thursday | 7 | 3.596 | 0 | 33.814 | 61.1578 | 46.6998 | 38.983 | 0 | 0.5304 | 15.12 | 0 | 157.322 | 0 | 0 | 0 | 27.9175 | 0
6921 | 289 | 16 | 10 | Thursday | 8 | 3.27 | 0 | 33.8231 | 69.3867 | 52.1343 | 44.552 | 0 | 0.6261 | 18.72 | 0.5557 | 174.6902 | 0 | 0 | 0 | 32.8322 | 0
6922 | 289 | 16 | 10 | Thursday | 9 | 2.691 | 0 | 33.8208 | 66.7481 | 52.8606 | 27.845 | 0 | 0.4142 | 18.72 | 5.7603 | 172.5636 | 0 | 0 | 0 | 22.0559 | 0
6923 | 289 | 16 | 10 | Thursday | 10 | 2.348 | 0.444 | 33.9214 | 59.6999 | 51.878 | 11.138 | 16.5222 | 0.2378 | 14.4 | 13.3231 | 160.6172 | 5.3842 | 0 | 0 | 10.1277 | 0
6924 | 289 | 16 | 10 | Thursday | 11 | 1.95 | 5.382 | 34.032 | 58.5907 | 51.878 | 11.138 | 41.8639 | 0.5126 | 18.36 | 20.1661 | 169.1935 | 30.7259 | 0 | 0 | 9.0541 | 0
6925 | 289 | 16 | 10 | Thursday | 12 | 1.482 | 12.255 | 34.0033 | 53.589 | 51.1854 | 16.707 | 49.8162 | 0.9161 | 18.36 | 23.457 | 171.3084 | 33.1092 | 0 | 0 | 10.5504 | 0
6926 | 289 | 16 | 10 | Thursday | 13 | 1.145 | 10.891 | 33.9295 | 54.2669 | 51.878 | 16.707 | 40.6981 | 0.7951 | 18.36 | 22.5033 | 171.0085 | 23.9911 | 0 | 0 | 8.7558 | 0
6927 | 289 | 16 | 10 | Thursday | 14 | 1.18 | 9.03 | 33.8089 | 55.1983 | 51.878 | 5.569 | 21.4721 | 0.5642 | 18.36 | 18.7151 | 169.5754 | 15.9031 | 0 | 0 | 3.3975 | 0
6928 | 289 | 16 | 10 | Thursday | 15 | 1.294 | 8.554 | 33.8144 | 58.3115 | 51.878 | 5.569 | 3.1928 | 0.5103 | 18.36 | 13.9999 | 172.1252 | 0 | 0 | 0 | 3.4104 | 0
6929 | 289 | 16 | 10 | Thursday | 16 | 1.364 | 8.087 | 33.793 | 60.1226 | 50.7246 | 22.276 | 0 | 0.6116 | 22.68 | 8.6916 | 176.6777 | 0 | 0 | 0 | 10.2747 | 0
6930 | 289 | 16 | 10 | Thursday | 17 | 1.677 | 8.601 | 33.8202 | 55.6233 | 43.0931 | 27.845 | 0 | 0.7066 | 28.8 | 3.7032 | 171.3447 | 0 | 0 | 0 | 13.8269 | 0
6931 | 289 | 16 | 10 | Thursday | 18 | 1.643 | 11.424 | 33.9034 | 65.146 | 51.7393 | 38.983 | 0 | 0.9854 | 30.96 | 0.6619 | 195.0901 | 0 | 0 | 0 | 20.4145 | 0
6932 | 289 | 16 | 10 | Thursday | 19 | 1.431 | 10.648 | 33.9026 | 70.7204 | 57.1787 | 38.983 | 0 | 0.9746 | 25.2 | 0 | 199.4925 | 0 | 0 | 0 | 22.1064 | 0
6933 | 289 | 16 | 10 | Thursday | 20 | 1.228 | 10.485 | 33.9025 | 75.2516 | 60.483 | 27.845 | 0 | 0.8658 | 25.2 | 0 | 207.0432 | 0 | 0 | 0 | 17.0798 | 0
6934 | 289 | 16 | 10 | Thursday | 21 | 1.455 | 6.754 | 33.8158 | 69.495 | 55.4564 | 16.707 | 0 | 0.5596 | 25.2 | 0 | 191.8312 | 0 | 0 | 0 | 11.3752 | 0
6935 | 289 | 16 | 10 | Thursday | 22 | 1.813 | 1.59 | 33.7684 | 49.7368 | 40.0199 | 11.138 | 0 | 0.241 | 16.2 | 0 | 141.6852 | 0 | 0 | 0 | 8.592 | 0
6936 | 289 | 16 | 10 | Thursday | 23 | 2.572 | 0.023 | 33.817 | 26.9226 | 24.6242 | 11.138 | 0 | 0.229 | 16.2 | 0 | 101.8179 | 0 | 0 | 0 | 9.4805 | 0
6937 | 290 | 17 | 10 | Friday | 0 | 4.373 | 0 | 33.8077 | 17.5343 | 18.3373 | 5.569 | 0 | 0.1464 | 14.4 | 0 | 84.2257 | 0 | 0 | 0 | 7.8749 | 0
6938 | 290 | 17 | 10 | Friday | 1 | 4.488 | 0 | 33.8535 | 14.6472 | 16.4006 | 5.569 | 0 | 0.1491 | 11.88 | 0 | 76.9305 | 0 | 0 | 0 | 8.0219 | 0
6939 | 290 | 17 | 10 | Friday | 2 | 4.72 | 0 | 33.8849 | 11.7686 | 14.464 | 5.569 | 0 | 0.154 | 11.88 | 0 | 72.1515 | 0 | 0 | 0 | 8.2855 | 0
6940 | 290 | 17 | 10 | Friday | 3 | 4.825 | 0 | 33.8987 | 11.7686 | 14.464 | 5.569 | 0 | 0.1565 | 11.88 | 0 | 72.1679 | 0 | 0 | 0 | 8.4217 | 0
6941 | 290 | 17 | 10 | Friday | 4 | 4.901 | 0 | 33.9024 | 13.0128 | 14.464 | 5.569 | 0 | 0.1585 | 11.88 | 0 | 73.4177 | 0 | 0 | 0 | 8.5279 | 0
6942 | 290 | 17 | 10 | Friday | 5 | 4.712 | 0 | 33.887 | 22.6634 | 20.5805 | 5.569 | 0 | 0.1555 | 11.88 | 0 | 89.1665 | 0 | 0 | 0 | 8.3696 | 0
6943 | 290 | 17 | 10 | Friday | 6 | 3.87 | 0 | 33.8296 | 44.2813 | 35.484 | 27.845 | 0 | 0.4245 | 15.12 | 0 | 129.1394 | 0 | 0 | 0 | 22.5833 | 0
6944 | 290 | 17 | 10 | Friday | 7 | 3.35 | 0 | 33.8098 | 61.1578 | 46.6998 | 38.983 | 0 | 0.5806 | 15.12 | 0 | 157.368 | 0 | 0 | 0 | 30.6627 | 0
6945 | 290 | 17 | 10 | Friday | 8 | 2.966 | 0 | 33.8113 | 69.4626 | 52.1343 | 44.552 | 0 | 0.6717 | 18.72 | 0.2091 | 174.8 | 0 | 0 | 0 | 35.6544 | 0
6946 | 290 | 17 | 10 | Friday | 9 | 2.434 | 0 | 33.815 | 71.4939 | 52.8606 | 27.845 | 0 | 0.4423 | 18.72 | 1.6911 | 177.3318 | 0 | 0 | 0 | 23.6007 | 0
6947 | 290 | 17 | 10 | Friday | 10 | 2.538 | 0.459 | 33.9247 | 66.7337 | 51.878 | 11.138 | 0 | 0.2313 | 14.4 | 2.314 | 167.6641 | 0 | 0 | 0 | 11.1545 | 0
6948 | 290 | 17 | 10 | Friday | 11 | 2.495 | 4.638 | 34.0256 | 65.7957 | 51.878 | 11.138 | 0 | 0.4451 | 18.36 | 2.8096 | 175.5203 | 0 | 0 | 0 | 11.1962 | 0
6949 | 290 | 17 | 10 | Friday | 12 | 2.541 | 12.187 | 34.0392 | 62.9995 | 51.1854 | 16.707 | 0 | 0.9306 | 18.36 | 3.7278 | 180.6958 | 0 | 0 | 0 | 15.7447 | 0
6950 | 290 | 17 | 10 | Friday | 13 | 2.165 | 11.093 | 33.9991 | 63.3395 | 51.878 | 16.707 | 0 | 0.8661 | 18.36 | 5.0147 | 180.4402 | 0 | 0 | 0 | 15.5434 | 0
6951 | 290 | 17 | 10 | Friday | 14 | 1.926 | 9.238 | 33.8945 | 62.759 | 51.878 | 5.569 | 0 | 0.5967 | 18.36 | 6.0281 | 177.4794 | 0 | 0 | 0 | 6.4233 | 0
6952 | 290 | 17 | 10 | Friday | 15 | 1.756 | 8.574 | 33.8418 | 63.1258 | 51.878 | 5.569 | 0 | 0.5587 | 18.36 | 5.9041 | 177.0373 | 0 | 0 | 0 | 6.2725 | 0
6953 | 290 | 17 | 10 | Friday | 16 | 1.594 | 8.168 | 33.8151 | 64.5193 | 50.7246 | 22.276 | 0 | 0.7911 | 22.68 | 4.5419 | 181.3635 | 0 | 0 | 0 | 19.8444 | 0
6954 | 290 | 17 | 10 | Friday | 17 | 2.12 | 8.528 | 33.8559 | 58.8673 | 43.0931 | 27.845 | 0 | 0.9133 | 28.8 | 2.3278 | 174.7524 | 0 | 0 | 0 | 25.3181 | 0
6955 | 290 | 17 | 10 | Friday | 18 | 1.952 | 11.246 | 33.9171 | 65.4393 | 51.7393 | 38.983 | 0 | 1.2447 | 30.96 | 0.4305 | 195.4632 | 0 | 0 | 0 | 35.1037 | 0
6956 | 290 | 17 | 10 | Friday | 19 | 1.51 | 10.751 | 33.9052 | 70.7204 | 57.1787 | 38.983 | 0 | 1.2219 | 25.2 | 0 | 199.854 | 0 | 0 | 0 | 35.3927 | 0
6957 | 290 | 17 | 10 | Friday | 20 | 1.285 | 10.612 | 33.9052 | 75.2516 | 60.483 | 27.845 | 0 | 1.0338 | 25.2 | 0 | 207.3504 | 0 | 0 | 0 | 25.9037 | 0
6958 | 290 | 17 | 10 | Friday | 21 | 1.5 | 6.87 | 33.8304 | 69.495 | 55.4564 | 16.707 | 0 | 0.6581 | 25.2 | 0 | 192.0701 | 0 | 0 | 0 | 16.4276 | 0
6959 | 290 | 17 | 10 | Friday | 22 | 1.859 | 1.646 | 33.7663 | 49.7368 | 40.0199 | 11.138 | 0 | 0.3039 | 16.2 | 0 | 141.8075 | 0 | 0 | 0 | 11.8739 | 0
6960 | 290 | 17 | 10 | Friday | 23 | 2.632 | 0.025 | 33.8178 | 26.9226 | 24.6242 | 11.138 | 0 | 0.288 | 16.2 | 0 | 101.8797 | 0 | 0 | 0 | 12.6969 | 0
6961 | 291 | 18 | 10 | Saturday | 0 | 4.276 | 0 | 33.8186 | 18.3332 | 19.1419 | 5.569 | 0 | 0.173 | 15.84 | 0 | 87.3068 | 0 | 0 | 0 | 9.3253 | 0
6962 | 291 | 18 | 10 | Saturday | 1 | 4.431 | 0 | 33.8213 | 17.5283 | 18.3373 | 5.569 | 0 | 0.1761 | 12.6 | 0 | 82.463 | 0 | 0 | 0 | 9.493 | 0
6963 | 291 | 18 | 10 | Saturday | 2 | 4.694 | 0 | 33.8751 | 11.771 | 14.464 | 5.569 | 0 | 0.1812 | 12.6 | 0 | 72.8914 | 0 | 0 | 0 | 9.7679 | 0
6964 | 291 | 18 | 10 | Saturday | 3 | 4.804 | 0 | 33.8963 | 11.771 | 14.464 | 5.569 | 0 | 0.1835 | 12.6 | 0 | 72.9149 | 0 | 0 | 0 | 9.889 | 0
6965 | 291 | 18 | 10 | Saturday | 4 | 5.019 | 0 | 33.905 | 11.771 | 14.464 | 5.569 | 0 | 0.1877 | 12.6 | 0 | 72.9278 | 0 | 0 | 0 | 10.1155 | 0
6966 | 291 | 18 | 10 | Saturday | 5 | 5.413 | 0 | 33.9086 | 13.0152 | 14.464 | 5.569 | 0 | 0.1953 | 12.6 | 0 | 74.1831 | 0 | 0 | 0 | 10.5206 | 0
6967 | 291 | 18 | 10 | Saturday | 6 | 5.125 | 0 | 33.8883 | 30.2702 | 24.9086 | 27.845 | 0 | 0.5772 | 14.4 | 0 | 104.0443 | 0 | 0 | 0 | 30.8289 | 0
6968 | 291 | 18 | 10 | Saturday | 7 | 4.638 | 0 | 33.8886 | 33.0666 | 26.405 | 38.983 | 0 | 0.6687 | 11.52 | 0 | 105.5488 | 0 | 0 | 0 | 41.1303 | 0
6969 | 291 | 18 | 10 | Saturday | 8 | 4.056 | 0 | 33.8575 | 46.1551 | 37.4339 | 44.552 | 0 | 0.6737 | 16.2 | 0.2594 | 134.3203 | 0 | 0 | 0 | 46.394 | 0
6970 | 291 | 18 | 10 | Saturday | 9 | 3.525 | 0 | 33.8407 | 43.7492 | 37.9057 | 27.845 | 0 | 0.5636 | 16.2 | 2.1728 | 132.2592 | 0 | 0 | 0 | 30.1722 | 0
6971 | 291 | 18 | 10 | Saturday | 10 | 3.369 | 0 | 33.9025 | 33.8753 | 37.2508 | 11.138 | 0 | 0.2616 | 15.12 | 4.4166 | 120.4102 | 0 | 0 | 0 | 14.0845 | 0
6972 | 291 | 18 | 10 | Saturday | 11 | 2.683 | 3.79 | 33.8748 | 31.0339 | 35.3135 | 11.138 | 1.3696 | 0.4448 | 21.6 | 6.0988 | 126.3662 | 0 | 0 | 0 | 13.4227 | 0
6973 | 291 | 18 | 10 | Saturday | 12 | 2.537 | 3.733 | 34.0251 | 28.257 | 34.2247 | 16.707 | 6.103 | 0.5448 | 23.4 | 7.411 | 124.4892 | 0 | 0 | 0 | 18.5645 | 0
6974 | 291 | 18 | 10 | Saturday | 13 | 2.201 | 4.241 | 34.0739 | 28.0003 | 33.0722 | 16.707 | 9.0073 | 0.5647 | 23.4 | 8.0547 | 123.6979 | 0 | 0 | 0 | 17.9932 | 0
6975 | 291 | 18 | 10 | Saturday | 14 | 2.124 | 4.155 | 34.0713 | 27.0902 | 33.0722 | 5.569 | 4.1461 | 0.3537 | 23.4 | 6.5256 | 122.4804 | 0 | 0 | 0 | 7.314 | 0
6976 | 291 | 18 | 10 | Saturday | 15 | 2.309 | 4.113 | 34.0607 | 29.1795 | 33.0722 | 5.569 | 0.0654 | 0.3484 | 23.4 | 4.6135 | 124.5093 | 0 | 0 | 0 | 7.4902 | 0
6977 | 291 | 18 | 10 | Saturday | 16 | 2.407 | 4.124 | 34.0795 | 32.1354 | 33.0722 | 22.276 | 0 | 0.6426 | 23.4 | 3.667 | 127.7896 | 0 | 0 | 0 | 23.2321 | 0
6978 | 291 | 18 | 10 | Saturday | 17 | 2.405 | 6.189 | 34.0735 | 32.5047 | 32.9581 | 27.845 | 0 | 0.855 | 27 | 2.5736 | 134.0852 | 0 | 0 | 0 | 28.6499 | 0
6979 | 291 | 18 | 10 | Saturday | 18 | 1.868 | 9.437 | 33.9415 | 55.3313 | 46.5147 | 38.983 | 0 | 1.1534 | 28.8 | 0.7212 | 175.9473 | 0 | 0 | 0 | 39.0414 | 0
6980 | 291 | 18 | 10 | Saturday | 19 | 1.895 | 10.921 | 33.9592 | 61.3403 | 50.3878 | 38.983 | 0 | 1.2325 | 28.8 | 0 | 187.5314 | 0 | 0 | 0 | 39.4819 | 0
6981 | 291 | 18 | 10 | Saturday | 20 | 2.074 | 9.194 | 33.9247 | 61.3343 | 50.3878 | 27.845 | 0 | 1.0176 | 27 | 0 | 183.6075 | 0 | 0 | 0 | 29.1103 | 0
6982 | 291 | 18 | 10 | Saturday | 21 | 2.005 | 8.283 | 33.9136 | 61.3343 | 50.3878 | 16.707 | 0 | 0.7669 | 27 | 0 | 182.3609 | 0 | 0 | 0 | 18.3131 | 0
6983 | 291 | 18 | 10 | Saturday | 22 | 2.131 | 2.852 | 33.7652 | 49.2003 | 40.077 | 11.138 | 0 | 0.3868 | 19.8 | 0 | 146.3138 | 0 | 0 | 0 | 13.039 | 0
6984 | 291 | 18 | 10 | Saturday | 23 | 3.741 | 0.143 | 33.8042 | 28.1779 | 24.6242 | 11.138 | 0 | 0.3307 | 19.8 | 0 | 106.8915 | 0 | 0 | 0 | 14.6752 | 0
6985 | 292 | 19 | 10 | Sunday | 0 | 5.642 | 0 | 33.7904 | 24.1043 | 23.0149 | 5.569 | 0 | 0.2064 | 19.8 | 0 | 100.916 | 0 | 0 | 0 | 11.1179 | 0
6986 | 292 | 19 | 10 | Sunday | 1 | 5.826 | 0 | 33.8028 | 23.3102 | 22.2101 | 5.569 | 0 | 0.21 | 19.8 | 0 | 99.3331 | 0 | 0 | 0 | 11.3086 | 0
6987 | 292 | 19 | 10 | Sunday | 2 | 6.045 | 0 | 33.8518 | 17.5379 | 18.3373 | 5.569 | 0 | 0.2142 | 15.48 | 0 | 85.4211 | 0 | 0 | 0 | 11.5344 | 0
6988 | 292 | 19 | 10 | Sunday | 3 | 6.128 | 0 | 33.8599 | 17.5379 | 18.3373 | 5.569 | 0 | 0.2159 | 15.48 | 0 | 85.431 | 0 | 0 | 0 | 11.6234 | 0
6989 | 292 | 19 | 10 | Sunday | 4 | 6.199 | 0 | 33.8629 | 17.5379 | 18.3373 | 5.569 | 0 | 0.2173 | 15.48 | 0 | 85.4354 | 0 | 0 | 0 | 11.7009 | 0
6990 | 292 | 19 | 10 | Sunday | 5 | 6.225 | 0 | 33.8666 | 18.7817 | 18.3373 | 5.569 | 0 | 0.2179 | 15.48 | 0 | 86.6835 | 0 | 0 | 0 | 11.7333 | 0
6991 | 292 | 19 | 10 | Sunday | 6 | 6.008 | 0 | 33.8488 | 26.931 | 24.6242 | 27.845 | 0 | 0.6299 | 18.72 | 0 | 104.7539 | 0 | 0 | 0 | 33.6392 | 0
6992 | 292 | 19 | 10 | Sunday | 7 | 5.136 | 0 | 33.8212 | 34.2491 | 29.9942 | 38.983 | 0 | 0.6692 | 18.72 | 0 | 117.4537 | 0 | 0 | 0 | 44.1795 | 0
6993 | 292 | 19 | 10 | Sunday | 8 | 5.095 | 0 | 33.8268 | 37.4418 | 33.2132 | 44.552 | 0 | 0.6748 | 23.4 | 0.2273 | 128.5566 | 0 | 0 | 0 | 50.1019 | 0
6994 | 292 | 19 | 10 | Sunday | 9 | 4.841 | 0 | 33.8241 | 31.0076 | 29.3396 | 27.845 | 0 | 0.6167 | 23.4 | 2.0678 | 118.1881 | 0 | 0 | 0 | 32.9988 | 0
6995 | 292 | 19 | 10 | Sunday | 10 | 4.045 | 0 | 33.8014 | 29.4893 | 32.5586 | 11.138 | 6.4735 | 0.2943 | 19.08 | 5.5398 | 115.2236 | 0 | 0 | 0 | 15.293 | 0
6996 | 292 | 19 | 10 | Sunday | 11 | 3.302 | 0 | 33.806 | 24.8759 | 32.5586 | 11.138 | 22.9049 | 0.2995 | 21.6 | 10.2889 | 113.1401 | 11.7669 | 0 | 0 | 14.1746 | 0
6997 | 292 | 19 | 10 | Sunday | 12 | 2.466 | 0 | 33.7962 | 23.7578 | 33.0367 | 16.707 | 23.4762 | 0.3698 | 19.08 | 11.4752 | 110.0405 | 6.7692 | 0 | 0 | 17.8914 | 0
6998 | 292 | 19 | 10 | Sunday | 13 | 2.254 | 0 | 33.8619 | 20.6574 | 29.1634 | 16.707 | 13.2539 | 0.3382 | 18.36 | 9.6516 | 102.3809 | 0 | 0 | 0 | 17.0562 | 0
6999 | 292 | 19 | 10 | Sunday | 14 | 2.353 | 0 | 33.9135 | 21.649 | 29.1634 | 5.569 | 4.267 | 0.1402 | 18 | 7.4596 | 102.8661 | 0 | 0 | 0 | 7.202 | 0
7000 | 292 | 19 | 10 | Sunday | 15 | 2.651 | 0 | 33.9215 | 24.9805 | 29.1634 | 5.569 | 0 | 0.1389 | 15.84 | 4.6917 | 104.0444 | 0 | 0 | 0 | 7.4971 | 0
7001 | 292 | 19 | 10 | Sunday | 16 | 2.877 | 0 | 33.9226 | 26.9675 | 27.5539 | 22.276 | 0 | 0.4177 | 23.04 | 2.2558 | 111.9018 | 0 | 0 | 0 | 22.404 | 0
7002 | 292 | 19 | 10 | Sunday | 17 | 3.125 | 0 | 33.8485 | 26.7023 | 26.399 | 27.845 | 0 | 0.5202 | 22.32 | 0.875 | 109.79 | 0 | 0 | 0 | 27.8337 | 0
7003 | 292 | 19 | 10 | Sunday | 18 | 2.735 | 0 | 33.801 | 43.9889 | 38.0184 | 38.983 | 0 | 0.6664 | 23.4 | 0.1716 | 139.8746 | 0 | 0 | 0 | 37.8891 | 0
7004 | 292 | 19 | 10 | Sunday | 19 | 2.091 | 0 | 33.9261 | 55.5005 | 45.7644 | 38.983 | 0 | 0.6655 | 22.68 | 0 | 158.5366 | 0 | 0 | 0 | 37.8157 | 0
7005 | 292 | 19 | 10 | Sunday | 20 | 1.707 | 0 | 33.9901 | 60.0165 | 49.6381 | 27.845 | 0 | 0.5131 | 22.68 | 0 | 166.8379 | 0 | 0 | 0 | 27.524 | 0
7006 | 292 | 19 | 10 | Sunday | 21 | 1.614 | 0 | 33.9173 | 48.5011 | 41.8913 | 16.707 | 0 | 0.3199 | 22.68 | 0 | 147.3095 | 0 | 0 | 0 | 17.2265 | 0
7007 | 292 | 19 | 10 | Sunday | 22 | 1.832 | 0 | 33.7278 | 40.3665 | 35.5897 | 11.138 | 0 | 0.228 | 14.4 | 0 | 124.312 | 0 | 0 | 0 | 12.2896 | 0
7008 | 292 | 19 | 10 | Sunday | 23 | 2.302 | 0 | 33.7668 | 25.6748 | 24.6242 | 11.138 | 0 | 0.2375 | 14.4 | 0 | 98.7033 | 0 | 0 | 0 | 12.7984 | 0
7009 | 293 | 20 | 10 | Monday | 0 | 2.356 | 0 | 33.7726 | 17.5343 | 18.3373 | 5.569 | 0 | 0.1411 | 14.4 | 0 | 84.1852 | 0 | 0 | 0 | 7.6175 | 0
7010 | 293 | 20 | 10 | Monday | 1 | 2.302 | 0 | 33.7769 | 14.6472 | 16.4006 | 5.569 | 0 | 0.1402 | 11.88 | 0 | 76.845 | 0 | 0 | 0 | 7.5731 | 0
7011 | 293 | 20 | 10 | Monday | 2 | 2.53 | 0 | 33.7851 | 11.7686 | 14.464 | 5.569 | 0 | 0.1446 | 11.88 | 0 | 72.0424 | 0 | 0 | 0 | 7.8101 | 0
7012 | 293 | 20 | 10 | Monday | 3 | 2.735 | 0 | 33.8019 | 11.7686 | 14.464 | 5.569 | 0 | 0.1486 | 11.88 | 0 | 72.0631 | 0 | 0 | 0 | 8.0245 | 0
7013 | 293 | 20 | 10 | Monday | 4 | 2.791 | 0 | 33.8241 | 13.0128 | 14.464 | 5.569 | 0 | 0.1498 | 11.88 | 0 | 73.3307 | 0 | 0 | 0 | 8.0891 | 0
7014 | 293 | 20 | 10 | Monday | 5 | 2.584 | 0 | 33.8211 | 22.6634 | 20.5805 | 5.569 | 0 | 0.1461 | 11.88 | 0 | 89.0911 | 0 | 0 | 0 | 7.8911 | 0
7015 | 293 | 20 | 10 | Monday | 6 | 1.842 | 0 | 33.7721 | 44.2813 | 35.484 | 27.845 | 0 | 0.5312 | 15.12 | 0 | 129.1886 | 0 | 0 | 0 | 28.504 | 0
7016 | 293 | 20 | 10 | Monday | 7 | 1.089 | 0 | 33.7369 | 61.1578 | 46.6998 | 38.983 | 0 | 0.6646 | 15.12 | 0 | 157.3792 | 0 | 0 | 0 | 38.7994 | 0
7017 | 293 | 20 | 10 | Monday | 8 | 0.92 | 0 | 33.7237 | 69.3886 | 52.1343 | 44.552 | 0 | 0.6703 | 18.72 | 0.4742 | 174.637 | 0 | 0 | 0 | 44.5418 | 0
7018 | 293 | 20 | 10 | Monday | 9 | 0.92 | 0 | 33.7313 | 64.2901 | 52.8606 | 27.845 | 6.2627 | 0.5352 | 18.72 | 4.4769 | 170.1372 | 0 | 0 | 0 | 28.2083 | 0
7019 | 293 | 20 | 10 | Monday | 10 | 0.748 | 0.663 | 33.8273 | 56.0371 | 51.878 | 11.138 | 24.1758 | 0.2823 | 14.4 | 9.9336 | 157.1414 | 13.0378 | 0 | 0 | 11.3133 | 0
7020 | 293 | 20 | 10 | Monday | 11 | 0.279 | 6.713 | 33.9534 | 55.0872 | 51.878 | 11.138 | 32.91 | 0.5885 | 18.36 | 13.6178 | 167.127 | 21.772 | 0 | 0 | 10.1197 | 0
7021 | 293 | 20 | 10 | Monday | 12 | 0.032 | 12.092 | 33.9123 | 52.9085 | 51.1854 | 16.707 | 26.7556 | 0.9273 | 18.36 | 13.4256 | 170.3715 | 10.0486 | 0 | 0 | 13.6979 | 0
7022 | 293 | 20 | 10 | Monday | 13 | 0.169 | 11.643 | 33.9029 | 56.1708 | 51.878 | 16.707 | 7.5657 | 0.866 | 18.36 | 8.6126 | 173.7698 | 0 | 0 | 0 | 13.3276 | 0
7023 | 293 | 20 | 10 | Monday | 14 | 0.509 | 9.642 | 33.8366 | 59.775 | 51.878 | 5.569 | 0 | 0.5901 | 18.36 | 4.5195 | 174.8672 | 0 | 0 | 0 | 4.9048 | 0
7024 | 293 | 20 | 10 | Monday | 15 | 0.579 | 8.929 | 33.7559 | 62.2044 | 51.878 | 5.569 | 0 | 0.5539 | 18.36 | 3.3321 | 176.4091 | 0 | 0 | 0 | 4.996 | 0
7025 | 293 | 20 | 10 | Monday | 16 | 0.356 | 8.761 | 33.7657 | 66.9947 | 50.7246 | 22.276 | 0 | 0.7918 | 22.68 | 2.0694 | 184.4315 | 0 | 0 | 0 | 18.2204 | 0
7026 | 293 | 20 | 10 | Monday | 17 | 0.37 | 9.809 | 33.8668 | 59.6673 | 43.0931 | 27.845 | 0 | 0.9395 | 28.8 | 1.2304 | 176.9756 | 0 | 0 | 0 | 23.1109 | 0
7027 | 293 | 20 | 10 | Monday | 18 | 0.093 | 12.645 | 33.9257 | 65.4391 | 51.7393 | 38.983 | 0 | 1.2734 | 30.96 | 0.3244 | 197.014 | 0 | 0 | 0 | 32.6499 | 0
7028 | 293 | 20 | 10 | Monday | 19 | 0.182 | 12.18 | 33.9316 | 70.7204 | 57.1787 | 38.983 | 0 | 1.2641 | 25.2 | 0 | 201.4674 | 0 | 0 | 0 | 33.5183 | 0
7029 | 293 | 20 | 10 | Monday | 20 | 0.229 | 12.05 | 33.9322 | 75.2516 | 60.483 | 27.845 | 0 | 1.0843 | 25.2 | 0 | 208.9837 | 0 | 0 | 0 | 24.4838 | 0
7030 | 293 | 20 | 10 | Monday | 21 | 0.311 | 8.23 | 33.8783 | 69.495 | 55.4564 | 16.707 | 0 | 0.7034 | 25.2 | 0 | 193.6335 | 0 | 0 | 0 | 15.0311 | 0
7031 | 293 | 20 | 10 | Monday | 22 | 0.346 | 2.4 | 33.7294 | 49.7368 | 40.0199 | 11.138 | 0 | 0.3117 | 16.2 | 0 | 142.5934 | 0 | 0 | 0 | 10.227 | 0
7032 | 293 | 20 | 10 | Monday | 23 | 0.496 | 0.078 | 33.7907 | 26.9226 | 24.6242 | 11.138 | 0 | 0.2484 | 16.2 | 0 | 101.8701 | 0 | 0 | 0 | 10.4306 | 0
7033 | 294 | 21 | 10 | Tuesday | 0 | 0.704 | 0 | 33.8089 | 17.5343 | 18.3373 | 5.569 | 0 | 0.1054 | 14.4 | 0 | 84.1859 | 0 | 0 | 0 | 5.6894 | 0
7034 | 294 | 21 | 10 | Tuesday | 1 | 0.862 | 0 | 33.8274 | 14.6472 | 16.4006 | 5.569 | 0 | 0.1086 | 11.88 | 0 | 76.8639 | 0 | 0 | 0 | 5.8612 | 0
7035 | 294 | 21 | 10 | Tuesday | 2 | 0.894 | 0 | 33.9103 | 11.7686 | 14.464 | 5.569 | 0 | 0.1094 | 11.88 | 0 | 72.1324 | 0 | 0 | 0 | 5.9056 | 0
7036 | 294 | 21 | 10 | Tuesday | 3 | 0.846 | 0 | 33.9169 | 11.7686 | 14.464 | 5.569 | 0 | 0.1087 | 11.88 | 0 | 72.1383 | 0 | 0 | 0 | 5.8703 | 0
7037 | 294 | 21 | 10 | Tuesday | 4 | 0.863 | 0 | 33.9364 | 13.0128 | 14.464 | 5.569 | 0 | 0.1093 | 11.88 | 0 | 73.4025 | 0 | 0 | 0 | 5.9001 | 0
7038 | 294 | 21 | 10 | Tuesday | 5 | 0.789 | 0 | 33.92 | 22.6634 | 20.5805 | 5.569 | 0 | 0.1081 | 11.88 | 0 | 89.1521 | 0 | 0 | 0 | 5.8377 | 0
7039 | 294 | 21 | 10 | Tuesday | 6 | 0.654 | 0 | 33.7864 | 44.2813 | 35.484 | 27.845 | 0 | 0.4857 | 15.12 | 0 | 129.1574 | 0 | 0 | 0 | 26.0718 | 0
7040 | 294 | 21 | 10 | Tuesday | 7 | 0.279 | 0 | 33.7903 | 61.1578 | 46.6998 | 38.983 | 0 | 0.6636 | 15.12 | 0 | 157.4316 | 0 | 0 | 0 | 36.3314 | 0
7041 | 294 | 21 | 10 | Tuesday | 8 | 0.111 | 0 | 33.8189 | 69.4626 | 52.1343 | 44.552 | 0 | 0.6692 | 18.72 | 0.1634 | 174.8051 | 0 | 0 | 0 | 42.0037 | 0
7042 | 294 | 21 | 10 | Tuesday | 9 | 0.049 | 0 | 33.8272 | 71.8004 | 52.8606 | 27.845 | 0 | 0.4926 | 18.72 | 1.3511 | 177.7008 | 0 | 0 | 0 | 26.4712 | 0
7043 | 294 | 21 | 10 | Tuesday | 10 | 0.044 | 0.615 | 33.9584 | 67.3292 | 51.878 | 11.138 | 0 | 0.2296 | 14.4 | 2.3199 | 168.4603 | 0 | 0 | 0 | 10.6736 | 0
7044 | 294 | 21 | 10 | Tuesday | 11 | 0.054 | 6.663 | 34.0992 | 64.8049 | 51.878 | 11.138 | 0 | 0.5441 | 18.36 | 3.612 | 176.8923 | 0 | 0 | 0 | 10.7189 | 0
7045 | 294 | 21 | 10 | Tuesday | 12 | 0.069 | 11.795 | 34.0671 | 57.3178 | 51.1854 | 16.707 | 2.7835 | 0.9173 | 18.36 | 7.0978 | 174.6048 | 0 | 0 | 0 | 16.1107 | 0
7046 | 294 | 21 | 10 | Tuesday | 13 | 0.036 | 11.222 | 33.9843 | 56.0868 | 51.878 | 16.707 | 22.9389 | 0.9109 | 18.36 | 12.8402 | 173.357 | 6.2319 | 0 | 0 | 15.6961 | 0
7047 | 294 | 21 | 10 | Tuesday | 14 | 0.021 | 9.278 | 33.8662 | 55.1318 | 51.878 | 5.569 | 39.093 | 0.6312 | 18.36 | 16.8985 | 169.9016 | 33.524 | 0 | 0 | 4.8269 | 0
7048 | 294 | 21 | 10 | Tuesday | 15 | 0.035 | 8.368 | 33.8551 | 55.6761 | 51.878 | 5.569 | 15.966 | 0.54 | 18.36 | 12.049 | 169.3588 | 10.397 | 0 | 0 | 4.4751 | 0
7049 | 294 | 21 | 10 | Tuesday | 16 | 0.058 | 7.848 | 33.8504 | 59.6729 | 50.7246 | 22.276 | 0.0001 | 0.7346 | 22.68 | 6.1284 | 176.1496 | 0 | 0 | 0 | 17.7336 | 0
7050 | 294 | 21 | 10 | Tuesday | 17 | 0.361 | 8.561 | 33.8901 | 57.0567 | 43.0931 | 27.845 | 0 | 0.8689 | 28.8 | 3.361 | 172.9671 | 0 | 0 | 0 | 22.88 | 0
7051 | 294 | 21 | 10 | Tuesday | 18 | 0.771 | 11.273 | 33.9962 | 65.31 | 51.7393 | 38.983 | 0 | 1.207 | 30.96 | 0.7168 | 195.405 | 0 | 0 | 0 | 33.0386 | 0
7052 | 294 | 21 | 10 | Tuesday | 19 | 0.933 | 10.514 | 33.9892 | 70.7204 | 57.1787 | 38.983 | 0 | 1.1841 | 25.2 | 0 | 199.6437 | 0 | 0 | 0 | 34.0023 | 0
7053 | 294 | 21 | 10 | Tuesday | 20 | 0.969 | 10.285 | 33.944 | 75.2516 | 60.483 | 27.845 | 0 | 1.0004 | 25.2 | 0 | 207.0026 | 0 | 0 | 0 | 25.0475 | 0
7054 | 294 | 21 | 10 | Tuesday | 21 | 1.01 | 6.633 | 33.8682 | 69.495 | 55.4564 | 16.707 | 0 | 0.6307 | 25.2 | 0 | 191.8241 | 0 | 0 | 0 | 15.6293 | 0
7055 | 294 | 21 | 10 | Tuesday | 22 | 1.121 | 1.522 | 33.8796 | 49.7368 | 40.0199 | 11.138 | 0 | 0.2802 | 16.2 | 0 | 141.7628 | 0 | 0 | 0 | 10.9366 | 0
7056 | 294 | 21 | 10 | Tuesday | 23 | 2.341 | 0.028 | 33.8926 | 26.9226 | 24.6242 | 11.138 | 0 | 0.2282 | 16.2 | 0 | 101.8983 | 0 | 0 | 0 | 12.2112 | 0
7057 | 295 | 22 | 10 | Wednesday | 0 | 5.987 | 0 | 33.8431 | 17.5343 | 18.3373 | 5.569 | 0 | 0.2033 | 14.4 | 0 | 84.318 | 0 | 0 | 0 | 10.9407 | 0
7058 | 295 | 22 | 10 | Wednesday | 1 | 5.932 | 0 | 33.8824 | 14.6472 | 16.4006 | 5.569 | 0 | 0.2025 | 11.88 | 0 | 77.0128 | 0 | 0 | 0 | 10.8994 | 0
7059 | 295 | 22 | 10 | Wednesday | 2 | 6.107 | 0 | 33.9044 | 11.7686 | 14.464 | 5.569 | 0 | 0.206 | 11.88 | 0 | 72.2231 | 0 | 0 | 0 | 11.0879 | 0
7060 | 295 | 22 | 10 | Wednesday | 3 | 6.461 | 0 | 33.9131 | 11.7686 | 14.464 | 5.569 | 0 | 0.2129 | 11.88 | 0 | 72.2386 | 0 | 0 | 0 | 11.4544 | 0
7061 | 295 | 22 | 10 | Wednesday | 4 | 6.382 | 0 | 33.9326 | 13.0128 | 14.464 | 5.569 | 0 | 0.2116 | 11.88 | 0 | 73.501 | 0 | 0 | 0 | 11.3877 | 0
7062 | 295 | 22 | 10 | Wednesday | 5 | 5.978 | 0 | 33.8979 | 22.6634 | 20.5805 | 5.569 | 0 | 0.2043 | 11.88 | 0 | 89.2261 | 0 | 0 | 0 | 10.9968 | 0
7063 | 295 | 22 | 10 | Wednesday | 6 | 5.111 | 0 | 33.84 | 44.2813 | 35.484 | 27.845 | 0 | 0.569 | 15.12 | 0 | 129.2942 | 0 | 0 | 0 | 30.3836 | 0
7064 | 295 | 22 | 10 | Wednesday | 7 | 4.46 | 0 | 33.8138 | 61.1578 | 46.6998 | 38.983 | 0 | 0.6687 | 15.12 | 0 | 157.4601 | 0 | 0 | 0 | 40.3805 | 0
7065 | 295 | 22 | 10 | Wednesday | 8 | 3.982 | 0 | 33.8166 | 69.4617 | 52.1343 | 44.552 | 0 | 0.674 | 18.72 | 0.2465 | 174.8066 | 0 | 0 | 0 | 45.7251 | 0
7066 | 295 | 22 | 10 | Wednesday | 9 | 3.333 | 0 | 33.8127 | 69.9938 | 52.8606 | 27.845 | 0 | 0.5539 | 18.72 | 2.365 | 175.9409 | 0 | 0 | 0 | 29.6419 | 0
7067 | 295 | 22 | 10 | Wednesday | 10 | 3.427 | 0 | 33.9141 | 62.2659 | 51.878 | 11.138 | 0 | 0.2604 | 14.4 | 5.726 | 162.7185 | 0 | 0 | 0 | 14.0127 | 0
7068 | 295 | 22 | 10 | Wednesday | 11 | 3.257 | 4.792 | 33.989 | 60.2217 | 51.878 | 11.138 | 0.9475 | 0.5043 | 18.36 | 7.2051 | 170.1349 | 0 | 0 | 0 | 13.866 | 0
7069 | 295 | 22 | 10 | Wednesday | 12 | 3.32 | 11.386 | 34.002 | 60.8834 | 51.1854 | 16.707 | 0 | 0.9532 | 18.36 | 5.677 | 177.6984 | 0 | 0 | 0 | 19.282 | 0
7070 | 295 | 22 | 10 | Wednesday | 13 | 3.27 | 10.164 | 33.937 | 58.9201 | 51.878 | 16.707 | 0.0369 | 0.8861 | 18.36 | 6.337 | 174.974 | 0 | 0 | 0 | 19.3063 | 0
7071 | 295 | 22 | 10 | Wednesday | 14 | 3.189 | 8.261 | 33.8842 | 56.0762 | 51.878 | 5.569 | 4.1677 | 0.5906 | 18.36 | 8.4205 | 169.7231 | 0 | 0 | 0 | 8.5332 | 0
7072 | 295 | 22 | 10 | Wednesday | 15 | 3.075 | 7.343 | 33.877 | 56.1777 | 51.878 | 5.569 | 16.8014 | 0.5579 | 18.36 | 10.6716 | 168.7916 | 11.2324 | 0 | 0 | 8.2933 | 0
7073 | 295 | 22 | 10 | Wednesday | 16 | 2.936 | 7.116 | 33.8385 | 58.8454 | 50.7246 | 22.276 | 16.4387 | 0.8197 | 22.68 | 9.4456 | 174.6046 | 0 | 0 | 0 | 22.949 | 0
7074 | 295 | 22 | 10 | Wednesday | 17 | 3.718 | 7.669 | 33.8343 | 55.5327 | 43.0931 | 27.845 | 0.6577 | 0.9294 | 28.8 | 3.8831 | 170.484 | 0 | 0 | 0 | 28.5305 | 0
7075 | 295 | 22 | 10 | Wednesday | 18 | 3.391 | 10.263 | 33.8687 | 65.1662 | 51.7393 | 38.983 | 0 | 1.1993 | 30.96 | 0.5714 | 194.0334 | 0 | 0 | 0 | 38.6881 | 0
7076 | 295 | 22 | 10 | Wednesday | 19 | 2.984 | 9.733 | 33.8414 | 70.7204 | 57.1787 | 38.983 | 0 | 1.1704 | 25.2 | 0 | 198.6372 | 0 | 0 | 0 | 38.8441 | 0
7077 | 295 | 22 | 10 | Wednesday | 20 | 2.847 | 9.546 | 33.8601 | 75.2516 | 60.483 | 27.845 | 0 | 1.0303 | 25.2 | 0 | 206.149 | 0 | 0 | 0 | 28.744 | 0
7078 | 295 | 22 | 10 | Wednesday | 21 | 2.973 | 6.164 | 33.7788 | 69.495 | 55.4564 | 16.707 | 0 | 0.6623 | 25.2 | 0 | 191.2588 | 0 | 0 | 0 | 18.6314 | 0
7079 | 295 | 22 | 10 | Wednesday | 22 | 3.473 | 1.175 | 33.7945 | 49.7368 | 40.0199 | 11.138 | 0 | 0.3189 | 16.2 | 0 | 141.3412 | 0 | 0 | 0 | 13.9602 | 0
7080 | 295 | 22 | 10 | Wednesday | 23 | 5.731 | 0.02 | 33.8111 | 26.9226 | 24.6242 | 11.138 | 0 | 0.3037 | 16.2 | 0 | 101.8836 | 0 | 0 | 0 | 16.2555 | 0
7081 | 296 | 23 | 10 | Thursday | 0 | 7.463 | 0 | 33.8491 | 17.5343 | 18.3373 | 5.569 | 0 | 0.2371 | 14.4 | 0 | 84.3577 | 0 | 0 | 0 | 12.7379 | 0
7082 | 296 | 23 | 10 | Thursday | 1 | 7.555 | 0 | 33.8822 | 14.6472 | 16.4006 | 5.569 | 0 | 0.2389 | 11.88 | 0 | 77.049 | 0 | 0 | 0 | 12.8396 | 0
7083 | 296 | 23 | 10 | Thursday | 2 | 8.241 | 0 | 33.9168 | 11.7686 | 14.464 | 5.569 | 0 | 0.2521 | 11.88 | 0 | 72.2816 | 0 | 0 | 0 | 13.5341 | 0
7084 | 296 | 23 | 10 | Thursday | 3 | 9.9 | 0 | 33.9753 | 11.7686 | 14.464 | 5.569 | 0 | 0.2839 | 11.88 | 0 | 72.3718 | 0 | 0 | 0 | 15.2016 | 0
7085 | 296 | 23 | 10 | Thursday | 4 | 10.04 | 0 | 33.9934 | 13.0128 | 14.464 | 5.569 | 0 | 0.2867 | 11.88 | 0 | 73.6369 | 0 | 0 | 0 | 15.3503 | 0
7086 | 296 | 23 | 10 | Thursday | 5 | 9.256 | 0 | 33.9613 | 22.6634 | 20.5805 | 5.569 | 0 | 0.2719 | 11.88 | 0 | 89.3572 | 0 | 0 | 0 | 14.5745 | 0
7087 | 296 | 23 | 10 | Thursday | 6 | 7.582 | 0 | 33.8039 | 44.2813 | 35.484 | 27.845 | 0 | 0.6439 | 15.12 | 0 | 129.3332 | 0 | 0 | 0 | 34.304 | 0
7088 | 296 | 23 | 10 | Thursday | 7 | 6.72 | 0 | 33.7792 | 61.1578 | 46.6998 | 38.983 | 0 | 0.6715 | 15.12 | 0 | 157.4282 | 0 | 0 | 0 | 44.5811 | 0
7089 | 296 | 23 | 10 | Thursday | 8 | 5.995 | 0 | 33.7934 | 69.4073 | 52.1343 | 44.552 | 0 | 0.6765 | 18.72 | 0.5208 | 174.7316 | 0 | 0 | 0 | 49.7589 | 0
7090 | 296 | 23 | 10 | Thursday | 9 | 5.219 | 0 | 33.8099 | 66.1654 | 52.8606 | 27.845 | 4.414 | 0.6174 | 18.72 | 5.4404 | 172.1732 | 0 | 0 | 0 | 32.6018 | 0
7091 | 296 | 23 | 10 | Thursday | 10 | 4.833 | 0 | 33.9453 | 58.7192 | 51.878 | 11.138 | 19.9631 | 0.3204 | 14.4 | 10.2843 | 159.2628 | 8.8251 | 0 | 0 | 15.5107 | 0
7092 | 296 | 23 | 10 | Thursday | 11 | 4.091 | 4.595 | 34.0103 | 56.951 | 51.878 | 11.138 | 28.0883 | 0.5436 | 18.36 | 13.2584 | 166.7122 | 16.9503 | 0 | 0 | 14.1769 | 0
7093 | 296 | 23 | 10 | Thursday | 12 | 3.55 | 9.909 | 34.0372 | 53.2685 | 51.1854 | 16.707 | 39.6074 | 0.9054 | 18.36 | 17.1235 | 168.4731 | 22.9004 | 0 | 0 | 17.5048 | 0
7094 | 296 | 23 | 10 | Thursday | 13 | 2.966 | 9.809 | 33.8591 | 54.1697 | 51.878 | 16.707 | 59.5477 | 0.8848 | 18.36 | 22.7498 | 169.7606 | 42.8407 | 0 | 0 | 15.1317 | 0
7095 | 296 | 23 | 10 | Thursday | 14 | 2.751 | 8.427 | 33.8384 | 54.6826 | 51.878 | 5.569 | 52.0409 | 0.6306 | 18.36 | 22.1116 | 168.5038 | 46.4719 | 0 | 0 | 6.1041 | 0
7096 | 296 | 23 | 10 | Thursday | 15 | 2.567 | 7.707 | 33.8255 | 55.4943 | 51.878 | 5.569 | 23.5663 | 0.5356 | 18.36 | 16.2377 | 168.4283 | 17.9973 | 0 | 0 | 5.4565 | 0
7097 | 296 | 23 | 10 | Thursday | 16 | 2.54 | 7.325 | 33.7968 | 58.7662 | 50.7246 | 22.276 | 1.5453 | 0.6416 | 22.68 | 9.5324 | 174.5311 | 0 | 0 | 0 | 13.9395 | 0
7098 | 296 | 23 | 10 | Thursday | 17 | 3.106 | 8.037 | 33.8034 | 57.3708 | 43.0931 | 27.845 | 0 | 0.7575 | 28.8 | 3.4359 | 172.517 | 0 | 0 | 0 | 18.1895 | 0
7099 | 296 | 23 | 10 | Thursday | 18 | 2.746 | 10.675 | 33.8982 | 65.3907 | 51.7393 | 38.983 | 0 | 1.0362 | 30.96 | 0.5064 | 194.5692 | 0 | 0 | 0 | 25.3354 | 0
7100 | 296 | 23 | 10 | Thursday | 19 | 2.243 | 10.049 | 33.8921 | 70.7204 | 57.1787 | 38.983 | 0 | 1.0222 | 25.2 | 0 | 198.882 | 0 | 0 | 0 | 26.4253 | 0
7101 | 296 | 23 | 10 | Thursday | 20 | 2.256 | 9.773 | 33.9135 | 75.2516 | 60.483 | 27.845 | 0 | 0.8898 | 25.2 | 0 | 206.3076 | 0 | 0 | 0 | 20.435 | 0
7102 | 296 | 23 | 10 | Thursday | 21 | 2.94 | 6.157 | 33.7838 | 69.495 | 55.4564 | 16.707 | 0 | 0.5805 | 25.2 | 0 | 191.174 | 0 | 0 | 0 | 14.1899 | 0
7103 | 296 | 23 | 10 | Thursday | 22 | 3.621 | 1.143 | 33.7947 | 49.7368 | 40.0199 | 11.138 | 0 | 0.2678 | 16.2 | 0 | 141.2553 | 0 | 0 | 0 | 11.2595 | 0
7104 | 296 | 23 | 10 | Thursday | 23 | 6.049 | 0.018 | 33.7922 | 26.9226 | 24.6242 | 11.138 | 0 | 0.2585 | 16.2 | 0 | 101.8165 | 0 | 0 | 0 | 13.7949 | 0
7105 | 297 | 24 | 10 | Friday | 0 | 6.804 | 0 | 33.8499 | 17.5343 | 18.3373 | 5.569 | 0 | 0.1994 | 14.4 | 0 | 84.3209 | 0 | 0 | 0 | 10.7163 | 0
7106 | 297 | 24 | 10 | Friday | 1 | 7.872 | 0 | 33.881 | 14.6472 | 16.4006 | 5.569 | 0 | 0.2201 | 11.88 | 0 | 77.029 | 0 | 0 | 0 | 11.8114 | 0
7107 | 297 | 24 | 10 | Friday | 2 | 9.009 | 0 | 33.9446 | 11.7686 | 14.464 | 5.569 | 0 | 0.2422 | 11.88 | 0 | 72.2994 | 0 | 0 | 0 | 12.9747 | 0
7108 | 297 | 24 | 10 | Friday | 3 | 10.652 | 0 | 34.0376 | 11.7686 | 14.464 | 5.569 | 0 | 0.2739 | 11.88 | 0 | 72.4241 | 0 | 0 | 0 | 14.6426 | 0
7109 | 297 | 24 | 10 | Friday | 4 | 11.197 | 0 | 34.086 | 13.0128 | 14.464 | 5.569 | 0 | 0.2848 | 11.88 | 0 | 73.7276 | 0 | 0 | 0 | 15.2138 | 0
7110 | 297 | 24 | 10 | Friday | 5 | 10.634 | 0 | 34.0312 | 22.6634 | 20.5805 | 5.569 | 0 | 0.2745 | 11.88 | 0 | 89.4296 | 0 | 0 | 0 | 14.6757 | 0
7111 | 297 | 24 | 10 | Friday | 6 | 8.575 | 0 | 33.8924 | 44.2813 | 35.484 | 27.845 | 0 | 0.5496 | 15.12 | 0 | 129.3273 | 0 | 0 | 0 | 29.1411 | 0
7112 | 297 | 24 | 10 | Friday | 7 | 6.83 | 0 | 33.7969 | 61.1578 | 46.6998 | 38.983 | 0 | 0.6716 | 15.12 | 0 | 157.4461 | 0 | 0 | 0 | 36.5711 | 0
7113 | 297 | 24 | 10 | Friday | 8 | 6.278 | 0 | 33.8047 | 69.4503 | 52.1343 | 44.552 | 0 | 0.6769 | 18.72 | 0.4342 | 174.7862 | 0 | 0 | 0 | 41.5632 | 0
7114 | 297 | 24 | 10 | Friday | 9 | 5.706 | 0 | 33.8313 | 68.7493 | 52.8606 | 27.845 | 0.9329 | 0.5335 | 18.72 | 5.1748 | 174.6946 | 0 | 0 | 0 | 28.3225 | 0
7115 | 297 | 24 | 10 | Friday | 10 | 5.317 | 0 | 33.9808 | 59.9306 | 51.878 | 11.138 | 38.4978 | 0.3237 | 14.4 | 16.1374 | 160.5131 | 27.3598 | 0 | 0 | 14.0852 | 0
7116 | 297 | 24 | 10 | Friday | 11 | 4.395 | 4.473 | 34.0532 | 57.946 | 51.878 | 11.138 | 82.8664 | 0.5771 | 18.36 | 27.4218 | 167.652 | 71.7284 | 0 | 0 | 11.6346 | 0
7117 | 297 | 24 | 10 | Friday | 12 | 3.779 | 10.65 | 34.0471 | 53.5828 | 51.1854 | 16.707 | 99.712 | 0.9255 | 18.36 | 33.6658 | 169.6196 | 83.005 | 0 | 0 | 11.2753 | 0
7118 | 297 | 24 | 10 | Friday | 13 | 3.077 | 9.962 | 33.9286 | 54.2557 | 51.878 | 16.707 | 94.0805 | 0.8018 | 18.36 | 34.7546 | 169.9984 | 77.3735 | 0 | 0 | 7.1794 | 0
7119 | 297 | 24 | 10 | Friday | 14 | 2.747 | 8.561 | 33.85 | 54.7966 | 51.878 | 5.569 | 70.5051 | 0.6128 | 18.36 | 31.2976 | 168.7565 | 64.9361 | 0 | 0 | 3.152 | 0
7120 | 297 | 24 | 10 | Friday | 15 | 2.565 | 7.847 | 33.8291 | 55.7218 | 51.878 | 5.569 | 33.4324 | 0.4929 | 18.36 | 23.8785 | 168.7686 | 27.8634 | 0 | 0 | 2.5652 | 0
7121 | 297 | 24 | 10 | Friday | 16 | 2.482 | 7.508 | 33.7943 | 59.1589 | 50.7246 | 22.276 | 1.5825 | 0.4287 | 22.68 | 13.0309 | 174.9066 | 0 | 0 | 0 | 2.4819 | 0
7122 | 297 | 24 | 10 | Friday | 17 | 3.081 | 8.001 | 33.8037 | 56.6096 | 43.0931 | 27.845 | 0 | 0.4884 | 28.8 | 2.8655 | 171.4476 | 0 | 0 | 0 | 3.743 | 0
7123 | 297 | 24 | 10 | Friday | 18 | 2.941 | 10.394 | 33.8986 | 65.2856 | 51.7393 | 38.983 | 0 | 0.6804 | 30.96 | 0.5057 | 193.8049 | 0 | 0 | 0 | 6.7359 | 0
7124 | 297 | 24 | 10 | Friday | 19 | 2.483 | 9.784 | 33.8852 | 70.7204 | 57.1787 | 38.983 | 0 | 0.6967 | 25.2 | 0 | 198.2629 | 0 | 0 | 0 | 9.4046 | 0
7125 | 297 | 24 | 10 | Friday | 20 | 2.201 | 9.594 | 33.9042 | 75.2516 | 60.483 | 27.845 | 0 | 0.6695 | 25.2 | 0 | 205.8842 | 0 | 0 | 0 | 8.9226 | 0
7126 | 297 | 24 | 10 | Friday | 21 | 2.355 | 6.192 | 33.7948 | 69.495 | 55.4564 | 16.707 | 0 | 0.4516 | 25.2 | 0 | 191.0947 | 0 | 0 | 0 | 7.0606 | 0
7127 | 297 | 24 | 10 | Friday | 22 | 3.025 | 1.2 | 33.7896 | 49.7368 | 40.0199 | 11.138 | 0 | 0.182 | 16.2 | 0 | 141.2265 | 0 | 0 | 0 | 6.4335 | 0
7128 | 297 | 24 | 10 | Friday | 23 | 5.907 | 0.016 | 33.7986 | 26.9226 | 24.6242 | 11.138 | 0 | 0.1797 | 16.2 | 0 | 101.7429 | 0 | 0 | 0 | 9.5282 | 0
7129 | 298 | 25 | 10 | Saturday | 0 | 7.976 | 0 | 33.8403 | 18.3332 | 19.1419 | 5.569 | 0 | 0.1841 | 15.84 | 0 | 87.3396 | 0 | 0 | 0 | 9.8649 | 0
7130 | 298 | 25 | 10 | Saturday | 1 | 8.688 | 0 | 33.8911 | 17.5283 | 18.3373 | 5.569 | 0 | 0.1985 | 12.6 | 0 | 82.5552 | 0 | 0 | 0 | 10.6303 | 0
7131 | 298 | 25 | 10 | Saturday | 2 | 10.991 | 0 | 34.0737 | 11.771 | 14.464 | 5.569 | 0 | 0.2432 | 12.6 | 0 | 73.152 | 0 | 0 | 0 | 12.985 | 0
7132 | 298 | 25 | 10 | Saturday | 3 | 12.386 | 0 | 34.1359 | 11.771 | 14.464 | 5.569 | 0 | 0.2708 | 12.6 | 0 | 73.2418 | 0 | 0 | 0 | 14.4312 | 0
7133 | 298 | 25 | 10 | Saturday | 4 | 13.143 | 0 | 34.2039 | 11.771 | 14.464 | 5.569 | 0 | 0.2863 | 12.6 | 0 | 73.3252 | 0 | 0 | 0 | 15.2394 | 0
7134 | 298 | 25 | 10 | Saturday | 5 | 14.395 | 0 | 34.3757 | 13.0152 | 14.464 | 5.569 | 0 | 0.3114 | 12.6 | 0 | 74.7663 | 0 | 0 | 0 | 16.5413 | 0
7135 | 298 | 25 | 10 | Saturday | 6 | 17.357 | 0 | 34.1799 | 30.2702 | 24.9086 | 27.845 | 0 | 0.5515 | 14.4 | 0 | 104.3103 | 0 | 0 | 0 | 28.7837 | 0
7136 | 298 | 25 | 10 | Saturday | 7 | 16.13 | 0 | 34.2447 | 33.0666 | 26.405 | 38.983 | 0 | 0.6534 | 11.52 | 0 | 105.8896 | 0 | 0 | 0 | 33.961 | 0
7137 | 298 | 25 | 10 | Saturday | 8 | 13.247 | 0 | 34.1093 | 46.0255 | 37.4339 | 44.552 | 0 | 0.6833 | 16.2 | 0.4685 | 134.452 | 0 | 0 | 0 | 36.0438 | 0
7138 | 298 | 25 | 10 | Saturday | 9 | 11.93 | 0 | 34.1224 | 39.9361 | 37.9057 | 27.845 | 0.1186 | 0.5206 | 16.2 | 6.1896 | 128.6848 | 0 | 0 | 0 | 27.3845 | 0
7139 | 298 | 25 | 10 | Saturday | 10 | 9.802 | 0 | 34.2479 | 32.9852 | 37.2508 | 11.138 | 33.1259 | 0.3512 | 15.12 | 18.136 | 119.955 | 21.9879 | 0 | 0 | 15.9076 | 0
7140 | 298 | 25 | 10 | Saturday | 11 | 6.971 | 3.021 | 34.0958 | 30.969 | 35.3135 | 11.138 | 64.7551 | 0.4798 | 21.6 | 26.6669 | 125.7258 | 53.6171 | 0 | 0 | 11.8911 | 0
7141 | 298 | 25 | 10 | Saturday | 12 | 5.547 | 3.234 | 34.0457 | 27.7247 | 34.2247 | 16.707 | 64.2828 | 0.4683 | 23.4 | 28.7339 | 123.3607 | 47.5758 | 0 | 0 | 10.6995 | 0
7142 | 298 | 25 | 10 | Saturday | 13 | 4.878 | 3.701 | 34.132 | 27.3084 | 33.0722 | 16.707 | 51.0735 | 0.4268 | 23.4 | 27.6039 | 122.3415 | 34.3665 | 0 | 0 | 8.2846 | 0
7143 | 298 | 25 | 10 | Saturday | 14 | 4.852 | 4.066 | 34.1131 | 27.1517 | 33.0722 | 5.569 | 38.6845 | 0.3715 | 23.4 | 25.4071 | 122.5056 | 33.1155 | 0 | 0 | 5.5192 | 0
7144 | 298 | 25 | 10 | Saturday | 15 | 4.903 | 3.99 | 34.0801 | 29.1751 | 33.0722 | 5.569 | 10.1467 | 0.3186 | 23.4 | 18.3613 | 124.3606 | 4.5777 | 0 | 0 | 5.3151 | 0
7145 | 298 | 25 | 10 | Saturday | 16 | 5.03 | 3.994 | 34.077 | 32.483 | 33.0722 | 22.276 | 0 | 0.3435 | 23.4 | 8.5812 | 127.6949 | 0 | 0 | 0 | 7.2293 | 0
7146 | 298 | 25 | 10 | Saturday | 17 | 5.346 | 3.715 | 34.0775 | 34.4388 | 32.9581 | 27.845 | 0 | 0.3749 | 27 | 2.3266 | 132.8672 | 0 | 0 | 0 | 9.5563 | 0
7147 | 298 | 25 | 10 | Saturday | 18 | 4.227 | 9.101 | 33.9104 | 55.584 | 46.5147 | 38.983 | 0 | 0.7229 | 28.8 | 0.3961 | 175.3756 | 0 | 0 | 0 | 12.6662 | 0
7148 | 298 | 25 | 10 | Saturday | 19 | 3.627 | 9.873 | 33.9025 | 61.3403 | 50.3878 | 38.983 | 0 | 0.801 | 28.8 | 0 | 185.9095 | 0 | 0 | 0 | 14.8134 | 0
7149 | 298 | 25 | 10 | Saturday | 20 | 3.664 | 8.324 | 33.8715 | 61.3343 | 50.3878 | 27.845 | 0 | 0.6815 | 27 | 0 | 182.2772 | 0 | 0 | 0 | 13.2161 | 0
7150 | 298 | 25 | 10 | Saturday | 21 | 3.679 | 7.369 | 33.825 | 61.3343 | 50.3878 | 16.707 | 0 | 0.5674 | 27 | 0 | 181.084 | 0 | 0 | 0 | 10.0011 | 0
7151 | 298 | 25 | 10 | Saturday | 22 | 4.027 | 2.332 | 33.7234 | 49.2003 | 40.077 | 11.138 | 0 | 0.2774 | 19.8 | 0 | 145.6005 | 0 | 0 | 0 | 8.4804 | 0
7152 | 298 | 25 | 10 | Saturday | 23 | 5.852 | 0.067 | 33.7703 | 28.1779 | 24.6242 | 11.138 | 0 | 0.251 | 19.8 | 0 | 106.6963 | 0 | 0 | 0 | 10.4925 | 0
7153 | 299 | 26 | 10 | Sunday | 0 | 7.027 | 0 | 33.7453 | 24.1043 | 23.0149 | 5.569 | 0 | 0.1755 | 19.8 | 0 | 100.84 | 0 | 0 | 0 | 9.4162 | 0
7154 | 299 | 26 | 10 | Sunday | 1 | 7.078 | 0 | 33.759 | 23.3102 | 22.2101 | 5.569 | 0 | 0.1773 | 19.8 | 0 | 99.2567 | 0 | 0 | 0 | 9.5132 | 0
7155 | 299 | 26 | 10 | Sunday | 2 | 7.677 | 0 | 33.7987 | 17.5379 | 18.3373 | 5.569 | 0 | 0.1894 | 15.48 | 0 | 85.3433 | 0 | 0 | 0 | 10.158 | 0
7156 | 299 | 26 | 10 | Sunday | 3 | 8.079 | 0 | 33.8511 | 17.5379 | 18.3373 | 5.569 | 0 | 0.1979 | 15.48 | 0 | 85.4041 | 0 | 0 | 0 | 10.6057 | 0
7157 | 299 | 26 | 10 | Sunday | 4 | 8.226 | 0 | 33.919 | 17.5379 | 18.3373 | 5.569 | 0 | 0.2014 | 15.48 | 0 | 85.4756 | 0 | 0 | 0 | 10.797 | 0
7158 | 299 | 26 | 10 | Sunday | 5 | 8.465 | 0 | 33.9717 | 18.7817 | 18.3373 | 5.569 | 0 | 0.2068 | 15.48 | 0 | 86.7774 | 0 | 0 | 0 | 11.0798 | 0
7159 | 299 | 26 | 10 | Sunday | 6 | 8.461 | 0 | 33.8315 | 26.931 | 24.6242 | 27.845 | 0 | 0.42 | 18.72 | 0 | 104.5267 | 0 | 0 | 0 | 22.1492 | 0
7160 | 299 | 26 | 10 | Sunday | 7 | 7.368 | 0 | 33.7826 | 34.2491 | 29.9942 | 38.983 | 0 | 0.5379 | 18.72 | 0 | 117.2838 | 0 | 0 | 0 | 28.1407 | 0
7161 | 299 | 26 | 10 | Sunday | 8 | 7.156 | 0 | 33.7833 | 37.4418 | 33.2132 | 44.552 | 0 | 0.6334 | 23.4 | 0.2174 | 128.4717 | 0 | 0 | 0 | 33.0151 | 0
7162 | 299 | 26 | 10 | Sunday | 9 | 7.062 | 0 | 33.7962 | 31.0224 | 29.3396 | 27.845 | 0 | 0.4584 | 23.4 | 1.9588 | 118.0166 | 0 | 0 | 0 | 24.2883 | 0
7163 | 299 | 26 | 10 | Sunday | 10 | 6.526 | 0 | 33.7716 | 29.9657 | 32.5586 | 11.138 | 0 | 0.2548 | 19.08 | 4.8653 | 115.6306 | 0 | 0 | 0 | 13.6336 | 0
7164 | 299 | 26 | 10 | Sunday | 11 | 6.191 | 0 | 33.7991 | 25.7317 | 32.5586 | 11.138 | 0 | 0.2507 | 21.6 | 7.9741 | 113.94 | 0 | 0 | 0 | 13.4203 | 0
7165 | 299 | 26 | 10 | Sunday | 12 | 5.113 | 0 | 33.8046 | 23.9997 | 33.0367 | 16.707 | 7.8479 | 0.3136 | 19.08 | 12.1514 | 110.2346 | 0 | 0 | 0 | 16.0921 | 0
7166 | 299 | 26 | 10 | Sunday | 13 | 4.743 | 0 | 33.8931 | 19.6403 | 29.1634 | 16.707 | 27.931 | 0.3299 | 18.36 | 16.4538 | 101.3866 | 11.224 | 0 | 0 | 15.2572 | 0
7167 | 299 | 26 | 10 | Sunday | 14 | 4.285 | 0 | 33.9576 | 19.3345 | 29.1634 | 5.569 | 26.1534 | 0.1805 | 18 | 16.3191 | 100.636 | 20.5844 | 0 | 0 | 7.4795 | 0
7168 | 299 | 26 | 10 | Sunday | 15 | 4.362 | 0 | 33.963 | 19.7961 | 29.1634 | 5.569 | 8.5049 | 0.1503 | 15.84 | 12.3891 | 98.9128 | 2.9359 | 0 | 0 | 7.3581 | 0
7169 | 299 | 26 | 10 | Sunday | 16 | 4.785 | 0 | 33.9726 | 21.6192 | 27.5539 | 22.276 | 0 | 0.3201 | 23.04 | 6.7424 | 106.5057 | 0 | 0 | 0 | 17.0113 | 0
7170 | 299 | 26 | 10 | Sunday | 17 | 5.132 | 0 | 33.8654 | 25.226 | 26.399 | 27.845 | 0 | 0.4002 | 22.32 | 2.5392 | 108.2105 | 0 | 0 | 0 | 21.2046 | 0
7171 | 299 | 26 | 10 | Sunday | 18 | 4.733 | 0 | 33.7652 | 43.9392 | 38.0184 | 38.983 | 0 | 0.544 | 23.4 | 0.4936 | 139.6668 | 0 | 0 | 0 | 28.6103 | 0
7172 | 299 | 26 | 10 | Sunday | 19 | 3.989 | 0 | 33.7733 | 55.5005 | 45.7644 | 38.983 | 0 | 0.5567 | 22.68 | 0 | 158.275 | 0 | 0 | 0 | 29.3532 | 0
7173 | 299 | 26 | 10 | Sunday | 20 | 3.936 | 0 | 33.8789 | 60.0165 | 49.6381 | 27.845 | 0 | 0.43 | 22.68 | 0 | 166.6435 | 0 | 0 | 0 | 22.8997 | 0
7174 | 299 | 26 | 10 | Sunday | 21 | 4.349 | 0 | 33.7799 | 48.5011 | 41.8913 | 16.707 | 0 | 0.2996 | 22.68 | 0 | 147.1519 | 0 | 0 | 0 | 16.0472 | 0
7175 | 299 | 26 | 10 | Sunday | 22 | 4.799 | 0 | 33.7597 | 40.3665 | 35.5897 | 11.138 | 0 | 0.2371 | 14.4 | 0 | 124.353 | 0 | 0 | 0 | 12.7264 | 0
7176 | 299 | 26 | 10 | Sunday | 23 | 5.462 | 0 | 33.7861 | 25.6748 | 24.6242 | 11.138 | 0 | 0.2515 | 14.4 | 0 | 98.7366 | 0 | 0 | 0 | 13.4905 | 0
7177 | 300 | 27 | 10 | Monday | 0 | 6.376 | 0 | 33.8153 | 17.5343 | 18.3373 | 5.569 | 0 | 0.1939 | 14.4 | 0 | 84.2808 | 0 | 0 | 0 | 10.4274 | 0
7178 | 300 | 27 | 10 | Monday | 1 | 7.365 | 0 | 33.8025 | 14.6472 | 16.4006 | 5.569 | 0 | 0.213 | 11.88 | 0 | 76.9433 | 0 | 0 | 0 | 11.441 | 0
7179 | 300 | 27 | 10 | Monday | 2 | 7.381 | 0 | 33.8111 | 11.7686 | 14.464 | 5.569 | 0 | 0.2137 | 11.88 | 0 | 72.1375 | 0 | 0 | 0 | 11.4821 | 0
7180 | 300 | 27 | 10 | Monday | 3 | 7.486 | 0 | 33.8626 | 11.7686 | 14.464 | 5.569 | 0 | 0.2161 | 11.88 | 0 | 72.1914 | 0 | 0 | 0 | 11.6109 | 0
7181 | 300 | 27 | 10 | Monday | 4 | 7.007 | 0 | 33.8934 | 13.0128 | 14.464 | 5.569 | 0 | 0.2076 | 11.88 | 0 | 73.4578 | 0 | 0 | 0 | 11.1557 | 0
7182 | 300 | 27 | 10 | Monday | 5 | 6.1 | 0 | 33.8218 | 22.6634 | 20.5805 | 5.569 | 0 | 0.191 | 11.88 | 0 | 89.1368 | 0 | 0 | 0 | 10.2726 | 0
7183 | 300 | 27 | 10 | Monday | 6 | 4.541 | 0 | 33.7675 | 44.2813 | 35.484 | 27.845 | 0 | 0.483 | 15.12 | 0 | 129.1358 | 0 | 0 | 0 | 25.7372 | 0
7184 | 300 | 27 | 10 | Monday | 7 | 3.48 | 0 | 33.7524 | 61.1578 | 46.6998 | 38.983 | 0 | 0.6424 | 15.12 | 0 | 157.3723 | 0 | 0 | 0 | 34.0238 | 0
7185 | 300 | 27 | 10 | Monday | 8 | 3.081 | 0 | 33.7315 | 69.4626 | 52.1343 | 44.552 | 0 | 0.673 | 18.72 | 0.107 | 174.7216 | 0 | 0 | 0 | 39.1928 | 0
7186 | 300 | 27 | 10 | Monday | 9 | 2.841 | 0 | 33.7307 | 71.8143 | 52.8606 | 27.845 | 0 | 0.4859 | 18.72 | 0.9151 | 177.6115 | 0 | 0 | 0 | 25.9535 | 0
7187 | 300 | 27 | 10 | Monday | 10 | 3.316 | 0 | 33.8294 | 66.764 | 51.878 | 11.138 | 0 | 0.2359 | 14.4 | 2.1268 | 167.1073 | 0 | 0 | 0 | 12.6774 | 0
7188 | 300 | 27 | 10 | Monday | 11 | 3.316 | 4.403 | 33.9824 | 65.1219 | 51.878 | 11.138 | 0 | 0.4623 | 18.36 | 2.9952 | 174.567 | 0 | 0 | 0 | 12.7446 | 0
7189 | 300 | 27 | 10 | Monday | 12 | 3.129 | 12.184 | 33.9662 | 61.8527 | 51.1854 | 16.707 | 0 | 0.9614 | 18.36 | 3.9621 | 179.5038 | 0 | 0 | 0 | 17.3904 | 0
7190 | 300 | 27 | 10 | Monday | 13 | 2.811 | 10.801 | 33.9234 | 60.614 | 51.878 | 16.707 | 0.4495 | 0.882 | 18.36 | 5.9009 | 177.3386 | 0 | 0 | 0 | 17.2068 | 0
7191 | 300 | 27 | 10 | Monday | 14 | 2.491 | 8.829 | 33.7935 | 57.8982 | 51.878 | 5.569 | 5.9974 | 0.6004 | 18.36 | 8.1333 | 172.0792 | 0.4284 | 0 | 0 | 7.279 | 0
7192 | 300 | 27 | 10 | Monday | 15 | 2.167 | 8.089 | 33.75 | 58.3147 | 51.878 | 5.569 | 5.901 | 0.5538 | 18.36 | 8.0756 | 171.6046 | 0.332 | 0 | 0 | 6.8845 | 0
7193 | 300 | 27 | 10 | Monday | 16 | 1.96 | 7.803 | 33.7326 | 62.6803 | 50.7246 | 22.276 | 0.3485 | 0.791 | 22.68 | 5.1915 | 179.0474 | 0 | 0 | 0 | 20.8441 | 0
7194 | 300 | 27 | 10 | Monday | 17 | 2.284 | 8.338 | 33.8071 | 59.0031 | 43.0931 | 27.845 | 0 | 0.9202 | 28.8 | 1.9655 | 174.641 | 0 | 0 | 0 | 26.2305 | 0
7195 | 300 | 27 | 10 | Monday | 18 | 1.498 | 11.154 | 33.9007 | 65.4399 | 51.7393 | 38.983 | 0 | 1.2446 | 30.96 | 0.3442 | 195.3482 | 0 | 0 | 0 | 35.6276 | 0
7196 | 300 | 27 | 10 | Monday | 19 | 0.737 | 10.785 | 33.9071 | 70.7204 | 57.1787 | 38.983 | 0 | 1.2239 | 25.2 | 0 | 199.8938 | 0 | 0 | 0 | 35.5158 | 0
7197 | 300 | 27 | 10 | Monday | 20 | 0.572 | 10.776 | 33.9099 | 75.2516 | 60.483 | 27.845 | 0 | 1.0398 | 25.2 | 0 | 207.5393 | 0 | 0 | 0 | 25.7843 | 0
7198 | 300 | 27 | 10 | Monday | 21 | 0.699 | 7.039 | 33.8625 | 69.495 | 55.4564 | 16.707 | 0 | 0.658 | 25.2 | 0 | 192.2845 | 0 | 0 | 0 | 15.966 | 0
7199 | 300 | 27 | 10 | Monday | 22 | 0.833 | 1.794 | 33.7539 | 49.7368 | 40.0199 | 11.138 | 0 | 0.2963 | 16.2 | 0 | 141.9465 | 0 | 0 | 0 | 11.0673 | 0
7200 | 300 | 27 | 10 | Monday | 23 | 1.018 | 0.026 | 33.8032 | 26.9226 | 24.6242 | 11.138 | 0 | 0.2107 | 16.2 | 0 | 101.7884 | 0 | 0 | 0 | 11.2966 | 0
7201 | 301 | 28 | 10 | Tuesday | 0 | 1.056 | 0 | 33.8363 | 17.5343 | 18.3373 | 5.569 | 0 | 0.115 | 14.4 | 0 | 84.2228 | 0 | 0 | 0 | 6.2113 | 0
7202 | 301 | 28 | 10 | Tuesday | 1 | 1.163 | 0 | 33.8958 | 14.6472 | 16.4006 | 5.569 | 0 | 0.1172 | 11.88 | 0 | 76.9408 | 0 | 0 | 0 | 6.3289 | 0
7203 | 301 | 28 | 10 | Tuesday | 2 | 1.334 | 0 | 33.9277 | 11.7686 | 14.464 | 5.569 | 0 | 0.1205 | 11.88 | 0 | 72.1609 | 0 | 0 | 0 | 6.5108 | 0
7204 | 301 | 28 | 10 | Tuesday | 3 | 1.486 | 0 | 33.96 | 11.7686 | 14.464 | 5.569 | 0 | 0.1235 | 11.88 | 0 | 72.1961 | 0 | 0 | 0 | 6.6725 | 0
7205 | 301 | 28 | 10 | Tuesday | 4 | 1.569 | 0 | 33.9831 | 13.0128 | 14.464 | 5.569 | 0 | 0.1252 | 11.88 | 0 | 73.4652 | 0 | 0 | 0 | 6.7661 | 0
7206 | 301 | 28 | 10 | Tuesday | 5 | 2.998 | 0 | 33.921 | 22.6634 | 20.5805 | 5.569 | 0 | 0.152 | 11.88 | 0 | 89.1969 | 0 | 0 | 0 | 8.2041 | 0
7207 | 301 | 28 | 10 | Tuesday | 6 | 1.939 | 0 | 33.8522 | 44.2813 | 35.484 | 27.845 | 0 | 0.5242 | 15.12 | 0 | 129.2617 | 0 | 0 | 0 | 28.1191 | 0
7208 | 301 | 28 | 10 | Tuesday | 7 | 1.439 | 0 | 33.8454 | 61.1578 | 46.6998 | 38.983 | 0 | 0.6649 | 15.12 | 0 | 157.4879 | 0 | 0 | 0 | 38.5168 | 0
7209 | 301 | 28 | 10 | Tuesday | 8 | 0.936 | 0 | 33.8342 | 69.4197 | 52.1343 | 44.552 | 0 | 0.6701 | 18.72 | 0.3869 | 174.7784 | 0 | 0 | 0 | 43.8918 | 0
7210 | 301 | 28 | 10 | Tuesday | 9 | 0.391 | 0 | 33.8766 | 66.0012 | 52.8606 | 27.845 | 10.6686 | 0.5242 | 18.72 | 5.2643 | 171.9825 | 0 | 0 | 0 | 27.2586 | 0
7211 | 301 | 28 | 10 | Tuesday | 10 | 1.074 | 0 | 33.9739 | 57.3603 | 51.878 | 11.138 | 59.0452 | 0.2978 | 14.4 | 16.232 | 157.91 | 47.9072 | 0 | 0 | 10.9974 | 0
7212 | 301 | 28 | 10 | Tuesday | 11 | 0.704 | 4.815 | 34.063 | 55.9429 | 51.878 | 11.138 | 91.618 | 0.5534 | 18.36 | 25.6149 | 166.005 | 80.48 | 0 | 0 | 8.6949 | 0
7213 | 301 | 28 | 10 | Tuesday | 12 | 0.501 | 12.343 | 34.0123 | 53.0206 | 51.1854 | 16.707 | 103.1072 | 0.9758 | 18.36 | 30.8327 | 170.9036 | 86.4002 | 0 | 0 | 8.8716 | 0
7214 | 301 | 28 | 10 | Tuesday | 13 | 0.401 | 11.052 | 33.9499 | 54.2549 | 51.878 | 16.707 | 95.899 | 0.8272 | 18.36 | 31.8442 | 171.2233 | 79.192 | 0 | 0 | 5.2581 | 0
7215 | 301 | 28 | 10 | Tuesday | 14 | 0.338 | 9.24 | 33.7956 | 54.7213 | 51.878 | 5.569 | 72.2608 | 0.6114 | 18.36 | 28.5435 | 169.3591 | 66.6918 | 0 | 0 | 0.9654 | 0
7216 | 301 | 28 | 10 | Tuesday | 15 | 0.05 | 8.699 | 33.7521 | 55.4598 | 51.878 | 5.569 | 35.9921 | 0.8933 | 18.36 | 21.2726 | 169.751 | 30.4231 | 0 | 0 | 0.0791 | 0
7217 | 301 | 28 | 10 | Tuesday | 16 | 0 | 8.276 | 33.7295 | 58.0531 | 50.7246 | 22.276 | 2.7015 | 0.8039 | 22.68 | 11.1756 | 174.9416 | 0 | 0 | 0 | 0 | 0
7218 | 301 | 28 | 10 | Tuesday | 17 | 0.282 | 9.227 | 33.8383 | 56.6471 | 43.0931 | 27.845 | 0 | 0.5376 | 28.8 | 2.3998 | 172.8954 | 0 | 0 | 0 | 1.6057 | 0
7219 | 301 | 28 | 10 | Tuesday | 18 | 0.31 | 12.014 | 33.9138 | 65.3572 | 51.7393 | 38.983 | 0 | 0.7362 | 30.96 | 0.4075 | 195.7004 | 0 | 0 | 0 | 5.0648 | 0
7220 | 301 | 28 | 10 | Tuesday | 19 | 0.46 | 11.261 | 33.9146 | 70.7204 | 57.1787 | 38.983 | 0 | 0.7542 | 25.2 | 0 | 199.9474 | 0 | 0 | 0 | 8.2638 | 0
7221 | 301 | 28 | 10 | Tuesday | 20 | 0.47 | 11.006 | 33.9129 | 75.2516 | 60.483 | 27.845 | 0 | 0.7235 | 25.2 | 0 | 207.4744 | 0 | 0 | 0 | 7.7765 | 0
7222 | 301 | 28 | 10 | Tuesday | 21 | 0.576 | 7.232 | 33.8517 | 69.495 | 55.4564 | 16.707 | 0 | 0.4792 | 25.2 | 0 | 192.3037 | 0 | 0 | 0 | 5.6155 | 0
7223 | 301 | 28 | 10 | Tuesday | 22 | 0.754 | 1.873 | 33.7432 | 49.7368 | 40.0199 | 11.138 | 0 | 0.1782 | 16.2 | 0 | 141.9034 | 0 | 0 | 0 | 4.3783 | 0
7224 | 301 | 28 | 10 | Tuesday | 23 | 1.148 | 0.032 | 33.8521 | 26.9226 | 24.6242 | 11.138 | 0 | 0.1467 | 16.2 | 0 | 101.7805 | 0 | 0 | 0 | 4.9798 | 0
7225 | 302 | 29 | 10 | Wednesday | 0 | 1.45 | 0 | 33.8722 | 17.5343 | 18.3373 | 5.569 | 0 | 0.0645 | 14.4 | 0 | 84.2083 | 0 | 0 | 0 | 3.4425 | 0
7226 | 302 | 29 | 10 | Wednesday | 1 | 1.892 | 0 | 33.8901 | 14.6472 | 16.4006 | 5.569 | 0 | 0.0736 | 11.88 | 0 | 76.8916 | 0 | 0 | 0 | 3.9359 | 0
7227 | 302 | 29 | 10 | Wednesday | 2 | 4.623 | 0 | 33.8794 | 11.7686 | 14.464 | 5.569 | 0 | 0.1252 | 11.88 | 0 | 72.1172 | 0 | 0 | 0 | 6.7174 | 0
7228 | 302 | 29 | 10 | Wednesday | 3 | 5.395 | 0 | 33.877 | 11.7686 | 14.464 | 5.569 | 0 | 0.1404 | 11.88 | 0 | 72.1301 | 0 | 0 | 0 | 7.5398 | 0
7229 | 302 | 29 | 10 | Wednesday | 4 | 5.473 | 0 | 33.8906 | 13.0128 | 14.464 | 5.569 | 0 | 0.1428 | 11.88 | 0 | 73.3902 | 0 | 0 | 0 | 7.6671 | 0
7230 | 302 | 29 | 10 | Wednesday | 5 | 5.343 | 0 | 33.881 | 22.6634 | 20.5805 | 5.569 | 0 | 0.1413 | 11.88 | 0 | 89.1462 | 0 | 0 | 0 | 7.5865 | 0
7231 | 302 | 29 | 10 | Wednesday | 6 | 4.769 | 0 | 33.8385 | 44.2813 | 35.484 | 27.845 | 0 | 0.3164 | 15.12 | 0 | 129.0402 | 0 | 0 | 0 | 16.6675 | 0
7232 | 302 | 29 | 10 | Wednesday | 7 | 4.109 | 0 | 33.8138 | 61.1578 | 46.6998 | 38.983 | 0 | 0.4324 | 15.12 | 0 | 157.2237 | 0 | 0 | 0 | 22.5531 | 0
7233 | 302 | 29 | 10 | Wednesday | 8 | 3.794 | 0 | 33.8245 | 69.4393 | 52.1343 | 44.552 | 0 | 0.5237 | 18.72 | 0.3686 | 174.6419 | 0 | 0 | 0 | 27.2231 | 0
7234 | 302 | 29 | 10 | Wednesday | 9 | 3.065 | 0 | 33.8191 | 68.779 | 52.8606 | 27.845 | 0 | 0.3564 | 18.72 | 4.7765 | 174.535 | 0 | 0 | 0 | 18.8884 | 0
7235 | 302 | 29 | 10 | Wednesday | 10 | 2.741 | 0 | 33.9239 | 60.7116 | 51.878 | 11.138 | 22.0815 | 0.2054 | 14.4 | 14.2218 | 161.1189 | 10.9435 | 0 | 0 | 9.1204 | 0
7236 | 302 | 29 | 10 | Wednesday | 11 | 2.15 | 4.891 | 34.028 | 59.1139 | 51.878 | 11.138 | 56.1265 | 0.4822 | 18.36 | 22.5958 | 169.152 | 44.9885 | 0 | 0 | 7.6304 | 0
7237 | 302 | 29 | 10 | Wednesday | 12 | 1.622 | 13.07 | 33.9977 | 55.6239 | 51.1854 | 16.707 | 79.6383 | 0.9524 | 18.36 | 28.872 | 174.2552 | 62.9313 | 0 | 0 | 7.4948 | 0
7238 | 302 | 29 | 10 | Wednesday | 13 | 1.218 | 11.28 | 33.9185 | 55.1021 | 51.878 | 16.707 | 82.7711 | 0.8018 | 18.36 | 30.8319 | 172.2595 | 66.0641 | 0 | 0 | 4.333 | 0
7239 | 302 | 29 | 10 | Wednesday | 14 | 0.893 | 9.403 | 33.8144 | 55.0862 | 51.878 | 5.569 | 54.7188 | 0.5951 | 18.36 | 26.4358 | 169.903 | 49.1498 | 0 | 0 | 1.1415 | 0
7240 | 302 | 29 | 10 | Wednesday | 15 | 0.71 | 8.826 | 33.7567 | 55.5912 | 51.878 | 5.569 | 12.8532 | 0.487 | 18.36 | 18.2592 | 169.6184 | 7.2842 | 0 | 0 | 0.7097 | 0
7241 | 302 | 29 | 10 | Wednesday | 16 | 0.662 | 8.277 | 33.7323 | 57.6526 | 50.7246 | 22.276 | 0 | 0.4485 | 22.68 | 9.5934 | 174.1892 | 0 | 0 | 0 | 0.8801 | 0
7242 | 302 | 29 | 10 | Wednesday | 17 | 0.891 | 9.106 | 33.8304 | 56.1319 | 43.0931 | 27.845 | 0 | 0.5288 | 28.8 | 2.9932 | 172.2329 | 0 | 0 | 0 | 2.6514 | 0
7243 | 302 | 29 | 10 | Wednesday | 18 | 0.707 | 11.957 | 33.9122 | 65.3323 | 51.7393 | 38.983 | 0 | 0.7495 | 30.96 | 0.531 | 195.6254 | 0 | 0 | 0 | 5.9576 | 0
7244 | 302 | 29 | 10 | Wednesday | 19 | 0.5 | 11.278 | 33.9143 | 70.7204 | 57.1787 | 38.983 | 0 | 0.7641 | 25.2 | 0 | 199.9747 | 0 | 0 | 0 | 8.7584 | 0
7245 | 302 | 29 | 10 | Wednesday | 20 | 0.442 | 11.034 | 33.9128 | 75.2516 | 60.483 | 27.845 | 0 | 0.73 | 25.2 | 0 | 207.5108 | 0 | 0 | 0 | 8.0502 | 0
7246 | 302 | 29 | 10 | Wednesday | 21 | 0.645 | 7.258 | 33.8501 | 69.495 | 55.4564 | 16.707 | 0 | 0.485 | 25.2 | 0 | 192.3364 | 0 | 0 | 0 | 5.8569 | 0
7247 | 302 | 29 | 10 | Wednesday | 22 | 1.169 | 1.823 | 33.728 | 49.7368 | 40.0199 | 11.138 | 0 | 0.1854 | 16.2 | 0 | 141.8418 | 0 | 0 | 0 | 4.9047 | 0
7248 | 302 | 29 | 10 | Wednesday | 23 | 2.25 | 0.03 | 33.8041 | 26.9226 | 24.6242 | 11.138 | 0 | 0.169 | 16.2 | 0 | 101.752 | 0 | 0 | 0 | 6.19 | 0
7249 | 303 | 30 | 10 | Thursday | 0 | 2.858 | 0 | 33.8195 | 17.5343 | 18.3373 | 5.569 | 0 | 0.0915 | 14.4 | 0 | 84.1825 | 0 | 0 | 0 | 4.9036 | 0
7250 | 303 | 30 | 10 | Thursday | 1 | 3.086 | 0 | 33.8662 | 14.6472 | 16.4006 | 5.569 | 0 | 0.0966 | 11.88 | 0 | 76.8907 | 0 | 0 | 0 | 5.1829 | 0
7251 | 303 | 30 | 10 | Thursday | 2 | 4.71 | 0 | 33.8611 | 11.7686 | 14.464 | 5.569 | 0 | 0.1278 | 11.88 | 0 | 72.1015 | 0 | 0 | 0 | 6.8566 | 0
7252 | 303 | 30 | 10 | Thursday | 3 | 4.492 | 0 | 33.868 | 11.7686 | 14.464 | 5.569 | 0 | 0.1246 | 11.88 | 0 | 72.1052 | 0 | 0 | 0 | 6.6881 | 0
7253 | 303 | 30 | 10 | Thursday | 4 | 4.493 | 0 | 33.8713 | 13.0128 | 14.464 | 5.569 | 0 | 0.1255 | 11.88 | 0 | 73.3536 | 0 | 0 | 0 | 6.7386 | 0
7254 | 303 | 30 | 10 | Thursday | 5 | 4.495 | 0 | 33.865 | 22.6634 | 20.5805 | 5.569 | 0 | 0.1264 | 11.88 | 0 | 89.1153 | 0 | 0 | 0 | 6.7885 | 0
7255 | 303 | 30 | 10 | Thursday | 6 | 3.658 | 0 | 33.8083 | 44.2813 | 35.484 | 27.845 | 0 | 0.2998 | 15.12 | 0 | 128.9935 | 0 | 0 | 0 | 15.7977 | 0
7256 | 303 | 30 | 10 | Thursday | 7 | 3.175 | 0 | 33.7849 | 61.1578 | 46.6998 | 38.983 | 0 | 0.4203 | 15.12 | 0 | 157.1828 | 0 | 0 | 0 | 21.9326 | 0
7257 | 303 | 30 | 10 | Thursday | 8 | 2.81 | 0 | 33.7866 | 69.4619 | 52.1343 | 44.552 | 0 | 0.5108 | 18.72 | 0.3345 | 174.6136 | 0 | 0 | 0 | 26.5666 | 0
7258 | 303 | 30 | 10 | Thursday | 9 | 2.296 | 0 | 33.7892 | 69.4787 | 52.8606 | 27.845 | 0 | 0.3453 | 18.72 | 3.6641 | 175.1937 | 0 | 0 | 0 | 18.3093 | 0
7259 | 303 | 30 | 10 | Thursday | 10 | 2.148 | 0.524 | 33.8939 | 59.7553 | 51.878 | 11.138 | 13.6418 | 0.2112 | 14.4 | 11.8663 | 160.7052 | 2.5038 | 0 | 0 | 8.6916 | 0
7260 | 303 | 30 | 10 | Thursday | 11 | 1.56 | 4.635 | 33.9881 | 55.9251 | 51.878 | 11.138 | 38.8762 | 0.4385 | 18.36 | 18.6122 | 165.6021 | 27.7382 | 0 | 0 | 7.4933 | 0
7261 | 303 | 30 | 10 | Thursday | 12 | 1.065 | 12.358 | 33.9402 | 53.1958 | 51.1854 | 16.707 | 20.1703 | 0.8481 | 18.36 | 17.0001 | 170.8954 | 3.4633 | 0 | 0 | 9.0218 | 0
7262 | 303 | 30 | 10 | Thursday | 13 | 0.739 | 11.035 | 33.8975 | 54.6235 | 51.878 | 16.707 | 2.3244 | 0.7409 | 18.36 | 13.7166 | 171.4348 | 0 | 0 | 0 | 8.7002 | 0
7263 | 303 | 30 | 10 | Thursday | 14 | 0.593 | 9.249 | 33.7652 | 55.048 | 51.878 | 5.569 | 2.6547 | 0.5441 | 18.36 | 12.9974 | 169.5984 | 0 | 0 | 0 | 3.2975 | 0
7264 | 303 | 30 | 10 | Thursday | 15 | 0.713 | 8.562 | 33.7539 | 55.7816 | 51.878 | 5.569 | 0 | 0.5063 | 18.36 | 10.3988 | 169.5392 | 0 | 0 | 0 | 3.4482 | 0
7265 | 303 | 30 | 10 | Thursday | 16 | 0.803 | 8.011 | 33.7402 | 57.9273 | 50.7246 | 22.276 | 0 | 0.6415 | 22.68 | 5.8758 | 174.3771 | 0 | 0 | 0 | 12.1417 | 0
7266 | 303 | 30 | 10 | Thursday | 17 | 1.108 | 8.769 | 33.8174 | 57.2174 | 43.0931 | 27.845 | 0 | 0.7573 | 28.8 | 2.3095 | 173.1687 | 0 | 0 | 0 | 16.1302 | 0
7267 | 303 | 30 | 10 | Thursday | 18 | 1.145 | 11.592 | 33.906 | 65.4233 | 51.7393 | 38.983 | 0 | 1.0534 | 30.96 | 0.3621 | 195.6193 | 0 | 0 | 0 | 23.6555 | 0
7268 | 303 | 30 | 10 | Thursday | 19 | 0.803 | 11.014 | 33.9093 | 70.7204 | 57.1787 | 38.983 | 0 | 1.0449 | 25.2 | 0 | 199.9651 | 0 | 0 | 0 | 24.9123 | 0
7269 | 303 | 30 | 10 | Thursday | 20 | 0.519 | 10.935 | 33.9108 | 75.2516 | 60.483 | 27.845 | 0 | 0.9181 | 25.2 | 0 | 207.5898 | 0 | 0 | 0 | 18.6496 | 0
7270 | 303 | 30 | 10 | Thursday | 21 | 0.583 | 7.273 | 33.8502 | 69.495 | 55.4564 | 16.707 | 0 | 0.5943 | 25.2 | 0 | 192.462 | 0 | 0 | 0 | 11.8052 | 0
7271 | 303 | 30 | 10 | Thursday | 22 | 0.901 | 1.902 | 33.7238 | 49.7368 | 40.0199 | 11.138 | 0 | 0.2554 | 16.2 | 0 | 141.9931 | 0 | 0 | 0 | 8.521 | 0
7272 | 303 | 30 | 10 | Thursday | 23 | 1.554 | 0.035 | 33.7734 | 26.9226 | 24.6242 | 11.138 | 0 | 0.1747 | 16.2 | 0 | 101.7331 | 0 | 0 | 0 | 9.2827 | 0
7273 | 304 | 31 | 10 | Friday | 0 | 1.843 | 0 | 33.809 | 17.5343 | 18.3373 | 5.569 | 0 | 0.1067 | 14.4 | 0 | 84.1873 | 0 | 0 | 0 | 5.7466 | 0
7274 | 304 | 31 | 10 | Friday | 1 | 2.018 | 0 | 33.8196 | 14.6472 | 16.4006 | 5.569 | 0 | 0.1105 | 11.88 | 0 | 76.8579 | 0 | 0 | 0 | 5.9491 | 0
7275 | 304 | 31 | 10 | Friday | 2 | 2.342 | 0 | 33.8494 | 11.7686 | 14.464 | 5.569 | 0 | 0.1169 | 11.88 | 0 | 72.079 | 0 | 0 | 0 | 6.2998 | 0
7276 | 304 | 31 | 10 | Friday | 3 | 2.415 | 0 | 33.874 | 11.7686 | 14.464 | 5.569 | 0 | 0.1188 | 11.88 | 0 | 72.1055 | 0 | 0 | 0 | 6.3988 | 0
7277 | 304 | 31 | 10 | Friday | 4 | 2.453 | 0 | 33.8839 | 13.0128 | 14.464 | 5.569 | 0 | 0.1199 | 11.88 | 0 | 73.3607 | 0 | 0 | 0 | 6.4626 | 0
7278 | 304 | 31 | 10 | Friday | 5 | 2.245 | 0 | 33.8405 | 22.6634 | 20.5805 | 5.569 | 0 | 0.1166 | 11.88 | 0 | 89.081 | 0 | 0 | 0 | 6.2802 | 0
7279 | 304 | 31 | 10 | Friday | 6 | 1.933 | 0 | 33.8087 | 44.2813 | 35.484 | 27.845 | 0 | 0.4209 | 15.12 | 0 | 129.1149 | 0 | 0 | 0 | 22.4647 | 0
7280 | 304 | 31 | 10 | Friday | 7 | 1.557 | 0 | 33.7792 | 61.1578 | 46.6998 | 38.983 | 0 | 0.5892 | 15.12 | 0 | 157.346 | 0 | 0 | 0 | 31.2361 | 0
7281 | 304 | 31 | 10 | Friday | 8 | 1.562 | 0 | 33.7383 | 69.4626 | 52.1343 | 44.552 | 0 | 0.6711 | 18.72 | 0.2966 | 174.7263 | 0 | 0 | 0 | 36.735 | 0
7282 | 304 | 31 | 10 | Friday | 9 | 1.634 | 0 | 33.7526 | 67.8007 | 52.8606 | 27.845 | 0 | 0.4531 | 18.72 | 3.1483 | 173.5869 | 0 | 0 | 0 | 24.2254 | 0
7283 | 304 | 31 | 10 | Friday | 10 | 1.51 | 0.839 | 33.8669 | 56.5544 | 51.878 | 11.138 | 15.7923 | 0.2643 | 14.4 | 9.6409 | 157.8715 | 4.6543 | 0 | 0 | 10.5443 | 0
7284 | 304 | 31 | 10 | Friday | 11 | 1.083 | 4.708 | 33.9371 | 55.4029 | 51.878 | 11.138 | 48.3877 | 0.491 | 18.36 | 17.5621 | 165.161 | 37.2497 | 0 | 0 | 9.3432 | 0
7285 | 304 | 31 | 10 | Friday | 12 | 0.835 | 12.856 | 33.9303 | 53.0296 | 51.1854 | 16.707 | 63.6012 | 0.9832 | 18.36 | 22.8401 | 171.3935 | 46.8942 | 0 | 0 | 11.1959 | 0
7286 | 304 | 31 | 10 | Friday | 13 | 0.637 | 11.271 | 33.8997 | 54.089 | 51.878 | 16.707 | 65.6596 | 0.855 | 18.36 | 24.8461 | 171.2713 | 48.9526 | 0 | 0 | 8.765 | 0
7287 | 304 | 31 | 10 | Friday | 14 | 0.519 | 9.403 | 33.7675 | 54.6352 | 51.878 | 5.569 | 53.109 | 0.6181 | 18.36 | 22.8662 | 169.4286 | 47.54 | 0 | 0 | 2.5189 | 0
7288 | 304 | 31 | 10 | Friday | 15 | 0.477 | 8.843 | 33.7495 | 55.4674 | 51.878 | 5.569 | 15.5469 | 0.5207 | 18.36 | 15.2721 | 169.5399 | 9.9779 | 0 | 0 | 2.0709 | 0
7289 | 304 | 31 | 10 | Friday | 16 | 0.556 | 8.287 | 33.7312 | 58.1207 | 50.7246 | 22.276 | 0 | 0.5666 | 22.68 | 6.5842 | 174.7854 | 0 | 0 | 0 | 7.2487 | 0
7290 | 304 | 31 | 10 | Friday | 17 | 0.704 | 9.265 | 33.8297 | 58.0883 | 43.0931 | 27.845 | 0 | 0.6756 | 28.8 | 1.9191 | 174.507 | 0 | 0 | 0 | 10.2292 | 0
7291 | 304 | 31 | 10 | Friday | 18 | 0.343 | 12.286 | 33.9172 | 65.4399 | 51.7393 | 38.983 | 0 | 0.945 | 30.96 | 0.3022 | 196.289 | 0 | 0 | 0 | 15.6995 | 0
7292 | 304 | 31 | 10 | Friday | 19 | 0.229 | 11.827 | 33.9235 | 70.7204 | 57.1787 | 38.983 | 0 | 0.9578 | 25.2 | 0 | 200.7713 | 0 | 0 | 0 | 17.7682 | 0
7293 | 304 | 31 | 10 | Friday | 20 | 0.198 | 11.764 | 33.9253 | 75.2516 | 60.483 | 27.845 | 0 | 0.8771 | 25.2 | 0 | 208.4606 | 0 | 0 | 0 | 13.9677 | 0
7294 | 304 | 31 | 10 | Friday | 21 | 0.217 | 8.063 | 33.8733 | 69.495 | 55.4564 | 16.707 | 0 | 0.5836 | 25.2 | 0 | 193.3282 | 0 | 0 | 0 | 8.948 | 0
7295 | 304 | 31 | 10 | Friday | 22 | 0.325 | 2.233 | 33.7281 | 49.7368 | 40.0199 | 11.138 | 0 | 0.2322 | 16.2 | 0 | 142.3318 | 0 | 0 | 0 | 6.335 | 0
7296 | 304 | 31 | 10 | Friday | 23 | 0.604 | 0.052 | 33.7579 | 26.9226 | 24.6242 | 11.138 | 0 | 0.1802 | 16.2 | 0 | 101.741 | 0 | 0 | 0 | 6.7627 | 0
7297 | 305 | 1 | 11 | Saturday | 0 | 1.149 | 0 | 33.8959 | 18.3332 | 19.1419 | 5.816 | 0 | 0.0799 | 15.84 | 0 | 87.291 | 0 | 0 | 0 | 4.285 | 0
7298 | 305 | 1 | 11 | Saturday | 1 | 2.665 | 0 | 33.927 | 17.5283 | 18.3373 | 5.816 | 0 | 0.1086 | 12.6 | 0 | 82.5012 | 0 | 0 | 0 | 5.8405 | 0
7299 | 305 | 1 | 11 | Saturday | 2 | 5.63 | 0 | 33.8752 | 11.771 | 14.464 | 5.816 | 0 | 0.1646 | 12.6 | 0 | 72.8749 | 0 | 0 | 0 | 8.8447 | 0
7300 | 305 | 1 | 11 | Saturday | 3 | 5.263 | 0 | 33.8715 | 11.771 | 14.464 | 5.816 | 0 | 0.1584 | 12.6 | 0 | 72.865 | 0 | 0 | 0 | 8.517 | 0
7301 | 305 | 1 | 11 | Saturday | 4 | 5.968 | 0 | 33.862 | 11.771 | 14.464 | 5.816 | 0 | 0.1723 | 12.6 | 0 | 72.8694 | 0 | 0 | 0 | 9.2596 | 0
7302 | 305 | 1 | 11 | Saturday | 5 | 6.377 | 0 | 33.843 | 13.0152 | 14.464 | 5.816 | 0 | 0.1807 | 12.6 | 0 | 74.1029 | 0 | 0 | 0 | 9.7065 | 0
7303 | 305 | 1 | 11 | Saturday | 6 | 6.081 | 0 | 33.8326 | 30.2702 | 24.9086 | 29.082 | 0 | 0.4388 | 14.4 | 0 | 103.8502 | 0 | 0 | 0 | 23.2624 | 0
7304 | 305 | 1 | 11 | Saturday | 7 | 5.842 | 0 | 33.8383 | 33.0666 | 26.405 | 40.715 | 0 | 0.5946 | 11.52 | 0.1264 | 105.4244 | 0 | 0 | 0 | 31.2902 | 0
7305 | 305 | 1 | 11 | Saturday | 8 | 4.729 | 0 | 33.7921 | 45.8549 | 37.4339 | 46.532 | 0 | 0.6742 | 16.2 | 1.7395 | 133.9551 | 0 | 0 | 0 | 35.6562 | 0
7306 | 305 | 1 | 11 | Saturday | 9 | 3.969 | 0 | 33.7837 | 43.5249 | 37.9057 | 29.082 | 0 | 0.4547 | 16.2 | 5.5303 | 131.869 | 0 | 0 | 0 | 24.2194 | 0
7307 | 305 | 1 | 11 | Saturday | 10 | 3.663 | 0 | 33.8501 | 38.5662 | 37.2508 | 11.633 | 0 | 0.2226 | 15.12 | 7.7407 | 125.0097 | 0 | 0 | 0 | 11.9514 | 0
7308 | 305 | 1 | 11 | Saturday | 11 | 3.115 | 3.219 | 33.8437 | 35.0647 | 35.3135 | 11.633 | 0 | 0.3782 | 21.6 | 7.6605 | 129.6812 | 0 | 0 | 0 | 11.5083 | 0
7309 | 305 | 1 | 11 | Saturday | 12 | 2.901 | 3.124 | 33.9587 | 33.8513 | 34.2247 | 17.449 | 0 | 0.4511 | 23.4 | 6.1978 | 129.2646 | 0 | 0 | 0 | 15.6814 | 0
7310 | 305 | 1 | 11 | Saturday | 13 | 2.793 | 3.508 | 34.0729 | 36.4347 | 33.0722 | 17.449 | 0 | 0.4729 | 23.4 | 3.7705 | 131.2464 | 0 | 0 | 0 | 15.7922 | 0
7311 | 305 | 1 | 11 | Saturday | 14 | 2.84 | 3.926 | 34.054 | 36.9134 | 33.0722 | 5.816 | 0 | 0.3338 | 23.4 | 2.5096 | 132.019 | 0 | 0 | 0 | 7.2198 | 0
7312 | 305 | 1 | 11 | Saturday | 15 | 2.771 | 3.833 | 34.0129 | 37.6052 | 33.0722 | 5.816 | 0 | 0.3282 | 23.4 | 1.8319 | 132.5636 | 0 | 0 | 0 | 7.1752 | 0
7313 | 305 | 1 | 11 | Saturday | 16 | 2.864 | 3.83 | 33.9999 | 37.79 | 33.0722 | 23.266 | 0 | 0.5817 | 23.4 | 0.9955 | 132.9861 | 0 | 0 | 0 | 20.7096 | 0
7314 | 305 | 1 | 11 | Saturday | 17 | 3.064 | 3.578 | 34.0722 | 35.4248 | 32.9581 | 29.082 | 0 | 0.6658 | 27 | 0.2229 | 133.99 | 0 | 0 | 0 | 25.8544 | 0
7315 | 305 | 1 | 11 | Saturday | 18 | 2.559 | 8.681 | 33.9565 | 55.5841 | 46.5147 | 40.715 | 0 | 1.1141 | 28.8 | 0 | 175.3576 | 0 | 0 | 0 | 35.3111 | 0
7316 | 305 | 1 | 11 | Saturday | 19 | 2.224 | 9.887 | 33.9421 | 61.3403 | 50.3878 | 40.715 | 0 | 1.1775 | 28.8 | 0 | 186.3402 | 0 | 0 | 0 | 35.8972 | 0
7317 | 305 | 1 | 11 | Saturday | 20 | 2.429 | 8.373 | 33.9122 | 61.3343 | 50.3878 | 29.082 | 0 | 0.9357 | 27 | 0 | 182.6255 | 0 | 0 | 0 | 26.9959 | 0
7318 | 305 | 1 | 11 | Saturday | 21 | 2.301 | 7.509 | 33.9022 | 61.3343 | 50.3878 | 17.449 | 0 | 0.7065 | 27 | 0 | 181.4514 | 0 | 0 | 0 | 17.2371 | 0
7319 | 305 | 1 | 11 | Saturday | 22 | 2.5 | 2.431 | 33.7631 | 49.2003 | 40.077 | 11.633 | 0 | 0.3561 | 19.8 | 0 | 145.826 | 0 | 0 | 0 | 12.5361 | 0
7320 | 305 | 1 | 11 | Saturday | 23 | 3.256 | 0.081 | 33.8049 | 28.1779 | 24.6242 | 11.633 | 0 | 0.303 | 19.8 | 0 | 106.7977 | 0 | 0 | 0 | 13.3536 | 0
7321 | 306 | 2 | 11 | Sunday | 0 | 3.589 | 0 | 33.829 | 24.1043 | 23.0149 | 5.816 | 0 | 0.1604 | 19.8 | 0 | 100.9086 | 0 | 0 | 0 | 8.6601 | 0
7322 | 306 | 2 | 11 | Sunday | 1 | 4.59 | 0 | 33.8214 | 23.3102 | 22.2101 | 5.816 | 0 | 0.1795 | 19.8 | 0 | 99.3213 | 0 | 0 | 0 | 9.6765 | 0
7323 | 306 | 2 | 11 | Sunday | 2 | 6.078 | 0 | 33.8063 | 17.5379 | 18.3373 | 5.816 | 0 | 0.2076 | 15.48 | 0 | 85.369 | 0 | 0 | 0 | 11.1782 | 0
7324 | 306 | 2 | 11 | Sunday | 3 | 6.372 | 0 | 33.8211 | 17.5379 | 18.3373 | 5.816 | 0 | 0.2134 | 15.48 | 0 | 85.3896 | 0 | 0 | 0 | 11.4871 | 0
7325 | 306 | 2 | 11 | Sunday | 4 | 6.702 | 0 | 33.8315 | 17.5379 | 18.3373 | 5.816 | 0 | 0.2198 | 15.48 | 0 | 85.4065 | 0 | 0 | 0 | 11.8308 | 0
7326 | 306 | 2 | 11 | Sunday | 5 | 6.868 | 0 | 33.8382 | 18.7817 | 18.3373 | 5.816 | 0 | 0.2232 | 15.48 | 0 | 86.6604 | 0 | 0 | 0 | 12.0115 | 0
7327 | 306 | 2 | 11 | Sunday | 6 | 7.052 | 0 | 33.8281 | 26.931 | 24.6242 | 29.082 | 0 | 0.6184 | 18.72 | 0 | 104.7216 | 0 | 0 | 0 | 32.9726 | 0
7328 | 306 | 2 | 11 | Sunday | 7 | 6.058 | 0 | 33.8156 | 34.2491 | 29.9942 | 40.715 | 0 | 0.6701 | 18.72 | 0.2085 | 117.449 | 0 | 0 | 0 | 42.9865 | 0
7329 | 306 | 2 | 11 | Sunday | 8 | 5.769 | 0 | 33.8149 | 36.6039 | 33.2132 | 46.532 | 0 | 0.6754 | 23.4 | 1.9822 | 127.7074 | 0 | 0 | 0 | 48.7515 | 0
7330 | 306 | 2 | 11 | Sunday | 9 | 5.481 | 0 | 33.8244 | 27.3433 | 29.3396 | 29.082 | 0 | 0.6096 | 23.4 | 4.6237 | 114.5169 | 0 | 0 | 0 | 32.5844 | 0
7331 | 306 | 2 | 11 | Sunday | 10 | 5.306 | 0 | 33.8022 | 28.529 | 32.5586 | 11.633 | 0 | 0.3016 | 19.08 | 4.8177 | 114.2714 | 0 | 0 | 0 | 16.2185 | 0
7332 | 306 | 2 | 11 | Sunday | 11 | 5.19 | 0 | 33.8149 | 30.8019 | 32.5586 | 11.633 | 0 | 0.3002 | 21.6 | 3.4875 | 119.0755 | 0 | 0 | 0 | 16.1431 | 0
7333 | 306 | 2 | 11 | Sunday | 12 | 4.639 | 0 | 33.8136 | 28.4866 | 33.0367 | 17.449 | 0 | 0.3935 | 19.08 | 4.1436 | 114.8105 | 0 | 0 | 0 | 21.1424 | 0
7334 | 306 | 2 | 11 | Sunday | 13 | 4.237 | 0 | 33.8411 | 21.3618 | 29.1634 | 17.449 | 1.0506 | 0.3889 | 18.36 | 5.1295 | 103.1152 | 0 | 0 | 0 | 20.8145 | 0
7335 | 306 | 2 | 11 | Sunday | 14 | 3.951 | 0 | 33.8903 | 22.3995 | 29.1634 | 5.816 | 4.2191 | 0.1819 | 18 | 5.5667 | 103.6351 | 0 | 0 | 0 | 9.4551 | 0
7336 | 306 | 2 | 11 | Sunday | 15 | 4.031 | 0 | 33.9363 | 24.949 | 29.1634 | 5.816 | 1.003 | 0.1778 | 15.84 | 4.2729 | 104.0664 | 0 | 0 | 0 | 9.5087 | 0
7337 | 306 | 2 | 11 | Sunday | 16 | 4.225 | 0 | 33.9112 | 27.4204 | 27.5539 | 23.266 | 0 | 0.4887 | 23.04 | 1.7983 | 112.4143 | 0 | 0 | 0 | 26.2224 | 0
7338 | 306 | 2 | 11 | Sunday | 17 | 4.663 | 0 | 33.8413 | 26.7113 | 26.399 | 29.082 | 0 | 0.6046 | 22.32 | 0.3043 | 109.8763 | 0 | 0 | 0 | 32.3645 | 0
7339 | 306 | 2 | 11 | Sunday | 18 | 4.296 | 0 | 33.793 | 43.9889 | 38.0184 | 40.715 | 0 | 0.6678 | 23.4 | 0 | 139.8681 | 0 | 0 | 0 | 43.5578 | 0
7340 | 306 | 2 | 11 | Sunday | 19 | 3.833 | 0 | 33.765 | 55.5005 | 45.7644 | 40.715 | 0 | 0.6672 | 22.68 | 0 | 158.3771 | 0 | 0 | 0 | 43.4883 | 0
7341 | 306 | 2 | 11 | Sunday | 20 | 4.036 | 0 | 33.8341 | 60.0165 | 49.6381 | 29.082 | 0 | 0.6061 | 22.68 | 0 | 166.7749 | 0 | 0 | 0 | 32.5007 | 0
7342 | 306 | 2 | 11 | Sunday | 21 | 4.136 | 0 | 33.766 | 48.5011 | 41.8913 | 17.449 | 0 | 0.3958 | 22.68 | 0 | 147.2341 | 0 | 0 | 0 | 21.2976 | 0
7343 | 306 | 2 | 11 | Sunday | 22 | 4.386 | 0 | 33.7537 | 40.3665 | 35.5897 | 11.633 | 0 | 0.2944 | 14.4 | 0 | 124.4043 | 0 | 0 | 0 | 15.8612 | 0
7344 | 306 | 2 | 11 | Sunday | 23 | 4.973 | 0 | 33.7938 | 25.6748 | 24.6242 | 11.633 | 0 | 0.306 | 14.4 | 0 | 98.7989 | 0 | 0 | 0 | 16.4737 | 0
7345 | 307 | 3 | 11 | Monday | 0 | 6.262 | 0 | 33.833 | 17.5343 | 18.3373 | 5.816 | 0 | 0.2232 | 14.4 | 0 | 84.3277 | 0 | 0 | 0 | 12.0207 | 0
7346 | 307 | 3 | 11 | Monday | 1 | 6.777 | 0 | 33.8337 | 14.6472 | 16.4006 | 5.816 | 0 | 0.2329 | 11.88 | 0 | 76.9945 | 0 | 0 | 0 | 12.5422 | 0
7347 | 307 | 3 | 11 | Monday | 2 | 7.086 | 0 | 33.8651 | 11.7686 | 14.464 | 5.816 | 0 | 0.2388 | 11.88 | 0 | 72.2166 | 0 | 0 | 0 | 12.8566 | 0
7348 | 307 | 3 | 11 | Monday | 3 | 7.401 | 0 | 33.8832 | 11.7686 | 14.464 | 5.816 | 0 | 0.2449 | 11.88 | 0 | 72.2408 | 0 | 0 | 0 | 13.1777 | 0
7349 | 307 | 3 | 11 | Monday | 4 | 7.915 | 0 | 33.8658 | 13.0128 | 14.464 | 5.816 | 0 | 0.2548 | 11.88 | 0 | 73.4774 | 0 | 0 | 0 | 13.6978 | 0
7350 | 307 | 3 | 11 | Monday | 5 | 7.014 | 0 | 33.8378 | 22.6634 | 20.5805 | 5.816 | 0 | 0.2379 | 11.88 | 0 | 89.1997 | 0 | 0 | 0 | 12.8017 | 0
7351 | 307 | 3 | 11 | Monday | 6 | 5.475 | 0 | 33.7938 | 44.2813 | 35.484 | 29.082 | 0 | 0.6447 | 15.12 | 0 | 129.3238 | 0 | 0 | 0 | 34.5057 | 0
7352 | 307 | 3 | 11 | Monday | 7 | 4.255 | 0 | 33.7869 | 61.1578 | 46.6998 | 40.715 | 0 | 0.6684 | 15.12 | 0.1745 | 157.4329 | 0 | 0 | 0 | 45.2696 | 0
7353 | 307 | 3 | 11 | Monday | 8 | 3.273 | 0 | 33.7834 | 69.1611 | 52.1343 | 46.532 | 0 | 0.6731 | 18.72 | 1.6764 | 174.4719 | 0 | 0 | 0 | 50.5165 | 0
7354 | 307 | 3 | 11 | Monday | 9 | 2.673 | 0 | 33.8025 | 68.594 | 52.8606 | 29.082 | 1.4659 | 0.6023 | 18.72 | 4.2072 | 174.5793 | 0 | 0 | 0 | 32.1919 | 0
7355 | 307 | 3 | 11 | Monday | 10 | 2.551 | 0 | 33.8791 | 63.1875 | 51.878 | 11.633 | 5.2147 | 0.2735 | 14.4 | 5.8104 | 163.6181 | 0 | 0 | 0 | 14.2965 | 0
7356 | 307 | 3 | 11 | Monday | 11 | 2.489 | 3.06 | 33.9801 | 61.3339 | 51.878 | 11.633 | 4.5426 | 0.425 | 18.36 | 6.2219 | 169.2863 | 0 | 0 | 0 | 14.1213 | 0
7357 | 307 | 3 | 11 | Monday | 12 | 2.428 | 9.583 | 34.0301 | 59.327 | 51.1854 | 17.449 | 2.3605 | 0.87 | 18.36 | 5.6674 | 174.1364 | 0 | 0 | 0 | 19.7897 | 0
7358 | 307 | 3 | 11 | Monday | 13 | 2.241 | 9.587 | 33.9161 | 62.4257 | 51.878 | 17.449 | 0.7341 | 0.8611 | 18.36 | 4.8459 | 177.8097 | 0 | 0 | 0 | 19.5935 | 0
7359 | 307 | 3 | 11 | Monday | 14 | 2.27 | 8.033 | 33.8517 | 64.3849 | 51.878 | 5.816 | 0 | 0.5631 | 18.36 | 3.9585 | 177.7252 | 0 | 0 | 0 | 8.0615 | 0
7360 | 307 | 3 | 11 | Monday | 15 | 2.264 | 7.156 | 33.8398 | 66.8901 | 51.878 | 5.816 | 0 | 0.517 | 18.36 | 2.4295 | 179.2236 | 0 | 0 | 0 | 8.0628 | 0
7361 | 307 | 3 | 11 | Monday | 16 | 2.206 | 6.769 | 33.8279 | 67.9674 | 50.7246 | 23.266 | 0 | 0.8208 | 22.68 | 0.9532 | 183.3417 | 0 | 0 | 0 | 25.4587 | 0
7362 | 307 | 3 | 11 | Monday | 17 | 2.829 | 7.083 | 33.8288 | 59.7898 | 43.0931 | 29.082 | 0 | 0.9606 | 28.8 | 0.1824 | 174.1328 | 0 | 0 | 0 | 32.0155 | 0
7363 | 307 | 3 | 11 | Monday | 18 | 2.655 | 9.16 | 33.8746 | 65.4399 | 51.7393 | 40.715 | 0 | 1.1397 | 30.96 | 0 | 193.0606 | 0 | 0 | 0 | 43.8584 | 0
7364 | 307 | 3 | 11 | Monday | 19 | 2.24 | 8.993 | 33.8776 | 70.7204 | 57.1787 | 40.715 | 0 | 1.1302 | 25.2 | 0 | 197.8334 | 0 | 0 | 0 | 43.678 | 0
7365 | 307 | 3 | 11 | Monday | 20 | 2.133 | 8.844 | 33.892 | 75.2516 | 60.483 | 29.082 | 0 | 1.0478 | 25.2 | 0 | 205.4393 | 0 | 0 | 0 | 31.7762 | 0
7366 | 307 | 3 | 11 | Monday | 21 | 2.266 | 5.654 | 33.7771 | 69.495 | 55.4564 | 17.449 | 0 | 0.6621 | 25.2 | 0 | 190.7051 | 0 | 0 | 0 | 20.1012 | 0
7367 | 307 | 3 | 11 | Monday | 22 | 2.852 | 0.973 | 33.7865 | 49.7368 | 40.0199 | 11.633 | 0 | 0.3229 | 16.2 | 0 | 141.1178 | 0 | 0 | 0 | 14.7616 | 0
7368 | 307 | 3 | 11 | Monday | 23 | 4.887 | 0.008 | 33.8215 | 26.9226 | 24.6242 | 11.633 | 0 | 0.3128 | 16.2 | 0 | 101.8903 | 0 | 0 | 0 | 16.8118 | 0
7369 | 308 | 4 | 11 | Tuesday | 0 | 6.692 | 0 | 33.8507 | 17.5343 | 18.3373 | 5.816 | 0 | 0.2352 | 14.4 | 0 | 84.3574 | 0 | 0 | 0 | 12.6586 | 0
7370 | 308 | 4 | 11 | Tuesday | 1 | 7.053 | 0 | 33.8774 | 14.6472 | 16.4006 | 5.816 | 0 | 0.242 | 11.88 | 0 | 77.0473 | 0 | 0 | 0 | 13.0234 | 0
7371 | 308 | 4 | 11 | Tuesday | 2 | 7.679 | 0 | 33.8989 | 11.7686 | 14.464 | 5.816 | 0 | 0.2539 | 11.88 | 0 | 72.2654 | 0 | 0 | 0 | 13.653 | 0
7372 | 308 | 4 | 11 | Tuesday | 3 | 8.965 | 0 | 33.891 | 11.7686 | 14.464 | 5.816 | 0 | 0.2784 | 11.88 | 0 | 72.282 | 0 | 0 | 0 | 14.9415 | 0
7373 | 308 | 4 | 11 | Tuesday | 4 | 8.854 | 0 | 33.9095 | 13.0128 | 14.464 | 5.816 | 0 | 0.2764 | 11.88 | 0 | 73.5426 | 0 | 0 | 0 | 14.8334 | 0
7374 | 308 | 4 | 11 | Tuesday | 5 | 8.656 | 0 | 33.8962 | 22.6634 | 20.5805 | 5.816 | 0 | 0.2727 | 11.88 | 0 | 89.2928 | 0 | 0 | 0 | 14.6384 | 0
7375 | 308 | 4 | 11 | Tuesday | 6 | 7.528 | 0 | 33.8456 | 44.2813 | 35.484 | 29.082 | 0 | 0.6639 | 15.12 | 0 | 129.3949 | 0 | 0 | 0 | 37.5228 | 0
7376 | 308 | 4 | 11 | Tuesday | 7 | 6.37 | 0 | 33.8146 | 61.1571 | 46.6998 | 40.715 | 0 | 0.6708 | 15.12 | 0.1773 | 157.4624 | 0 | 0 | 0 | 48.6462 | 0
7377 | 308 | 4 | 11 | Tuesday | 8 | 5.129 | 0 | 33.8204 | 68.1917 | 52.1343 | 46.532 | 2.8554 | 0.6799 | 18.72 | 2.9723 | 173.5462 | 0 | 0 | 0 | 53.6372 | 0
7378 | 308 | 4 | 11 | Tuesday | 9 | 3.971 | 0 | 33.8263 | 65.632 | 52.8606 | 29.082 | 21.4545 | 0.6586 | 18.72 | 8.5977 | 171.6974 | 0 | 0 | 0 | 33.4523 | 0
7379 | 308 | 4 | 11 | Tuesday | 10 | 3.495 | 0 | 33.9168 | 59.8356 | 51.878 | 11.633 | 23.1431 | 0.3101 | 14.4 | 10.9888 | 160.3404 | 11.5101 | 0 | 0 | 14.7163 | 0
7380 | 308 | 4 | 11 | Tuesday | 11 | 2.871 | 3.491 | 34.0003 | 58.2279 | 51.878 | 11.633 | 24.4811 | 0.4683 | 18.36 | 12.3891 | 166.7095 | 12.8481 | 0 | 0 | 13.5339 | 0
7381 | 308 | 4 | 11 | Tuesday | 12 | 2.495 | 9.986 | 34.0298 | 55.6708 | 51.1854 | 17.449 | 33.5623 | 0.8981 | 18.36 | 14.6063 | 170.9445 | 16.1133 | 0 | 0 | 17.447 | 0
7382 | 308 | 4 | 11 | Tuesday | 13 | 2.293 | 9.737 | 33.915 | 57.9943 | 51.878 | 17.449 | 25.5864 | 0.8461 | 18.36 | 13.1297 | 173.5244 | 8.1374 | 0 | 0 | 16.1917 | 0
7383 | 308 | 4 | 11 | Tuesday | 14 | 2.441 | 8.181 | 33.8496 | 60.904 | 51.878 | 5.816 | 5.8357 | 0.5591 | 18.36 | 8.5589 | 174.3984 | 0.0197 | 0 | 0 | 6.9118 | 0
7384 | 308 | 4 | 11 | Tuesday | 15 | 2.525 | 7.29 | 33.8349 | 64.6786 | 51.878 | 5.816 | 0 | 0.5046 | 18.36 | 4.5258 | 177.1406 | 0 | 0 | 0 | 6.9992 | 0
7385 | 308 | 4 | 11 | Tuesday | 16 | 2.594 | 6.886 | 33.822 | 67.7961 | 50.7246 | 23.266 | 0 | 0.7403 | 22.68 | 1.4348 | 183.2101 | 0 | 0 | 0 | 20.7105 | 0
7386 | 308 | 4 | 11 | Tuesday | 17 | 3.33 | 7.121 | 33.826 | 59.7898 | 43.0931 | 29.082 | 0 | 0.8608 | 28.8 | 0.2078 | 174.0708 | 0 | 0 | 0 | 26.4403 | 0
7387 | 308 | 4 | 11 | Tuesday | 18 | 2.901 | 9.238 | 33.8724 | 65.4399 | 51.7393 | 40.715 | 0 | 1.1442 | 30.96 | 0 | 193.1465 | 0 | 0 | 0 | 36.0781 | 0
7388 | 308 | 4 | 11 | Tuesday | 19 | 2.341 | 9.077 | 33.872 | 70.7204 | 57.1787 | 40.715 | 0 | 1.1348 | 25.2 | 0 | 197.9227 | 0 | 0 | 0 | 36.4039 | 0
7389 | 308 | 4 | 11 | Tuesday | 20 | 2.277 | 8.875 | 33.8798 | 75.2516 | 60.483 | 29.082 | 0 | 0.964 | 25.2 | 0 | 205.3767 | 0 | 0 | 0 | 27.0986 | 0
7390 | 308 | 4 | 11 | Tuesday | 21 | 2.596 | 5.63 | 33.7719 | 69.495 | 55.4564 | 17.449 | 0 | 0.6168 | 25.2 | 0 | 190.6289 | 0 | 0 | 0 | 17.6774 | 0
7391 | 308 | 4 | 11 | Tuesday | 22 | 3.118 | 0.942 | 33.7856 | 49.7368 | 40.0199 | 11.633 | 0 | 0.2938 | 16.2 | 0 | 141.0543 | 0 | 0 | 0 | 13.2481 | 0
7392 | 308 | 4 | 11 | Tuesday | 23 | 5.081 | 0.009 | 33.8181 | 26.9226 | 24.6242 | 11.633 | 0 | 0.3356 | 16.2 | 0 | 101.91 | 0 | 0 | 0 | 15.2696 | 0
7393 | 309 | 5 | 11 | Wednesday | 0 | 5.965 | 0 | 33.8705 | 17.5343 | 18.3373 | 5.816 | 0 | 0.2058 | 14.4 | 0 | 84.3479 | 0 | 0 | 0 | 11.0811 | 0
7394 | 309 | 5 | 11 | Wednesday | 1 | 6.408 | 0 | 33.9129 | 14.6472 | 16.4006 | 5.816 | 0 | 0.2144 | 11.88 | 0 | 77.0551 | 0 | 0 | 0 | 11.538 | 0
7395 | 309 | 5 | 11 | Wednesday | 2 | 6.802 | 0 | 33.9342 | 11.7686 | 14.464 | 5.816 | 0 | 0.222 | 11.88 | 0 | 72.2689 | 0 | 0 | 0 | 11.9458 | 0
7396 | 309 | 5 | 11 | Wednesday | 3 | 7.536 | 0 | 33.9362 | 11.7686 | 14.464 | 5.816 | 0 | 0.2362 | 11.88 | 0 | 72.285 | 0 | 0 | 0 | 12.6941 | 0
7397 | 309 | 5 | 11 | Wednesday | 4 | 8.485 | 0 | 33.899 | 13.0128 | 14.464 | 5.816 | 0 | 0.2544 | 11.88 | 0 | 73.5103 | 0 | 0 | 0 | 13.6561 | 0
7398 | 309 | 5 | 11 | Wednesday | 5 | 7.805 | 0 | 33.8711 | 22.6634 | 20.5805 | 5.816 | 0 | 0.2418 | 11.88 | 0 | 89.2369 | 0 | 0 | 0 | 12.9903 | 0
7399 | 309 | 5 | 11 | Wednesday | 6 | 6.397 | 0 | 33.8179 | 44.2813 | 35.484 | 29.082 | 0 | 0.6096 | 15.12 | 0 | 129.3129 | 0 | 0 | 0 | 32.5203 | 0
7400 | 309 | 5 | 11 | Wednesday | 7 | 5.278 | 0 | 33.8029 | 61.1578 | 46.6998 | 40.715 | 0 | 0.6696 | 15.12 | 0.1757 | 157.4501 | 0 | 0 | 0 | 42.466 | 0
7401 | 309 | 5 | 11 | Wednesday | 8 | 4.223 | 0 | 33.8065 | 68.9481 | 52.1343 | 46.532 | 0 | 0.6743 | 18.72 | 1.6825 | 174.2832 | 0 | 0 | 0 | 47.4689 | 0
7402 | 309 | 5 | 11 | Wednesday | 9 | 3.424 | 0 | 33.8209 | 68.7263 | 52.8606 | 29.082 | 0 | 0.5732 | 18.72 | 3.8539 | 174.701 | 0 | 0 | 0 | 30.6873 | 0
7403 | 309 | 5 | 11 | Wednesday | 10 | 3.277 | 0 | 33.9119 | 63.5343 | 51.878 | 11.633 | 0 | 0.2647 | 14.4 | 4.7604 | 163.9889 | 0 | 0 | 0 | 14.2505 | 0
7404 | 309 | 5 | 11 | Wednesday | 11 | 3.043 | 3.764 | 34.0157 | 62.9261 | 51.878 | 11.633 | 0 | 0.4533 | 18.36 | 5.1175 | 171.7038 | 0 | 0 | 0 | 14.0561 | 0
7405 | 309 | 5 | 11 | Wednesday | 12 | 3.053 | 10.177 | 34.061 | 61.105 | 51.1854 | 17.449 | 0.8747 | 0.8968 | 18.36 | 5.493 | 176.6155 | 0 | 0 | 0 | 19.6384 | 0
7406 | 309 | 5 | 11 | Wednesday | 13 | 2.782 | 9.866 | 33.9571 | 61.4368 | 51.878 | 17.449 | 10.2405 | 0.885 | 18.36 | 7.5791 | 177.1876 | 0 | 0 | 0 | 19.245 | 0
7407 | 309 | 5 | 11 | Wednesday | 14 | 2.581 | 8.271 | 33.8767 | 61.3062 | 51.878 | 5.816 | 10.5778 | 0.5902 | 18.36 | 7.4069 | 174.956 | 4.7618 | 0 | 0 | 7.9365 | 0
7408 | 309 | 5 | 11 | Wednesday | 15 | 2.569 | 7.417 | 33.8514 | 63.7501 | 51.878 | 5.816 | 1.5321 | 0.5295 | 18.36 | 4.3827 | 176.391 | 0 | 0 | 0 | 7.8604 | 0
7409 | 309 | 5 | 11 | Wednesday | 16 | 2.572 | 7.029 | 33.8308 | 67.5064 | 50.7246 | 23.266 | 0 | 0.8052 | 22.68 | 0.9836 | 183.1489 | 0 | 0 | 0 | 23.8428 | 0
7410 | 309 | 5 | 11 | Wednesday | 17 | 3.399 | 7.252 | 33.8347 | 59.7898 | 43.0931 | 29.082 | 0 | 0.9375 | 28.8 | 0 | 174.2981 | 0 | 0 | 0 | 30.2404 | 0
7411 | 309 | 5 | 11 | Wednesday | 18 | 3.133 | 9.309 | 33.8785 | 65.4399 | 51.7393 | 40.715 | 0 | 1.1482 | 30.96 | 0 | 193.2331 | 0 | 0 | 0 | 41.244 | 0
7412 | 309 | 5 | 11 | Wednesday | 19 | 2.304 | 9.263 | 33.8838 | 70.7204 | 57.1787 | 40.715 | 0 | 1.1446 | 25.2 | 0 | 198.146 | 0 | 0 | 0 | 40.8964 | 0
7413 | 309 | 5 | 11 | Wednesday | 20 | 1.946 | 9.231 | 33.9108 | 75.2516 | 60.483 | 29.082 | 0 | 1.0307 | 25.2 | 0 | 205.8595 | 0 | 0 | 0 | 29.7287 | 0
7414 | 309 | 5 | 11 | Wednesday | 21 | 2.059 | 5.924 | 33.7983 | 69.495 | 55.4564 | 17.449 | 0 | 0.6528 | 25.2 | 0 | 191.0091 | 0 | 0 | 0 | 18.8314 | 0
7415 | 309 | 5 | 11 | Wednesday | 22 | 2.488 | 1.086 | 33.7777 | 49.7368 | 40.0199 | 11.633 | 0 | 0.3093 | 16.2 | 0 | 141.2176 | 0 | 0 | 0 | 13.7113 | 0
7416 | 309 | 5 | 11 | Wednesday | 23 | 3.816 | 0.01 | 33.8256 | 26.9226 | 24.6242 | 11.633 | 0 | 0.2804 | 16.2 | 0 | 101.8632 | 0 | 0 | 0 | 15.0709 | 0
7417 | 310 | 6 | 11 | Thursday | 0 | 5.135 | 0 | 33.8376 | 17.5343 | 18.3373 | 5.816 | 0 | 0.1998 | 14.4 | 0 | 84.309 | 0 | 0 | 0 | 10.773 | 0
7418 | 310 | 6 | 11 | Thursday | 1 | 5.329 | 0 | 33.9027 | 14.6472 | 16.4006 | 5.816 | 0 | 0.2036 | 11.88 | 0 | 77.0341 | 0 | 0 | 0 | 10.9753 | 0
7419 | 310 | 6 | 11 | Thursday | 2 | 5.634 | 0 | 33.9262 | 11.7686 | 14.464 | 5.816 | 0 | 0.2095 | 11.88 | 0 | 72.2483 | 0 | 0 | 0 | 11.2874 | 0
7420 | 310 | 6 | 11 | Thursday | 3 | 5.881 | 0 | 33.941 | 11.7686 | 14.464 | 5.816 | 0 | 0.2142 | 11.88 | 0 | 72.2679 | 0 | 0 | 0 | 11.5423 | 0
7421 | 310 | 6 | 11 | Thursday | 4 | 5.786 | 0 | 33.9456 | 13.0128 | 14.464 | 5.816 | 0 | 0.2126 | 11.88 | 0 | 73.515 | 0 | 0 | 0 | 11.4545 | 0
7422 | 310 | 6 | 11 | Thursday | 5 | 5.677 | 0 | 33.9348 | 22.6634 | 20.5805 | 5.816 | 0 | 0.2107 | 11.88 | 0 | 89.2694 | 0 | 0 | 0 | 11.352 | 0
7423 | 310 | 6 | 11 | Thursday | 6 | 4.96 | 0 | 33.8633 | 44.2813 | 35.484 | 29.082 | 0 | 0.625 | 15.12 | 0 | 129.3736 | 0 | 0 | 0 | 33.4459 | 0
7424 | 310 | 6 | 11 | Thursday | 7 | 4.192 | 0 | 33.8351 | 61.1578 | 46.6998 | 40.715 | 0 | 0.6683 | 15.12 | 0.1251 | 157.481 | 0 | 0 | 0 | 44.4862 | 0
7425 | 310 | 6 | 11 | Thursday | 8 | 3.369 | 0 | 33.8386 | 69.3484 | 52.1343 | 46.532 | 0 | 0.6732 | 18.72 | 1.2311 | 174.7145 | 0 | 0 | 0 | 49.8625 | 0
7426 | 310 | 6 | 11 | Thursday | 9 | 2.696 | 0 | 33.824 | 68.8837 | 52.8606 | 29.082 | 1.466 | 0.5951 | 18.72 | 3.7822 | 174.8833 | 0 | 0 | 0 | 31.7986 | 0
7427 | 310 | 6 | 11 | Thursday | 10 | 2.825 | 0 | 33.9129 | 61.8963 | 51.878 | 11.633 | 18.2244 | 0.2939 | 14.4 | 8.2873 | 162.3811 | 6.5914 | 0 | 0 | 14.281 | 0
7428 | 310 | 6 | 11 | Thursday | 11 | 2.549 | 3.883 | 34.0297 | 60.3066 | 51.878 | 11.633 | 38.2676 | 0.5056 | 18.36 | 13.2561 | 169.2793 | 26.6346 | 0 | 0 | 13.2907 | 0
7429 | 310 | 6 | 11 | Thursday | 12 | 2.307 | 11.022 | 34.0483 | 58.0415 | 51.1854 | 17.449 | 42.1565 | 0.9565 | 18.36 | 15.1337 | 174.5128 | 24.7075 | 0 | 0 | 16.8996 | 0
7430 | 310 | 6 | 11 | Thursday | 13 | 2.23 | 10.254 | 33.9926 | 60.2327 | 51.878 | 17.449 | 32.0117 | 0.8718 | 18.36 | 13.5732 | 176.4246 | 14.5627 | 0 | 0 | 15.5361 | 0
7431 | 310 | 6 | 11 | Thursday | 14 | 2.261 | 8.501 | 33.8817 | 61.8757 | 51.878 | 5.816 | 20.0431 | 0.5891 | 18.36 | 10.7326 | 175.7782 | 14.2271 | 0 | 0 | 6.4026 | 0
7432 | 310 | 6 | 11 | Thursday | 15 | 2.27 | 7.613 | 33.8552 | 64.2729 | 51.878 | 5.816 | 4.5809 | 0.5156 | 18.36 | 5.7889 | 177.1156 | 0 | 0 | 0 | 6.2794 | 0
7433 | 310 | 6 | 11 | Thursday | 16 | 2.278 | 7.168 | 33.8365 | 67.749 | 50.7246 | 23.266 | 0 | 0.715 | 22.68 | 0.8587 | 183.4573 | 0 | 0 | 0 | 18.5388 | 0
7434 | 310 | 6 | 11 | Thursday | 17 | 2.951 | 7.41 | 33.8383 | 59.7898 | 43.0931 | 29.082 | 0 | 0.8285 | 28.8 | 0 | 174.3639 | 0 | 0 | 0 | 23.8659 | 0
7435 | 310 | 6 | 11 | Thursday | 18 | 2.725 | 9.612 | 33.9029 | 65.4399 | 51.7393 | 40.715 | 0 | 1.1206 | 30.96 | 0 | 193.5579 | 0 | 0 | 0 | 33.0355 | 0
7436 | 310 | 6 | 11 | Thursday | 19 | 2.15 | 9.414 | 33.8862 | 70.7204 | 57.1787 | 40.715 | 0 | 1.1191 | 25.2 | 0 | 198.2858 | 0 | 0 | 0 | 33.5736 | 0
7437 | 310 | 6 | 11 | Thursday | 20 | 1.907 | 9.31 | 33.9126 | 75.2516 | 60.483 | 29.082 | 0 | 0.9482 | 25.2 | 0 | 205.8638 | 0 | 0 | 0 | 24.9864 | 0
7438 | 310 | 6 | 11 | Thursday | 21 | 2.105 | 5.948 | 33.7933 | 69.495 | 55.4564 | 17.449 | 0 | 0.6059 | 25.2 | 0 | 190.9834 | 0 | 0 | 0 | 16.1921 | 0
7439 | 310 | 6 | 11 | Thursday | 22 | 2.697 | 1.084 | 33.7819 | 49.7368 | 40.0199 | 11.633 | 0 | 0.2813 | 16.2 | 0 | 141.1922 | 0 | 0 | 0 | 12.184 | 0
7440 | 310 | 6 | 11 | Thursday | 23 | 4.527 | 0.011 | 33.8217 | 26.9226 | 24.6242 | 11.633 | 0 | 0.2628 | 16.2 | 0 | 101.8431 | 0 | 0 | 0 | 14.0885 | 0
7441 | 311 | 7 | 11 | Friday | 0 | 5.261 | 0 | 33.8571 | 17.5343 | 18.3373 | 5.816 | 0 | 0.1869 | 14.4 | 0 | 84.3156 | 0 | 0 | 0 | 10.0686 | 0
7442 | 311 | 7 | 11 | Friday | 1 | 5.485 | 0 | 33.9007 | 14.6472 | 16.4006 | 5.816 | 0 | 0.1915 | 11.88 | 0 | 77.02 | 0 | 0 | 0 | 10.3116 | 0
7443 | 311 | 7 | 11 | Friday | 2 | 5.842 | 0 | 33.9312 | 11.7686 | 14.464 | 5.816 | 0 | 0.1985 | 11.88 | 0 | 72.2424 | 0 | 0 | 0 | 10.6866 | 0
7444 | 311 | 7 | 11 | Friday | 3 | 6.088 | 0 | 33.9478 | 11.7686 | 14.464 | 5.816 | 0 | 0.2034 | 11.88 | 0 | 72.2638 | 0 | 0 | 0 | 10.9505 | 0
7445 | 311 | 7 | 11 | Friday | 4 | 5.998 | 0 | 33.9498 | 13.0128 | 14.464 | 5.816 | 0 | 0.202 | 11.88 | 0 | 73.5086 | 0 | 0 | 0 | 10.8775 | 0
7446 | 311 | 7 | 11 | Friday | 5 | 5.77 | 0 | 33.9384 | 22.6634 | 20.5805 | 5.816 | 0 | 0.1981 | 11.88 | 0 | 89.2604 | 0 | 0 | 0 | 10.6674 | 0
7447 | 311 | 7 | 11 | Friday | 6 | 4.847 | 0 | 33.8636 | 44.2813 | 35.484 | 29.082 | 0 | 0.5539 | 15.12 | 0 | 129.3028 | 0 | 0 | 0 | 29.5827 | 0
7448 | 311 | 7 | 11 | Friday | 7 | 4.092 | 0 | 33.8342 | 61.1578 | 46.6998 | 40.715 | 0 | 0.6682 | 15.12 | 0.1501 | 157.48 | 0 | 0 | 0 | 39.4313 | 0
7449 | 311 | 7 | 11 | Friday | 8 | 3.381 | 0 | 33.8425 | 68.8353 | 52.1343 | 46.532 | 0 | 0.6732 | 18.72 | 2.1103 | 174.2054 | 0 | 0 | 0 | 44.7029 | 0
7450 | 311 | 7 | 11 | Friday | 9 | 2.796 | 0 | 33.8314 | 66.7315 | 52.8606 | 29.082 | 6.7708 | 0.5491 | 18.72 | 6.4772 | 172.6926 | 0 | 0 | 0 | 28.8286 | 0
7451 | 311 | 7 | 11 | Friday | 10 | 2.715 | 0 | 33.9153 | 60.1001 | 51.878 | 11.633 | 12.7891 | 0.2606 | 14.4 | 9.2736 | 160.5541 | 1.1561 | 0 | 0 | 12.9347 | 0
7452 | 311 | 7 | 11 | Friday | 11 | 2.476 | 4.046 | 33.9981 | 57.0206 | 51.878 | 11.633 | 10.9249 | 0.4555 | 18.36 | 10.0173 | 166.0875 | 0 | 0 | 0 | 12.4565 | 0
7453 | 311 | 7 | 11 | Friday | 12 | 2.302 | 9.792 | 34.0309 | 54.5597 | 51.1854 | 17.449 | 18.98 | 0.8535 | 18.36 | 11.7991 | 169.5795 | 1.531 | 0 | 0 | 16.8385 | 0
7454 | 311 | 7 | 11 | Friday | 13 | 1.921 | 10.052 | 33.9319 | 57.4577 | 51.878 | 17.449 | 24.386 | 0.8526 | 18.36 | 12.6993 | 173.3512 | 6.937 | 0 | 0 | 15.7427 | 0
7455 | 311 | 7 | 11 | Friday | 14 | 1.936 | 8.483 | 33.863 | 59.5592 | 51.878 | 5.816 | 13.6125 | 0.5765 | 18.36 | 10.048 | 173.4108 | 7.7965 | 0 | 0 | 6.3236 | 0
7456 | 311 | 7 | 11 | Friday | 15 | 2.251 | 7.612 | 33.8516 | 63.8116 | 51.878 | 5.816 | 0.7599 | 0.515 | 18.36 | 5.2317 | 176.6481 | 0 | 0 | 0 | 6.5838 | 0
7457 | 311 | 7 | 11 | Friday | 16 | 2.448 | 7.13 | 33.8395 | 67.7098 | 50.7246 | 23.266 | 0 | 0.7402 | 22.68 | 0.9286 | 183.405 | 0 | 0 | 0 | 20.0137 | 0
7458 | 311 | 7 | 11 | Friday | 17 | 3.143 | 7.354 | 33.8431 | 59.7898 | 43.0931 | 29.082 | 0 | 0.8575 | 28.8 | 0 | 174.3371 | 0 | 0 | 0 | 25.6017 | 0
7459 | 311 | 7 | 11 | Friday | 18 | 2.903 | 9.495 | 33.8907 | 65.4399 | 51.7393 | 40.715 | 0 | 1.1541 | 30.96 | 0 | 193.4531 | 0 | 0 | 0 | 35.2227 | 0
7460 | 311 | 7 | 11 | Friday | 19 | 2.283 | 9.334 | 33.8775 | 70.7204 | 57.1787 | 40.715 | 0 | 1.1479 | 25.2 | 0 | 198.219 | 0 | 0 | 0 | 35.5547 | 0
7461 | 311 | 7 | 11 | Friday | 20 | 1.969 | 9.288 | 33.9111 | 75.2516 | 60.483 | 29.082 | 0 | 0.9706 | 25.2 | 0 | 205.8611 | 0 | 0 | 0 | 26.2731 | 0
7462 | 311 | 7 | 11 | Friday | 21 | 2.099 | 5.97 | 33.7916 | 69.495 | 55.4564 | 17.449 | 0 | 0.6197 | 25.2 | 0 | 191.0187 | 0 | 0 | 0 | 16.885 | 0
7463 | 311 | 7 | 11 | Friday | 22 | 2.643 | 1.102 | 33.7812 | 49.7368 | 40.0199 | 11.633 | 0 | 0.2895 | 16.2 | 0 | 141.219 | 0 | 0 | 0 | 12.5818 | 0
7464 | 311 | 7 | 11 | Friday | 23 | 4.604 | 0.012 | 33.8286 | 26.9226 | 24.6242 | 11.633 | 0 | 0.2724 | 16.2 | 0 | 101.8603 | 0 | 0 | 0 | 14.6064 | 0
7465 | 312 | 8 | 11 | Saturday | 0 | 5.578 | 0 | 33.8534 | 18.3332 | 19.1419 | 5.816 | 0 | 0.1969 | 15.84 | 0 | 87.3655 | 0 | 0 | 0 | 10.6026 | 0
7466 | 312 | 8 | 11 | Saturday | 1 | 5.711 | 0 | 33.9032 | 17.5283 | 18.3373 | 5.816 | 0 | 0.1996 | 12.6 | 0 | 82.5684 | 0 | 0 | 0 | 10.7509 | 0
7467 | 312 | 8 | 11 | Saturday | 2 | 6.008 | 0 | 33.9364 | 11.771 | 14.464 | 5.816 | 0 | 0.2055 | 12.6 | 0 | 72.977 | 0 | 0 | 0 | 11.063 | 0
7468 | 312 | 8 | 11 | Saturday | 3 | 6.2 | 0 | 33.9509 | 11.771 | 14.464 | 5.816 | 0 | 0.2094 | 12.6 | 0 | 72.9953 | 0 | 0 | 0 | 11.2698 | 0
7469 | 312 | 8 | 11 | Saturday | 4 | 8.075 | 0 | 33.9087 | 11.771 | 14.464 | 5.816 | 0 | 0.2451 | 12.6 | 0 | 72.9889 | 0 | 0 | 0 | 13.1601 | 0
7470 | 312 | 8 | 11 | Saturday | 5 | 8.02 | 0 | 33.925 | 13.0152 | 14.464 | 5.816 | 0 | 0.2443 | 12.6 | 0 | 74.2486 | 0 | 0 | 0 | 13.1196 | 0
7471 | 312 | 8 | 11 | Saturday | 6 | 7.543 | 0 | 33.8696 | 30.2702 | 24.9086 | 29.082 | 0 | 0.6245 | 14.4 | 0 | 104.073 | 0 | 0 | 0 | 33.2534 | 0
7472 | 312 | 8 | 11 | Saturday | 7 | 7.051 | 0 | 33.8599 | 33.0666 | 26.405 | 40.715 | 0 | 0.6715 | 11.52 | 0.1506 | 105.5229 | 0 | 0 | 0 | 43.7132 | 0
7473 | 312 | 8 | 11 | Saturday | 8 | 5.709 | 0 | 33.8374 | 45.6857 | 37.4339 | 46.532 | 0 | 0.6757 | 16.2 | 1.987 | 133.8326 | 0 | 0 | 0 | 48.4016 | 0
7474 | 312 | 8 | 11 | Saturday | 9 | 4.833 | 0 | 33.8366 | 41.4879 | 37.9057 | 29.082 | 11.7465 | 0.6082 | 16.2 | 6.8904 | 130.0383 | 0 | 0 | 0 | 31.5151 | 0
7475 | 312 | 8 | 11 | Saturday | 10 | 4.688 | 0 | 33.9235 | 35.9576 | 37.2508 | 11.633 | 26.2542 | 0.319 | 15.12 | 11.3778 | 122.5708 | 14.6212 | 0 | 0 | 14.9072 | 0
7476 | 312 | 8 | 11 | Saturday | 11 | 3.854 | 3.321 | 33.9274 | 33.3201 | 35.3135 | 11.633 | 17.5385 | 0.4488 | 21.6 | 11.3438 | 128.2016 | 5.9055 | 0 | 0 | 13.5417 | 0
7477 | 312 | 8 | 11 | Saturday | 12 | 3.512 | 3.167 | 34.0375 | 29.4312 | 34.2247 | 17.449 | 8.7639 | 0.5044 | 23.4 | 10.0779 | 125.0232 | 0 | 0 | 0 | 17.6945 | 0
7478 | 312 | 8 | 11 | Saturday | 13 | 3.406 | 3.22 | 34.1375 | 30.1498 | 33.0722 | 17.449 | 6.7716 | 0.4995 | 23.4 | 9.2999 | 124.7409 | 0 | 0 | 0 | 17.4548 | 0
7479 | 312 | 8 | 11 | Saturday | 14 | 3.567 | 3.27 | 34.1389 | 30.8632 | 33.0722 | 5.816 | 0.5502 | 0.3199 | 23.4 | 7.1053 | 125.3305 | 0 | 0 | 0 | 8.2443 | 0
7480 | 312 | 8 | 11 | Saturday | 15 | 3.967 | 3.299 | 34.1153 | 33.2588 | 33.0722 | 5.816 | 0 | 0.3283 | 23.4 | 4.2368 | 127.7424 | 0 | 0 | 0 | 8.6644 | 0
7481 | 312 | 8 | 11 | Saturday | 16 | 5.489 | 3.311 | 34.1051 | 37.2725 | 33.0722 | 23.266 | 0 | 0.626 | 23.4 | 0.9964 | 132.0562 | 0 | 0 | 0 | 24.468 | 0
7482 | 312 | 8 | 11 | Saturday | 17 | 6.829 | 3.649 | 34.1117 | 35.4248 | 32.9581 | 29.082 | 0 | 0.7669 | 27 | 0 | 134.2074 | 0 | 0 | 0 | 30.9591 | 0
7483 | 312 | 8 | 11 | Saturday | 18 | 5.629 | 7.929 | 33.9361 | 55.5841 | 46.5147 | 40.715 | 0 | 1.0805 | 28.8 | 0 | 174.4912 | 0 | 0 | 0 | 40.191 | 0
7484 | 312 | 8 | 11 | Saturday | 19 | 4.998 | 9.356 | 33.8973 | 61.3403 | 50.3878 | 40.715 | 0 | 1.1525 | 28.8 | 0 | 185.6969 | 0 | 0 | 0 | 40.3349 | 0
7485 | 312 | 8 | 11 | Saturday | 20 | 5.137 | 7.848 | 33.8347 | 61.3343 | 50.3878 | 29.082 | 0 | 0.9797 | 27 | 0 | 182.0242 | 0 | 0 | 0 | 30.7677 | 0
7486 | 312 | 8 | 11 | Saturday | 21 | 4.912 | 6.968 | 33.7996 | 61.3343 | 50.3878 | 17.449 | 0 | 0.7388 | 27 | 0 | 180.7966 | 0 | 0 | 0 | 20.4551 | 0
7487 | 312 | 8 | 11 | Saturday | 22 | 5.333 | 2.136 | 33.7332 | 49.2003 | 40.077 | 11.633 | 0 | 0.4015 | 19.8 | 0 | 145.5217 | 0 | 0 | 0 | 15.7614 | 0
7488 | 312 | 8 | 11 | Saturday | 23 | 7.314 | 0.051 | 33.8029 | 28.1779 | 24.6242 | 11.633 | 0 | 0.3854 | 19.8 | 0 | 106.8457 | 0 | 0 | 0 | 17.7938 | 0
7489 | 313 | 9 | 11 | Sunday | 0 | 8.32 | 0 | 33.7941 | 24.1043 | 23.0149 | 5.816 | 0 | 0.2528 | 19.8 | 0 | 100.9661 | 0 | 0 | 0 | 13.5783 | 0
7490 | 313 | 9 | 11 | Sunday | 1 | 8.411 | 0 | 33.8343 | 23.3102 | 22.2101 | 5.816 | 0 | 0.2548 | 19.8 | 0 | 99.4095 | 0 | 0 | 0 | 13.6827 | 0
7491 | 313 | 9 | 11 | Sunday | 2 | 8.823 | 0 | 33.8612 | 17.5379 | 18.3373 | 5.816 | 0 | 0.2628 | 15.48 | 0 | 85.4792 | 0 | 0 | 0 | 14.1063 | 0
7492 | 313 | 9 | 11 | Sunday | 3 | 8.982 | 0 | 33.875 | 17.5379 | 18.3373 | 5.816 | 0 | 0.266 | 15.48 | 0 | 85.4962 | 0 | 0 | 0 | 14.2771 | 0
7493 | 313 | 9 | 11 | Sunday | 4 | 9.574 | 0 | 33.879 | 17.5379 | 18.3373 | 5.816 | 0 | 0.2776 | 15.48 | 0 | 85.5117 | 0 | 0 | 0 | 14.8815 | 0
7494 | 313 | 9 | 11 | Sunday | 5 | 9.83 | 0 | 33.8974 | 18.7817 | 18.3373 | 5.816 | 0 | 0.2826 | 15.48 | 0 | 86.779 | 0 | 0 | 0 | 15.1495 | 0
7495 | 313 | 9 | 11 | Sunday | 6 | 9.352 | 0 | 33.8249 | 26.931 | 24.6242 | 29.082 | 0 | 0.6659 | 18.72 | 0 | 104.7659 | 0 | 0 | 0 | 36.1287 | 0
7496 | 313 | 9 | 11 | Sunday | 7 | 7.939 | 0 | 33.7935 | 34.2491 | 29.9942 | 40.715 | 0 | 0.6723 | 18.72 | 0 | 117.4291 | 0 | 0 | 0 | 46.0075 | 0
7497 | 313 | 9 | 11 | Sunday | 8 | 8.09 | 0 | 33.7946 | 37.4418 | 33.2132 | 46.532 | 0 | 0.6781 | 23.4 | 0.075 | 128.5277 | 0 | 0 | 0 | 52.2644 | 0
7498 | 313 | 9 | 11 | Sunday | 9 | 8.533 | 0 | 33.8124 | 31.6836 | 29.3396 | 29.082 | 0 | 0.6649 | 23.4 | 0.592 | 118.9005 | 0 | 0 | 0 | 36.3114 | 0
7499 | 313 | 9 | 11 | Sunday | 10 | 8.13 | 0 | 33.8199 | 34.845 | 32.5586 | 11.633 | 0 | 0.36 | 19.08 | 1.1231 | 120.6636 | 0 | 0 | 0 | 19.2964 | 0
7500 | 313 | 9 | 11 | Sunday | 11 | 7.922 | 0 | 33.8601 | 34.6549 | 32.5586 | 11.633 | 0 | 0.3567 | 21.6 | 1.6189 | 123.0302 | 0 | 0 | 0 | 19.1234 | 0
7501 | 313 | 9 | 11 | Sunday | 12 | 7.368 | 0 | 33.8844 | 33.9785 | 33.0367 | 17.449 | 0 | 0.4524 | 19.08 | 2.3243 | 120.4321 | 0 | 0 | 0 | 24.2309 | 0
7502 | 313 | 9 | 11 | Sunday | 13 | 7.1 | 0 | 33.9784 | 27.4146 | 29.1634 | 17.449 | 0.201 | 0.4489 | 18.36 | 3.6026 | 109.3653 | 0 | 0 | 0 | 24.0326 | 0
7503 | 313 | 9 | 11 | Sunday | 14 | 6.671 | 0 | 34.0508 | 26.1293 | 29.1634 | 5.816 | 5.9847 | 0.2378 | 18 | 5.4024 | 107.5814 | 0.1687 | 0 | 0 | 12.2935 | 0
7504 | 313 | 9 | 11 | Sunday | 15 | 6.618 | 0 | 34.0933 | 26.2237 | 29.1634 | 5.816 | 3.674 | 0.2319 | 15.84 | 4.2441 | 105.5523 | 0 | 0 | 0 | 12.1709 | 0
7505 | 313 | 9 | 11 | Sunday | 16 | 7.31 | 0 | 34.0924 | 27.5796 | 27.5539 | 23.266 | 0 | 0.553 | 23.04 | 0.9024 | 112.8189 | 0 | 0 | 0 | 29.5587 | 0
7506 | 313 | 9 | 11 | Sunday | 17 | 8.487 | 0 | 34.0481 | 26.7113 | 26.399 | 29.082 | 0 | 0.6648 | 22.32 | 0 | 110.1432 | 0 | 0 | 0 | 36.4984 | 0
7507 | 313 | 9 | 11 | Sunday | 18 | 7.907 | 0 | 33.8933 | 43.9889 | 38.0184 | 40.715 | 0 | 0.672 | 23.4 | 0 | 139.9725 | 0 | 0 | 0 | 47.5999 | 0
7508 | 313 | 9 | 11 | Sunday | 19 | 7.134 | 0 | 33.793 | 55.5005 | 45.7644 | 40.715 | 0 | 0.6709 | 22.68 | 0 | 158.4089 | 0 | 0 | 0 | 47.1871 | 0
7509 | 313 | 9 | 11 | Sunday | 20 | 7.034 | 0 | 33.7609 | 60.0165 | 49.6381 | 29.082 | 0 | 0.6625 | 22.68 | 0 | 166.7581 | 0 | 0 | 0 | 35.7392 | 0
7510 | 313 | 9 | 11 | Sunday | 21 | 7.235 | 0 | 33.7595 | 48.5011 | 41.8913 | 17.449 | 0 | 0.4576 | 22.68 | 0 | 147.2895 | 0 | 0 | 0 | 24.5319 | 0
7511 | 313 | 9 | 11 | Sunday | 22 | 7.562 | 0 | 33.7802 | 40.3665 | 35.5897 | 11.633 | 0 | 0.3562 | 14.4 | 0 | 124.4926 | 0 | 0 | 0 | 19.1232 | 0
7512 | 313 | 9 | 11 | Sunday | 23 | 9.736 | 0 | 33.8302 | 25.6748 | 24.6242 | 11.633 | 0 | 0.3986 | 14.4 | 0 | 98.9278 | 0 | 0 | 0 | 21.3204 | 0
7513 | 314 | 10 | 11 | Monday | 0 | 10.06 | 0 | 33.858 | 17.5343 | 18.3373 | 5.816 | 0 | 0.2959 | 14.4 | 0 | 84.4254 | 0 | 0 | 0 | 15.8608 | 0
7514 | 314 | 10 | 11 | Monday | 1 | 10.361 | 0 | 33.8959 | 14.6472 | 16.4006 | 5.816 | 0 | 0.3017 | 11.88 | 0 | 77.1255 | 0 | 0 | 0 | 16.1673 | 0
7515 | 314 | 10 | 11 | Monday | 2 | 11.953 | 0 | 34.0074 | 11.7686 | 14.464 | 5.816 | 0 | 0.3324 | 11.88 | 0 | 72.4525 | 0 | 0 | 0 | 17.7645 | 0
7516 | 314 | 10 | 11 | Monday | 3 | 12.734 | 0 | 34.0746 | 11.7686 | 14.464 | 5.816 | 0 | 0.3475 | 11.88 | 0 | 72.5347 | 0 | 0 | 0 | 18.5503 | 0
7517 | 314 | 10 | 11 | Monday | 4 | 12.529 | 0 | 34.103 | 13.0128 | 14.464 | 5.816 | 0 | 0.3437 | 11.88 | 0 | 73.8034 | 0 | 0 | 0 | 18.3501 | 0
7518 | 314 | 10 | 11 | Monday | 5 | 11.575 | 0 | 34.0579 | 22.6634 | 20.5805 | 5.816 | 0 | 0.3255 | 11.88 | 0 | 89.5073 | 0 | 0 | 0 | 17.4022 | 0
7519 | 314 | 10 | 11 | Monday | 6 | 9.356 | 0 | 33.8966 | 44.2813 | 35.484 | 29.082 | 0 | 0.6661 | 15.12 | 0 | 129.448 | 0 | 0 | 0 | 38.6114 | 0
7520 | 314 | 10 | 11 | Monday | 7 | 7.693 | 0 | 33.8378 | 61.1578 | 46.6998 | 40.715 | 0 | 0.6724 | 15.12 | 0.126 | 157.4878 | 0 | 0 | 0 | 48.9916 | 0
7521 | 314 | 10 | 11 | Monday | 8 | 6.181 | 0 | 33.834 | 69.4107 | 52.1343 | 46.532 | 0 | 0.6767 | 18.72 | 1.1801 | 174.7758 | 0 | 0 | 0 | 53.712 | 0
7522 | 314 | 10 | 11 | Monday | 9 | 5.259 | 0 | 33.8629 | 69.8614 | 52.8606 | 29.082 | 0 | 0.6536 | 18.72 | 3.2864 | 175.9585 | 0 | 0 | 0 | 34.9468 | 0
7523 | 314 | 10 | 11 | Monday | 10 | 5.381 | 0 | 33.9858 | 63.1976 | 51.878 | 11.633 | 6.3567 | 0.3309 | 14.4 | 6.3464 | 163.7923 | 0 | 0 | 0 | 17.2393 | 0
7524 | 314 | 10 | 11 | Monday | 11 | 5.079 | 3.021 | 34.0677 | 60.3985 | 51.878 | 11.633 | 29.0121 | 0.5073 | 18.36 | 11.726 | 168.4784 | 17.3791 | 0 | 0 | 16.5078 | 0
7525 | 314 | 10 | 11 | Monday | 12 | 5.083 | 8.744 | 34.151 | 58.4291 | 51.1854 | 17.449 | 41.1312 | 0.9085 | 18.36 | 14.9745 | 172.4905 | 23.6822 | 0 | 0 | 20.8467 | 0
7526 | 314 | 10 | 11 | Monday | 13 | 5.041 | 9.072 | 34.0259 | 60.2917 | 51.878 | 17.449 | 23.4121 | 0.8724 | 18.36 | 12.0518 | 175.2397 | 5.9631 | 0 | 0 | 19.634 | 0
7527 | 314 | 10 | 11 | Monday | 14 | 4.875 | 7.682 | 33.9598 | 61.2832 | 51.878 | 5.816 | 5.9553 | 0.5829 | 18.36 | 8.3688 | 174.3725 | 0.1393 | 0 | 0 | 9.5898 | 0
7528 | 314 | 10 | 11 | Monday | 15 | 4.857 | 6.708 | 33.9395 | 64.8621 | 51.878 | 5.816 | 0 | 0.522 | 18.36 | 4.2862 | 176.8167 | 0 | 0 | 0 | 9.5697 | 0
7529 | 314 | 10 | 11 | Monday | 16 | 4.832 | 6.249 | 33.8989 | 67.8779 | 50.7246 | 23.266 | 0 | 0.7668 | 22.68 | 0.7409 | 182.7066 | 0 | 0 | 0 | 23.8722 | 0
7530 | 314 | 10 | 11 | Monday | 17 | 5.486 | 6.575 | 33.9006 | 59.7898 | 43.0931 | 29.082 | 0 | 0.8941 | 28.8 | 0 | 173.5884 | 0 | 0 | 0 | 29.689 | 0
7531 | 314 | 10 | 11 | Monday | 18 | 4.716 | 8.501 | 33.8331 | 65.4399 | 51.7393 | 40.715 | 0 | 1.1073 | 30.96 | 0 | 192.2739 | 0 | 0 | 0 | 39.3621 | 0
7532 | 314 | 10 | 11 | Monday | 19 | 3.652 | 8.419 | 33.8313 | 70.7204 | 57.1787 | 40.715 | 0 | 1.1014 | 25.2 | 0 | 197.1371 | 0 | 0 | 0 | 39.0607 | 0
7533 | 314 | 10 | 11 | Monday | 20 | 3.203 | 8.338 | 33.8399 | 75.2516 | 60.483 | 29.082 | 0 | 0.9693 | 25.2 | 0 | 204.7614 | 0 | 0 | 0 | 28.8922 | 0
7534 | 314 | 10 | 11 | Monday | 21 | 3.606 | 5.296 | 33.7654 | 69.495 | 55.4564 | 17.449 | 0 | 0.6275 | 25.2 | 0 | 190.2714 | 0 | 0 | 0 | 19.1826 | 0
7535 | 314 | 10 | 11 | Monday | 22 | 4.4 | 0.809 | 33.7941 | 49.7368 | 40.0199 | 11.633 | 0 | 0.317 | 16.2 | 0 | 140.9429 | 0 | 0 | 0 | 14.8507 | 0
7536 | 314 | 10 | 11 | Monday | 23 | 8.612 | 0.007 | 33.77 | 26.9226 | 24.6242 | 11.633 | 0 | 0.3575 | 16.2 | 0 | 101.882 | 0 | 0 | 0 | 19.113 | 0
7537 | 315 | 11 | 11 | Tuesday | 0 | 9.213 | 0 | 33.8305 | 17.5343 | 18.3373 | 5.816 | 0 | 0.27 | 14.4 | 0 | 84.372 | 0 | 0 | 0 | 14.482 | 0
7538 | 315 | 11 | 11 | Tuesday | 1 | 9.663 | 0 | 33.8772 | 14.6472 | 16.4006 | 5.816 | 0 | 0.2788 | 11.88 | 0 | 77.0838 | 0 | 0 | 0 | 14.9437 | 0
7539 | 315 | 11 | 11 | Tuesday | 2 | 10.069 | 0 | 33.9863 | 11.7686 | 14.464 | 5.816 | 0 | 0.2867 | 11.88 | 0 | 72.3856 | 0 | 0 | 0 | 15.3622 | 0
7540 | 315 | 11 | 11 | Tuesday | 3 | 11.217 | 0 | 34.0212 | 11.7686 | 14.464 | 5.816 | 0 | 0.3089 | 11.88 | 0 | 72.4427 | 0 | 0 | 0 | 16.5219 | 0
7541 | 315 | 11 | 11 | Tuesday | 4 | 10.731 | 0 | 34.0308 | 13.0128 | 14.464 | 5.816 | 0 | 0.2999 | 11.88 | 0 | 73.6874 | 0 | 0 | 0 | 16.0478 | 0
7542 | 315 | 11 | 11 | Tuesday | 5 | 10.072 | 0 | 33.998 | 22.6634 | 20.5805 | 5.816 | 0 | 0.2876 | 11.88 | 0 | 89.4095 | 0 | 0 | 0 | 15.4008 | 0
7543 | 315 | 11 | 11 | Tuesday | 6 | 8.533 | 0 | 33.8588 | 44.2813 | 35.484 | 29.082 | 0 | 0.662 | 15.12 | 0 | 129.4062 | 0 | 0 | 0 | 35.3488 | 0
7544 | 315 | 11 | 11 | Tuesday | 7 | 7.159 | 0 | 33.8125 | 61.1578 | 46.6998 | 40.715 | 0 | 0.6719 | 15.12 | 0 | 157.462 | 0 | 0 | 0 | 45.2806 | 0
7545 | 315 | 11 | 11 | Tuesday | 8 | 6.614 | 0 | 33.8294 | 69.4626 | 52.1343 | 46.532 | 0 | 0.6772 | 18.72 | 0.2615 | 174.8236 | 0 | 0 | 0 | 50.8376 | 0
7546 | 315 | 11 | 11 | Tuesday | 9 | 5.778 | 0 | 33.8575 | 71.0546 | 52.8606 | 29.082 | 0 | 0.6291 | 18.72 | 2.1796 | 177.1217 | 0 | 0 | 0 | 33.5819 | 0
7547 | 315 | 11 | 11 | Tuesday | 10 | 5.506 | 0 | 33.9788 | 63.5415 | 51.878 | 11.633 | 0.2967 | 0.3112 | 14.4 | 4.942 | 164.1096 | 0 | 0 | 0 | 16.6866 | 0
7548 | 315 | 11 | 11 | Tuesday | 11 | 5.196 | 3.365 | 34.0565 | 59.987 | 51.878 | 11.633 | 10.8534 | 0.4924 | 18.36 | 8.7279 | 168.4135 | 0 | 0 | 0 | 16.2932 | 0
7549 | 315 | 11 | 11 | Tuesday | 12 | 5.007 | 8.99 | 34.1312 | 58.2618 | 51.1854 | 17.449 | 20.0039 | 0.8925 | 18.36 | 11.0435 | 172.5533 | 2.5549 | 0 | 0 | 21.0922 | 0
7550 | 315 | 11 | 11 | Tuesday | 13 | 4.863 | 9.32 | 34.0181 | 60.212 | 51.878 | 17.449 | 16.9538 | 0.8875 | 18.36 | 10.5489 | 175.4356 | 0 | 0 | 0 | 20.3071 | 0
7551 | 315 | 11 | 11 | Tuesday | 14 | 4.938 | 7.826 | 33.9617 | 61.9775 | 51.878 | 5.816 | 7.3482 | 0.5994 | 18.36 | 8.1529 | 175.24 | 1.5322 | 0 | 0 | 9.9514 | 0
7552 | 315 | 11 | 11 | Tuesday | 15 | 4.967 | 6.839 | 33.9464 | 64.9007 | 51.878 | 5.816 | 0.0315 | 0.5362 | 18.36 | 4.3792 | 177.0175 | 0 | 0 | 0 | 9.9618 | 0
7553 | 315 | 11 | 11 | Tuesday | 16 | 4.963 | 6.379 | 33.9089 | 67.7831 | 50.7246 | 23.266 | 0 | 0.7962 | 22.68 | 0.8937 | 182.7914 | 0 | 0 | 0 | 25.0974 | 0
7554 | 315 | 11 | 11 | Tuesday | 17 | 5.891 | 6.625 | 33.9285 | 59.7898 | 43.0931 | 29.082 | 0 | 0.9285 | 28.8 | 0 | 173.7052 | 0 | 0 | 0 | 31.3876 | 0
7555 | 315 | 11 | 11 | Tuesday | 18 | 5.544 | 8.328 | 33.8571 | 65.4399 | 51.7393 | 40.715 | 0 | 1.0991 | 30.96 | 0 | 192.1017 | 0 | 0 | 0 | 41.9086 | 0
7556 | 315 | 11 | 11 | Tuesday | 19 | 4.699 | 8.138 | 33.8379 | 70.7204 | 57.1787 | 40.715 | 0 | 1.0878 | 25.2 | 0 | 196.8263 | 0 | 0 | 0 | 41.6905 | 0
7557 | 315 | 11 | 11 | Tuesday | 20 | 4.413 | 7.984 | 33.8326 | 75.2516 | 60.483 | 29.082 | 0 | 0.9928 | 25.2 | 0 | 204.3945 | 0 | 0 | 0 | 31.1284 | 0
7558 | 315 | 11 | 11 | Tuesday | 21 | 4.653 | 5.132 | 33.7606 | 69.495 | 55.4564 | 17.449 | 0 | 0.6497 | 25.2 | 0 | 190.1123 | 0 | 0 | 0 | 20.8165 | 0
7559 | 315 | 11 | 11 | Tuesday | 22 | 6.321 | 0.744 | 33.7754 | 49.7368 | 40.0199 | 11.633 | 0 | 0.3571 | 16.2 | 0 | 140.8938 | 0 | 0 | 0 | 17.15 | 0
7560 | 315 | 11 | 11 | Tuesday | 23 | 9.405 | 0.008 | 33.8077 | 26.9226 | 24.6242 | 11.633 | 0 | 0.3797 | 16.2 | 0 | 101.9426 | 0 | 0 | 0 | 20.2748 | 0
7561 | 316 | 12 | 11 | Wednesday | 0 | 10.444 | 0 | 33.8962 | 17.5343 | 18.3373 | 5.816 | 0 | 0.2968 | 14.4 | 0 | 84.4646 | 0 | 0 | 0 | 15.8938 | 0
7562 | 316 | 12 | 11 | Wednesday | 1 | 11.236 | 0 | 33.9991 | 14.6472 | 16.4006 | 5.816 | 0 | 0.3122 | 11.88 | 0 | 77.2391 | 0 | 0 | 0 | 16.6962 | 0
7563 | 316 | 12 | 11 | Wednesday | 2 | 12.414 | 0 | 34.0928 | 11.7686 | 14.464 | 5.816 | 0 | 0.335 | 11.88 | 0 | 72.5404 | 0 | 0 | 0 | 17.8838 | 0
7564 | 316 | 12 | 11 | Wednesday | 3 | 13.462 | 0 | 34.1305 | 11.7686 | 14.464 | 5.816 | 0 | 0.3554 | 11.88 | 0 | 72.5985 | 0 | 0 | 0 | 18.9407 | 0
7565 | 316 | 12 | 11 | Wednesday | 4 | 13.413 | 0 | 34.1701 | 13.0128 | 14.464 | 5.816 | 0 | 0.3547 | 11.88 | 0 | 73.8816 | 0 | 0 | 0 | 18.9015 | 0
7566 | 316 | 12 | 11 | Wednesday | 5 | 12.436 | 0 | 34.115 | 22.6634 | 20.5805 | 5.816 | 0 | 0.3361 | 11.88 | 0 | 89.575 | 0 | 0 | 0 | 17.9337 | 0
7567 | 316 | 12 | 11 | Wednesday | 6 | 10.054 | 0 | 33.9579 | 44.2813 | 35.484 | 29.082 | 0 | 0.6671 | 15.12 | 0 | 129.5103 | 0 | 0 | 0 | 37.7132 | 0
7568 | 316 | 12 | 11 | Wednesday | 7 | 8.011 | 0 | 33.8561 | 61.1578 | 46.6998 | 40.715 | 0 | 0.6729 | 15.12 | 0 | 157.5066 | 0 | 0 | 0 | 47.2222 | 0
7569 | 316 | 12 | 11 | Wednesday | 8 | 6.967 | 0 | 33.8432 | 69.3885 | 52.1343 | 46.532 | 0 | 0.6777 | 18.72 | 0.8064 | 174.7637 | 0 | 0 | 0 | 52.3227 | 0
7570 | 316 | 12 | 11 | Wednesday | 9 | 6.209 | 0 | 33.8714 | 68.1927 | 52.8606 | 29.082 | 22.7275 | 0.6758 | 18.72 | 8.128 | 174.3204 | 0 | 0 | 0 | 34.1301 | 0
7571 | 316 | 12 | 11 | Wednesday | 10 | 6.233 | 0 | 34.0004 | 62.4237 | 51.878 | 11.633 | 46.1135 | 0.3811 | 14.4 | 14.637 | 163.0833 | 34.4805 | 0 | 0 | 16.5152 | 0
7572 | 316 | 12 | 11 | Wednesday | 11 | 6.078 | 3.208 | 34.0805 | 61.2287 | 51.878 | 11.633 | 45.4055 | 0.5195 | 18.36 | 16.8213 | 169.5361 | 33.7725 | 0 | 0 | 15.2094 | 0
7573 | 316 | 12 | 11 | Wednesday | 12 | 5.888 | 9.362 | 34.1548 | 58.3134 | 51.1854 | 17.449 | 39.3967 | 0.8885 | 18.36 | 16.9783 | 173.0279 | 21.9477 | 0 | 0 | 18.1052 | 0
7574 | 316 | 12 | 11 | Wednesday | 13 | 5.722 | 9.171 | 34.0515 | 60.1003 | 51.878 | 17.449 | 24.9832 | 0.8303 | 18.36 | 14.6125 | 175.1391 | 7.5342 | 0 | 0 | 16.9093 | 0
7575 | 316 | 12 | 11 | Wednesday | 14 | 5.846 | 7.743 | 34.006 | 62.222 | 51.878 | 5.816 | 4.4237 | 0.5815 | 18.36 | 9.8185 | 175.4212 | 0 | 0 | 0 | 9.4551 | 0
7576 | 316 | 12 | 11 | Wednesday | 15 | 5.633 | 6.792 | 33.9765 | 65.5458 | 51.878 | 5.816 | 0 | 0.521 | 18.36 | 4.5261 | 177.6265 | 0 | 0 | 0 | 9.2635 | 0
7577 | 316 | 12 | 11 | Wednesday | 16 | 5.575 | 6.302 | 33.9305 | 67.9289 | 50.7246 | 23.266 | 0 | 0.7065 | 22.68 | 0.6431 | 182.7864 | 0 | 0 | 0 | 20.4177 | 0
7578 | 316 | 12 | 11 | Wednesday | 17 | 6.345 | 6.6 | 33.9405 | 59.7898 | 43.0931 | 29.082 | 0 | 0.8206 | 28.8 | 0 | 173.5813 | 0 | 0 | 0 | 25.5832 | 0
7579 | 316 | 12 | 11 | Wednesday | 18 | 5.642 | 8.361 | 33.8624 | 65.4399 | 51.7393 | 40.715 | 0 | 1.0711 | 30.96 | 0 | 192.1157 | 0 | 0 | 0 | 33.7694 | 0
7580 | 316 | 12 | 11 | Wednesday | 19 | 4.458 | 8.253 | 33.8261 | 70.7204 | 57.1787 | 40.715 | 0 | 1.0658 | 25.2 | 0 | 196.9168 | 0 | 0 | 0 | 33.8776 | 0
7581 | 316 | 12 | 11 | Wednesday | 20 | 3.969 | 8.154 | 33.8351 | 75.2516 | 60.483 | 29.082 | 0 | 0.9021 | 25.2 | 0 | 204.4907 | 0 | 0 | 0 | 25.7179 | 0
7582 | 316 | 12 | 11 | Wednesday | 21 | 4.401 | 5.189 | 33.7619 | 69.495 | 55.4564 | 17.449 | 0 | 0.5958 | 25.2 | 0 | 190.1213 | 0 | 0 | 0 | 17.7282 | 0
7583 | 316 | 12 | 11 | Wednesday | 22 | 5.872 | 0.746 | 33.7896 | 49.7368 | 40.0199 | 11.633 | 0 | 0.3149 | 16.2 | 0 | 140.868 | 0 | 0 | 0 | 14.8674 | 0
7584 | 316 | 12 | 11 | Wednesday | 23 | 9.769 | 0.007 | 33.7956 | 26.9226 | 24.6242 | 11.633 | 0 | 0.3535 | 16.2 | 0 | 101.9037 | 0 | 0 | 0 | 18.8505 | 0
7585 | 317 | 13 | 11 | Thursday | 0 | 10.977 | 0 | 33.9249 | 17.5343 | 18.3373 | 5.816 | 0 | 0.2907 | 14.4 | 0 | 84.4873 | 0 | 0 | 0 | 15.5495 | 0
7586 | 317 | 13 | 11 | Thursday | 1 | 13.729 | 0 | 34.0839 | 14.6472 | 16.4006 | 5.816 | 0 | 0.344 | 11.88 | 0 | 77.3558 | 0 | 0 | 0 | 18.3231 | 0
7587 | 317 | 13 | 11 | Thursday | 2 | 16.119 | 0 | 34.2338 | 11.7686 | 14.464 | 5.816 | 0 | 0.3908 | 11.88 | 0 | 72.7373 | 0 | 0 | 0 | 20.7339 | 0
7588 | 317 | 13 | 11 | Thursday | 3 | 19.162 | 0 | 34.4672 | 11.7686 | 14.464 | 5.816 | 0 | 0.4514 | 11.88 | 0 | 73.0312 | 0 | 0 | 0 | 23.7964 | 0
7589 | 317 | 13 | 11 | Thursday | 4 | 24.024 | 0 | 34.6449 | 13.0128 | 14.464 | 5.816 | 0 | 0.5483 | 11.88 | 0 | 74.55 | 0 | 0 | 0 | 28.679 | 0
7590 | 317 | 13 | 11 | Thursday | 5 | 22.369 | 0 | 34.6845 | 22.6634 | 20.5805 | 5.816 | 0 | 0.5156 | 11.88 | 0 | 90.3241 | 0 | 0 | 0 | 27.0435 | 0
7591 | 317 | 13 | 11 | Thursday | 6 | 19.73 | 0 | 34.3569 | 44.2813 | 35.484 | 29.082 | 0 | 0.6789 | 15.12 | 0 | 129.9211 | 0 | 0 | 0 | 43.467 | 0
7592 | 317 | 13 | 11 | Thursday | 7 | 19.08 | 0 | 34.2704 | 61.1578 | 46.6998 | 40.715 | 0 | 0.6858 | 15.12 | 0 | 157.9338 | 0 | 0 | 0 | 53.1554 | 0
7593 | 317 | 13 | 11 | Thursday | 8 | 15.894 | 0 | 34.3802 | 69.1433 | 52.1343 | 46.532 | 0 | 0.6887 | 18.72 | 0.8468 | 175.0665 | 0 | 0 | 0 | 55.8639 | 0
7594 | 317 | 13 | 11 | Thursday | 9 | 14.85 | 0 | 34.4371 | 65.5098 | 52.8606 | 29.082 | 12.7849 | 0.6943 | 18.72 | 8.7454 | 172.2218 | 0 | 0 | 0 | 40.0329 | 0
7595 | 317 | 13 | 11 | Thursday | 10 | 13.231 | 0 | 34.4597 | 60.5655 | 51.878 | 11.633 | 56.4037 | 0.5135 | 14.4 | 18.7894 | 161.8167 | 44.7707 | 0 | 0 | 22.4915 | 0
7596 | 317 | 13 | 11 | Thursday | 11 | 10.407 | 2.047 | 34.4654 | 58.051 | 51.878 | 11.633 | 72.5816 | 0.5576 | 18.36 | 24.279 | 165.5256 | 60.9486 | 0 | 0 | 17.9995 | 0
7597 | 317 | 13 | 11 | Thursday | 12 | 9.483 | 6.215 | 34.5321 | 56.7604 | 51.1854 | 17.449 | 41.6175 | 0.742 | 18.36 | 20.5121 | 168.302 | 24.1685 | 0 | 0 | 18.7841 | 0
7598 | 317 | 13 | 11 | Thursday | 13 | 9.156 | 8.565 | 34.3278 | 57.0881 | 51.878 | 17.449 | 1.581 | 0.7856 | 18.36 | 10.4695 | 171.7029 | 0 | 0 | 0 | 18.1103 | 0
7599 | 317 | 13 | 11 | Thursday | 14 | 9.036 | 6.98 | 34.2951 | 62.7215 | 51.878 | 5.816 | 0 | 0.5847 | 18.36 | 3.8917 | 175.3881 | 0 | 0 | 0 | 12.1 | 0
7600 | 317 | 13 | 11 | Thursday | 15 | 8.755 | 6.245 | 34.1835 | 67.7877 | 51.878 | 5.816 | 0 | 0.5416 | 18.36 | 1.5419 | 179.5043 | 0 | 0 | 0 | 11.8599 | 0
7601 | 317 | 13 | 11 | Thursday | 16 | 8.679 | 5.751 | 34.0482 | 67.9854 | 50.7246 | 23.266 | 0 | 0.6999 | 22.68 | 0.3274 | 182.3581 | 0 | 0 | 0 | 21.4847 | 0
7602 | 317 | 13 | 11 | Thursday | 17 | 9.221 | 6.159 | 34.0254 | 59.7898 | 43.0931 | 29.082 | 0 | 0.8089 | 28.8 | 0 | 173.1783 | 0 | 0 | 0 | 26.0492 | 0
7603 | 317 | 13 | 11 | Thursday | 18 | 7.526 | 7.822 | 33.7731 | 65.4399 | 51.7393 | 40.715 | 0 | 1.0218 | 30.96 | 0 | 191.3934 | 0 | 0 | 0 | 32.5173 | 0
7604 | 317 | 13 | 11 | Thursday | 19 | 5.215 | 7.736 | 33.8151 | 70.7204 | 57.1787 | 40.715 | 0 | 1.0004 | 25.2 | 0 | 196.2816 | 0 | 0 | 0 | 31.7546 | 0
7605 | 317 | 13 | 11 | Thursday | 20 | 3.778 | 7.893 | 33.8305 | 75.2516 | 60.483 | 29.082 | 0 | 0.8496 | 25.2 | 0 | 204.1511 | 0 | 0 | 0 | 23.6164 | 0
7606 | 317 | 13 | 11 | Thursday | 21 | 3.69 | 5.155 | 33.764 | 69.495 | 55.4564 | 17.449 | 0 | 0.5605 | 25.2 | 0 | 190.0504 | 0 | 0 | 0 | 15.9255 | 0
7607 | 317 | 13 | 11 | Thursday | 22 | 4.455 | 0.727 | 33.7977 | 49.7368 | 40.0199 | 11.633 | 0 | 0.2742 | 16.2 | 0 | 140.8143 | 0 | 0 | 0 | 12.7455 | 0
7608 | 317 | 13 | 11 | Thursday | 23 | 8.599 | 0.005 | 33.749 | 26.9226 | 24.6242 | 11.633 | 0 | 0.3182 | 16.2 | 0 | 101.819 | 0 | 0 | 0 | 16.9939 | 0
7609 | 318 | 14 | 11 | Friday | 0 | 9.353 | 0 | 33.7881 | 17.5343 | 18.3373 | 5.816 | 0 | 0.2536 | 14.4 | 0 | 84.3132 | 0 | 0 | 0 | 13.5889 | 0
7610 | 318 | 14 | 11 | Friday | 1 | 9.515 | 0 | 33.8019 | 14.6472 | 16.4006 | 5.816 | 0 | 0.2571 | 11.88 | 0 | 76.9869 | 0 | 0 | 0 | 13.7758 | 0
7611 | 318 | 14 | 11 | Friday | 2 | 9.942 | 0 | 33.8792 | 11.7686 | 14.464 | 5.816 | 0 | 0.2657 | 11.88 | 0 | 72.2575 | 0 | 0 | 0 | 14.2289 | 0
7612 | 318 | 14 | 11 | Friday | 3 | 10.099 | 0 | 33.9675 | 11.7686 | 14.464 | 5.816 | 0 | 0.2691 | 11.88 | 0 | 72.3493 | 0 | 0 | 0 | 14.4106 | 0
7613 | 318 | 14 | 11 | Friday | 4 | 10.052 | 0 | 33.9825 | 13.0128 | 14.464 | 5.816 | 0 | 0.2688 | 11.88 | 0 | 73.6081 | 0 | 0 | 0 | 14.3885 | 0
7614 | 318 | 14 | 11 | Friday | 5 | 9.513 | 0 | 33.8928 | 22.6634 | 20.5805 | 5.816 | 0 | 0.259 | 11.88 | 0 | 89.2757 | 0 | 0 | 0 | 13.8739 | 0
7615 | 318 | 14 | 11 | Friday | 6 | 7.775 | 0 | 33.7685 | 44.2813 | 35.484 | 29.082 | 0 | 0.5633 | 15.12 | 0 | 129.2171 | 0 | 0 | 0 | 29.9245 | 0
7616 | 318 | 14 | 11 | Friday | 7 | 6.647 | 0 | 33.7281 | 61.1578 | 46.6998 | 40.715 | 0 | 0.6714 | 15.12 | 0 | 157.3771 | 0 | 0 | 0 | 38.6057 | 0
7617 | 318 | 14 | 11 | Friday | 8 | 5.925 | 0 | 33.7279 | 69.4626 | 52.1343 | 46.532 | 0 | 0.6765 | 18.72 | 0.1383 | 174.7214 | 0 | 0 | 0 | 43.7123 | 0
7618 | 318 | 14 | 11 | Friday | 9 | 5.515 | 0 | 33.7476 | 71.7334 | 52.8606 | 29.082 | 0 | 0.5566 | 18.72 | 1.3721 | 177.6182 | 0 | 0 | 0 | 29.6617 | 0
7619 | 318 | 14 | 11 | Friday | 10 | 5.438 | 0 | 33.8883 | 65.8239 | 51.878 | 11.633 | 0 | 0.2837 | 14.4 | 4.0188 | 166.2739 | 0 | 0 | 0 | 15.2182 | 0
7620 | 318 | 14 | 11 | Friday | 11 | 5.11 | 3.401 | 33.991 | 62.3926 | 51.878 | 11.633 | 4.156 | 0.4581 | 18.36 | 6.8738 | 170.7582 | 0 | 0 | 0 | 14.9176 | 0
7621 | 318 | 14 | 11 | Friday | 12 | 5.009 | 10.1 | 34.0379 | 59.2593 | 51.1854 | 17.449 | 4.7124 | 0.9005 | 18.36 | 7.3056 | 174.667 | 0 | 0 | 0 | 19.6552 | 0
7622 | 318 | 14 | 11 | Friday | 13 | 4.867 | 9.668 | 33.9277 | 61.9355 | 51.878 | 17.449 | 5.0728 | 0.8722 | 18.36 | 6.9565 | 177.4295 | 0 | 0 | 0 | 19.4874 | 0
7623 | 318 | 14 | 11 | Friday | 14 | 4.972 | 8.099 | 33.8637 | 63.6232 | 51.878 | 5.816 | 6.4416 | 0.6095 | 18.36 | 6.4818 | 177.0932 | 0.6256 | 0 | 0 | 9.7966 | 0
7624 | 318 | 14 | 11 | Friday | 15 | 5.054 | 7.16 | 33.8473 | 66.2598 | 51.878 | 5.816 | 0.3963 | 0.5517 | 18.36 | 3.4787 | 178.6405 | 0 | 0 | 0 | 9.8563 | 0
7625 | 318 | 14 | 11 | Friday | 16 | 4.846 | 6.739 | 33.8006 | 67.9563 | 50.7246 | 23.266 | 0 | 0.7991 | 22.68 | 0.5459 | 183.2488 | 0 | 0 | 0 | 24.2326 | 0
7626 | 318 | 14 | 11 | Friday | 17 | 5.585 | 7.031 | 33.8054 | 59.7898 | 43.0931 | 29.082 | 0 | 0.9276 | 28.8 | 0 | 174.0203 | 0 | 0 | 0 | 30.1976 | 0
7627 | 318 | 14 | 11 | Friday | 18 | 4.428 | 9.06 | 33.8057 | 65.4399 | 51.7393 | 40.715 | 0 | 1.1366 | 30.96 | 0 | 192.8795 | 0 | 0 | 0 | 39.6119 | 0
7628 | 318 | 14 | 11 | Friday | 19 | 2.897 | 8.967 | 33.8575 | 70.7204 | 57.1787 | 40.715 | 0 | 1.1296 | 25.2 | 0 | 197.7838 | 0 | 0 | 0 | 38.7931 | 0
7629 | 318 | 14 | 11 | Friday | 20 | 2.535 | 8.897 | 33.8946 | 75.2516 | 60.483 | 29.082 | 0 | 0.992 | 25.2 | 0 | 205.4437 | 0 | 0 | 0 | 28.5502 | 0
7630 | 318 | 14 | 11 | Friday | 21 | 2.807 | 5.667 | 33.7752 | 69.495 | 55.4564 | 17.449 | 0 | 0.6351 | 25.2 | 0 | 190.6905 | 0 | 0 | 0 | 18.5702 | 0
7631 | 318 | 14 | 11 | Friday | 22 | 3.382 | 0.947 | 33.7911 | 49.7368 | 40.0199 | 11.633 | 0 | 0.307 | 16.2 | 0 | 141.0786 | 0 | 0 | 0 | 13.9521 | 0
7632 | 318 | 14 | 11 | Friday | 23 | 5.852 | 0.008 | 33.7753 | 26.9226 | 24.6242 | 11.633 | 0 | 0.3071 | 16.2 | 0 | 101.8383 | 0 | 0 | 0 | 16.4704 | 0
7633 | 319 | 15 | 11 | Saturday | 0 | 7.27 | 0 | 33.8263 | 18.3332 | 19.1419 | 5.816 | 0 | 0.2343 | 15.84 | 0 | 87.3758 | 0 | 0 | 0 | 12.5961 | 0
7634 | 319 | 15 | 11 | Saturday | 1 | 8.032 | 0 | 33.8637 | 17.5283 | 18.3373 | 5.816 | 0 | 0.2489 | 12.6 | 0 | 82.5782 | 0 | 0 | 0 | 13.3696 | 0
7635 | 319 | 15 | 11 | Saturday | 2 | 8.537 | 0 | 33.9679 | 11.771 | 14.464 | 5.816 | 0 | 0.2587 | 12.6 | 0 | 73.0617 | 0 | 0 | 0 | 13.8862 | 0
7636 | 319 | 15 | 11 | Saturday | 3 | 9.669 | 0 | 34.0966 | 11.771 | 14.464 | 5.816 | 0 | 0.2804 | 12.6 | 0 | 73.2121 | 0 | 0 | 0 | 15.0294 | 0
7637 | 319 | 15 | 11 | Saturday | 4 | 10.024 | 0 | 34.1234 | 11.771 | 14.464 | 5.816 | 0 | 0.2874 | 12.6 | 0 | 73.2458 | 0 | 0 | 0 | 15.3952 | 0
7638 | 319 | 15 | 11 | Saturday | 5 | 10.159 | 0 | 34.1404 | 13.0152 | 14.464 | 5.816 | 0 | 0.2901 | 12.6 | 0 | 74.5097 | 0 | 0 | 0 | 15.5416 | 0
7639 | 319 | 15 | 11 | Saturday | 6 | 9.37 | 0 | 34.0337 | 30.2702 | 24.9086 | 29.082 | 0 | 0.6662 | 14.4 | 0 | 104.2787 | 0 | 0 | 0 | 36.4556 | 0
7640 | 319 | 15 | 11 | Saturday | 7 | 9.08 | 0 | 34.0692 | 33.0666 | 26.405 | 40.715 | 0 | 0.6739 | 11.52 | 0 | 105.7346 | 0 | 0 | 0 | 47.5621 | 0
7641 | 319 | 15 | 11 | Saturday | 8 | 8.366 | 0 | 33.9543 | 46.1194 | 37.4339 | 46.532 | 0 | 0.6787 | 16.2 | 0.6404 | 134.3863 | 0 | 0 | 0 | 52.962 | 0
7642 | 319 | 15 | 11 | Saturday | 9 | 7.156 | 0 | 33.9398 | 43.4939 | 37.9057 | 29.082 | 9.8262 | 0.6716 | 16.2 | 6.3906 | 132.211 | 0 | 0 | 0 | 34.9997 | 0
7643 | 319 | 15 | 11 | Saturday | 10 | 6.616 | 0 | 34.0506 | 35.6796 | 37.2508 | 11.633 | 39.1449 | 0.3822 | 15.12 | 13.5701 | 122.4832 | 27.5119 | 0 | 0 | 17.1716 | 0
7644 | 319 | 15 | 11 | Saturday | 11 | 5.442 | 3.253 | 34.0676 | 31.3574 | 35.3135 | 11.633 | 51.1216 | 0.5235 | 21.6 | 17.7152 | 126.3795 | 39.4886 | 0 | 0 | 14.8363 | 0
7645 | 319 | 15 | 11 | Saturday | 12 | 5.116 | 3.16 | 34.1266 | 29.663 | 34.2247 | 17.449 | 37.836 | 0.5488 | 23.4 | 16.8275 | 125.3804 | 20.387 | 0 | 0 | 17.57 | 0
7646 | 319 | 15 | 11 | Saturday | 13 | 5.194 | 3.206 | 34.2419 | 29.982 | 33.0722 | 17.449 | 8.2116 | 0.4937 | 23.4 | 11.6698 | 124.6567 | 0 | 0 | 0 | 17.0001 | 0
7647 | 319 | 15 | 11 | Saturday | 14 | 5.432 | 3.259 | 34.2234 | 29.901 | 33.0722 | 5.816 | 0 | 0.3402 | 23.4 | 6.2824 | 124.4612 | 0 | 0 | 0 | 9.3991 | 0
7648 | 319 | 15 | 11 | Saturday | 15 | 5.718 | 3.295 | 34.211 | 34.6854 | 33.0722 | 5.816 | 0 | 0.348 | 23.4 | 3.0605 | 129.2802 | 0 | 0 | 0 | 9.714 | 0
7649 | 319 | 15 | 11 | Saturday | 16 | 7.102 | 3.303 | 34.2569 | 37.7456 | 33.0722 | 23.266 | 0 | 0.6065 | 23.4 | 0.7091 | 132.6537 | 0 | 0 | 0 | 23.3639 | 0
7650 | 319 | 15 | 11 | Saturday | 17 | 8.774 | 3.611 | 34.252 | 35.4248 | 32.9581 | 29.082 | 0 | 0.7433 | 27 | 0 | 134.2829 | 0 | 0 | 0 | 29.6899 | 0
7651 | 319 | 15 | 11 | Saturday | 18 | 7.31 | 6.941 | 33.9959 | 55.5841 | 46.5147 | 40.715 | 0 | 1.0308 | 28.8 | 0 | 173.4327 | 0 | 0 | 0 | 37.6511 | 0
7652 | 319 | 15 | 11 | Saturday | 19 | 6.729 | 8.72 | 33.8561 | 61.3403 | 50.3878 | 40.715 | 0 | 1.1206 | 28.8 | 0 | 184.9357 | 0 | 0 | 0 | 38.1921 | 0
7653 | 319 | 15 | 11 | Saturday | 20 | 6.771 | 7.17 | 33.805 | 61.3343 | 50.3878 | 29.082 | 0 | 0.9287 | 27 | 0 | 181.21 | 0 | 0 | 0 | 29.8515 | 0
7654 | 319 | 15 | 11 | Saturday | 21 | 6.298 | 6.382 | 33.7928 | 61.3343 | 50.3878 | 17.449 | 0 | 0.7077 | 27 | 0 | 180.1246 | 0 | 0 | 0 | 20.3849 | 0
7655 | 319 | 15 | 11 | Saturday | 22 | 6.548 | 1.875 | 33.733 | 49.2003 | 40.077 | 11.633 | 0 | 0.3939 | 19.8 | 0 | 145.232 | 0 | 0 | 0 | 16.0358 | 0
7656 | 319 | 15 | 11 | Saturday | 23 | 8.595 | 0.04 | 33.7892 | 28.1779 | 24.6242 | 11.633 | 0 | 0.3923 | 19.8 | 0 | 106.8267 | 0 | 0 | 0 | 18.1569 | 0
7657 | 320 | 16 | 11 | Sunday | 0 | 9.395 | 0 | 33.8289 | 24.1043 | 23.0149 | 5.816 | 0 | 0.2648 | 19.8 | 0 | 101.013 | 0 | 0 | 0 | 14.2031 | 0
7658 | 320 | 16 | 11 | Sunday | 1 | 9.548 | 0 | 33.8705 | 23.3102 | 22.2101 | 5.816 | 0 | 0.2681 | 19.8 | 0 | 99.4589 | 0 | 0 | 0 | 14.3746 | 0
7659 | 320 | 16 | 11 | Sunday | 2 | 9.954 | 0 | 33.94 | 17.5379 | 18.3373 | 5.816 | 0 | 0.2761 | 15.48 | 0 | 85.5712 | 0 | 0 | 0 | 14.7985 | 0
7660 | 320 | 16 | 11 | Sunday | 3 | 10.368 | 0 | 34.0484 | 17.5379 | 18.3373 | 5.816 | 0 | 0.2844 | 15.48 | 0 | 85.688 | 0 | 0 | 0 | 15.2304 | 0
7661 | 320 | 16 | 11 | Sunday | 4 | 11.145 | 0 | 34.0496 | 17.5379 | 18.3373 | 5.816 | 0 | 0.2995 | 15.48 | 0 | 85.7044 | 0 | 0 | 0 | 16.0253 | 0
7662 | 320 | 16 | 11 | Sunday | 5 | 12.337 | 0 | 34.0916 | 18.7817 | 18.3373 | 5.816 | 0 | 0.3227 | 15.48 | 0 | 87.0133 | 0 | 0 | 0 | 17.2343 | 0
7663 | 320 | 16 | 11 | Sunday | 6 | 13.449 | 0 | 34.093 | 26.931 | 24.6242 | 29.082 | 0 | 0.6706 | 18.72 | 0 | 105.0388 | 0 | 0 | 0 | 38.2114 | 0
7664 | 320 | 16 | 11 | Sunday | 7 | 12.456 | 0 | 34.0458 | 34.2491 | 29.9942 | 40.715 | 0 | 0.6775 | 18.72 | 0 | 117.6867 | 0 | 0 | 0 | 47.884 | 0
7665 | 320 | 16 | 11 | Sunday | 8 | 13.01 | 0 | 34.021 | 37.4417 | 33.2132 | 46.532 | 0 | 0.6838 | 23.4 | 0.3965 | 128.7596 | 0 | 0 | 0 | 54.4234 | 0
7666 | 320 | 16 | 11 | Sunday | 9 | 12.928 | 0 | 34.0686 | 30.5229 | 29.3396 | 29.082 | 0 | 0.67 | 23.4 | 3.4952 | 118.0011 | 0 | 0 | 0 | 39.1401 | 0
7667 | 320 | 16 | 11 | Sunday | 10 | 12.282 | 0 | 34.1002 | 30.4295 | 32.5586 | 11.633 | 0.0778 | 0.4288 | 19.08 | 6.7394 | 116.5971 | 0 | 0 | 0 | 22.8372 | 0
7668 | 320 | 16 | 11 | Sunday | 11 | 12.504 | 0 | 34.2983 | 27.6694 | 32.5586 | 11.633 | 4.8183 | 0.4407 | 21.6 | 8.9237 | 116.567 | 0 | 0 | 0 | 23.0648 | 0
7669 | 320 | 16 | 11 | Sunday | 12 | 11.758 | 0 | 34.399 | 26.331 | 33.0367 | 17.449 | 17.2468 | 0.5402 | 19.08 | 11.813 | 113.3869 | 0 | 0 | 0 | 27.2863 | 0
7670 | 320 | 16 | 11 | Sunday | 13 | 12.445 | 0 | 34.4682 | 22.8309 | 29.1634 | 17.449 | 29.5568 | 0.5576 | 18.36 | 13.8079 | 105.3801 | 12.1078 | 0 | 0 | 27.1316 | 0
7671 | 320 | 16 | 11 | Sunday | 14 | 12.229 | 0 | 34.4921 | 24.7987 | 29.1634 | 5.816 | 10.5249 | 0.3328 | 18 | 9.3434 | 106.7869 | 4.7089 | 0 | 0 | 16.8763 | 0
7672 | 320 | 16 | 11 | Sunday | 15 | 13.573 | 0 | 34.5242 | 27.8573 | 29.1634 | 5.816 | 0 | 0.3416 | 15.84 | 3.8398 | 107.7266 | 0 | 0 | 0 | 18.2008 | 0
7673 | 320 | 16 | 11 | Sunday | 16 | 15.421 | 0 | 34.5124 | 27.9177 | 27.5539 | 23.266 | 0 | 0.6458 | 23.04 | 0.7157 | 113.6698 | 0 | 0 | 0 | 34.1306 | 0
7674 | 320 | 16 | 11 | Sunday | 17 | 16.796 | 0 | 34.524 | 26.7113 | 26.399 | 29.082 | 0 | 0.6748 | 22.32 | 0 | 110.6292 | 0 | 0 | 0 | 40.6578 | 0
7675 | 320 | 16 | 11 | Sunday | 18 | 14.411 | 0 | 34.3368 | 43.9889 | 38.0184 | 40.715 | 0 | 0.6798 | 23.4 | 0 | 140.4239 | 0 | 0 | 0 | 48.6444 | 0
7676 | 320 | 16 | 11 | Sunday | 19 | 11.829 | 0 | 33.8016 | 55.5005 | 45.7644 | 40.715 | 0 | 0.6765 | 22.68 | 0 | 158.423 | 0 | 0 | 0 | 46.8579 | 0
7677 | 320 | 16 | 11 | Sunday | 20 | 11.257 | 0 | 33.7536 | 60.0165 | 49.6381 | 29.082 | 0 | 0.6675 | 22.68 | 0 | 166.7557 | 0 | 0 | 0 | 36.6508 | 0
7678 | 320 | 16 | 11 | Sunday | 21 | 12.735 | 0 | 33.7502 | 48.5011 | 41.8913 | 17.449 | 0 | 0.5292 | 22.68 | 0 | 147.3517 | 0 | 0 | 0 | 28.1346 | 0
7679 | 320 | 16 | 11 | Sunday | 22 | 15.016 | 0 | 33.7859 | 40.3665 | 35.5897 | 11.633 | 0 | 0.4777 | 14.4 | 0 | 124.6198 | 0 | 0 | 0 | 25.3511 | 0
7680 | 320 | 16 | 11 | Sunday | 23 | 18.902 | 0 | 33.9836 | 25.6748 | 24.6242 | 11.633 | 0 | 0.5555 | 14.4 | 0 | 99.2381 | 0 | 0 | 0 | 29.2894 | 0
7681 | 321 | 17 | 11 | Monday | 0 | 23.181 | 0 | 34.4509 | 17.5343 | 18.3373 | 5.816 | 0 | 0.5384 | 14.4 | 0 | 85.2609 | 0 | 0 | 0 | 28.3937 | 0
7682 | 321 | 17 | 11 | Monday | 1 | 27.051 | 0 | 34.5739 | 14.6472 | 16.4006 | 5.816 | 0 | 0.619 | 11.88 | 0 | 78.1207 | 0 | 0 | 0 | 32.2768 | 0
7683 | 321 | 17 | 11 | Monday | 2 | 32.005 | 0 | 34.7807 | 11.7686 | 14.464 | 5.816 | 0 | 0.6805 | 11.88 | 0 | 73.5738 | 0 | 0 | 0 | 37.2474 | 0
7684 | 321 | 17 | 11 | Monday | 3 | 33.438 | 0 | 34.9159 | 11.7686 | 14.464 | 5.816 | 0 | 0.6862 | 11.88 | 0 | 73.7148 | 0 | 0 | 0 | 38.6954 | 0
7685 | 321 | 17 | 11 | Monday | 4 | 35.624 | 0 | 34.9635 | 13.0128 | 14.464 | 5.816 | 0 | 0.6891 | 11.88 | 0 | 75.0094 | 0 | 0 | 0 | 40.8983 | 0
7686 | 321 | 17 | 11 | Monday | 5 | 33.358 | 0 | 34.7268 | 22.6634 | 20.5805 | 5.816 | 0 | 0.687 | 11.88 | 0 | 90.5378 | 0 | 0 | 0 | 38.6399 | 0
7687 | 321 | 17 | 11 | Monday | 6 | 26.251 | 0 | 34.4225 | 44.2813 | 35.484 | 29.082 | 0 | 0.6874 | 15.12 | 0 | 129.9951 | 0 | 0 | 0 | 52.9555 | 0
7688 | 321 | 17 | 11 | Monday | 7 | 23.121 | 0 | 34.3407 | 61.1578 | 46.6998 | 40.715 | 0 | 0.6918 | 15.12 | 0 | 158.0102 | 0 | 0 | 0 | 61.0399 | 0
7689 | 321 | 17 | 11 | Monday | 8 | 20.092 | 0 | 34.3588 | 69.4521 | 52.1343 | 46.532 | 0 | 0.694 | 18.72 | 0.538 | 175.3593 | 0 | 0 | 0 | 64.077 | 0
7690 | 321 | 17 | 11 | Monday | 9 | 18.574 | 0 | 34.3813 | 69.3103 | 52.8606 | 29.082 | 2.8881 | 0.6832 | 18.72 | 5.4275 | 175.9553 | 0 | 0 | 0 | 46.2581 | 0
7691 | 321 | 17 | 11 | Monday | 10 | 17.437 | 0 | 34.4952 | 61.865 | 51.878 | 11.633 | 26.7362 | 0.577 | 14.4 | 12.1136 | 163.2151 | 15.1032 | 0 | 0 | 28.1743 | 0
7692 | 321 | 17 | 11 | Monday | 11 | 14.527 | 1.038 | 34.5449 | 59.5367 | 51.878 | 11.633 | 40.0428 | 0.5775 | 18.36 | 16.5741 | 166.0196 | 28.4098 | 0 | 0 | 24.4021 | 0
7693 | 321 | 17 | 11 | Monday | 12 | 13.506 | 3.461 | 34.5451 | 56.5461 | 51.1854 | 17.449 | 29.8512 | 0.7345 | 18.36 | 15.9226 | 165.1136 | 12.4022 | 0 | 0 | 27.0392 | 0
7694 | 321 | 17 | 11 | Monday | 13 | 12.702 | 3.831 | 34.616 | 58.9976 | 51.878 | 17.449 | 6.1301 | 0.6908 | 18.36 | 11.148 | 168.6861 | 0 | 0 | 0 | 25.7387 | 0
7695 | 321 | 17 | 11 | Monday | 14 | 12.804 | 3.983 | 34.5768 | 63.2629 | 51.878 | 5.816 | 0 | 0.5256 | 18.36 | 5.9734 | 172.9105 | 0 | 0 | 0 | 17.1791 | 0
7696 | 321 | 17 | 11 | Monday | 15 | 12.76 | 4.201 | 34.4257 | 67.0459 | 51.878 | 5.816 | 0 | 0.5364 | 18.36 | 2.5181 | 176.7893 | 0 | 0 | 0 | 17.1592 | 0
7697 | 321 | 17 | 11 | Monday | 16 | 12.788 | 3.796 | 34.3298 | 67.9841 | 50.7246 | 23.266 | 0 | 0.7726 | 22.68 | 0.4903 | 180.5962 | 0 | 0 | 0 | 30.6108 | 0
7698 | 321 | 17 | 11 | Monday | 17 | 14.52 | 2.912 | 34.4103 | 59.7898 | 43.0931 | 29.082 | 0 | 0.8211 | 28.8 | 0 | 170.0633 | 0 | 0 | 0 | 37.3013 | 0
7699 | 321 | 17 | 11 | Monday | 18 | 11.545 | 5.253 | 34.2425 | 65.4399 | 51.7393 | 40.715 | 0 | 0.949 | 30.96 | 0 | 189.012 | 0 | 0 | 0 | 44.3703 | 0
7700 | 321 | 17 | 11 | Monday | 19 | 8.915 | 6.88 | 33.7545 | 70.7204 | 57.1787 | 40.715 | 0 | 1.0268 | 25.2 | 0 | 195.3207 | 0 | 0 | 0 | 42.6441 | 0
7701 | 321 | 17 | 11 | Monday | 20 | 8.435 | 6.648 | 33.7182 | 75.2516 | 60.483 | 29.082 | 0 | 0.961 | 25.2 | 0 | 202.8034 | 0 | 0 | 0 | 32.9837 | 0
7702 | 321 | 17 | 11 | Monday | 21 | 9.292 | 4.038 | 33.7216 | 69.495 | 55.4564 | 17.449 | 0 | 0.6592 | 25.2 | 0 | 188.8995 | 0 | 0 | 0 | 24.217 | 0
7703 | 321 | 17 | 11 | Monday | 22 | 12.938 | 0.324 | 33.7743 | 49.7368 | 40.0199 | 11.633 | 0 | 0.4479 | 16.2 | 0 | 140.5293 | 0 | 0 | 0 | 22.9659 | 0
7704 | 321 | 17 | 11 | Monday | 23 | 18.594 | 0 | 33.906 | 26.9226 | 24.6242 | 11.633 | 0 | 0.5439 | 16.2 | 0 | 102.1967 | 0 | 0 | 0 | 28.6822 | 0
7705 | 322 | 18 | 11 | Tuesday | 0 | 21.871 | 0 | 34.4209 | 17.5343 | 18.3373 | 5.816 | 0 | 0.5126 | 14.4 | 0 | 85.205 | 0 | 0 | 0 | 26.9372 | 0
7706 | 322 | 18 | 11 | Tuesday | 1 | 25.035 | 0 | 34.5076 | 14.6472 | 16.4006 | 5.816 | 0 | 0.5724 | 11.88 | 0 | 78.0078 | 0 | 0 | 0 | 30.1163 | 0
7707 | 322 | 18 | 11 | Tuesday | 2 | 30.506 | 0 | 34.7943 | 11.7686 | 14.464 | 5.816 | 0 | 0.6662 | 11.88 | 0 | 73.5732 | 0 | 0 | 0 | 35.6032 | 0
7708 | 322 | 18 | 11 | Tuesday | 3 | 36.167 | 0 | 35.1715 | 11.7686 | 14.464 | 5.816 | 0 | 0.6871 | 11.88 | 0 | 73.9713 | 0 | 0 | 0 | 41.2877 | 0
7709 | 322 | 18 | 11 | Tuesday | 4 | 53.572 | 0 | 35.0269 | 13.0128 | 14.464 | 5.816 | 0 | 0.7074 | 11.88 | 0 | 75.0911 | 0 | 0 | 0 | 58.7278 | 0
7710 | 322 | 18 | 11 | Tuesday | 5 | 55.167 | 0 | 34.6894 | 22.6634 | 20.5805 | 5.816 | 0 | 0.7084 | 11.88 | 0 | 90.5218 | 0 | 0 | 0 | 60.3382 | 0
7711 | 322 | 18 | 11 | Tuesday | 6 | 44.797 | 0 | 34.246 | 44.2813 | 35.484 | 29.082 | 0 | 0.7053 | 15.12 | 0 | 129.8366 | 0 | 0 | 0 | 70.9026 | 0
7712 | 322 | 18 | 11 | Tuesday | 7 | 38.255 | 0 | 34.1055 | 61.1578 | 46.6998 | 40.715 | 0 | 0.7071 | 15.12 | 0 | 157.7903 | 0 | 0 | 0 | 75.3659 | 0
7713 | 322 | 18 | 11 | Tuesday | 8 | 36.121 | 0 | 34.1798 | 69.417 | 52.1343 | 46.532 | 0 | 0.7104 | 18.72 | 0.6899 | 175.1615 | 0 | 0 | 0 | 79.2672 | 0
7714 | 322 | 18 | 11 | Tuesday | 9 | 33.511 | 0 | 34.3355 | 66.2889 | 52.8606 | 29.082 | 7.3336 | 0.7065 | 18.72 | 7.0118 | 172.9115 | 0 | 0 | 0 | 60.6787 | 0
7715 | 322 | 18 | 11 | Tuesday | 10 | 29.36 | 0 | 34.494 | 59.1193 | 51.878 | 11.633 | 41.3879 | 0.7516 | 14.4 | 15.1052 | 160.6429 | 29.7549 | 0 | 0 | 39.6294 | 0
7716 | 322 | 18 | 11 | Tuesday | 11 | 23.929 | 0.708 | 34.5022 | 58.7744 | 51.878 | 11.633 | 64.0537 | 0.7667 | 18.36 | 21.2878 | 165.0473 | 52.4207 | 0 | 0 | 32.8402 | 0
7717 | 322 | 18 | 11 | Tuesday | 12 | 20.835 | 3.502 | 34.372 | 55.9581 | 51.1854 | 17.449 | 65.7471 | 0.8917 | 18.36 | 22.8419 | 164.5548 | 48.2981 | 0 | 0 | 31.8206 | 0
7718 | 322 | 18 | 11 | Tuesday | 13 | 19.447 | 3.861 | 34.3702 | 56.9018 | 51.878 | 17.449 | 45.803 | 0.8136 | 18.36 | 19.5605 | 166.4991 | 28.354 | 0 | 0 | 28.4822 | 0
7719 | 322 | 18 | 11 | Tuesday | 14 | 19.457 | 4.018 | 34.2893 | 58.2556 | 51.878 | 5.816 | 4.3796 | 0.6346 | 18.36 | 10.9458 | 167.7632 | 0 | 0 | 0 | 22.2486 | 0
7720 | 322 | 18 | 11 | Tuesday | 15 | 18.267 | 4.217 | 34.0783 | 64.0344 | 51.878 | 5.816 | 0 | 0.6151 | 18.36 | 4.0709 | 173.5258 | 0 | 0 | 0 | 21.0956 | 0
7721 | 322 | 18 | 11 | Tuesday | 16 | 17.304 | 3.885 | 33.9594 | 67.8238 | 50.7246 | 23.266 | 0 | 0.7526 | 22.68 | 0.7495 | 180.1423 | 0 | 0 | 0 | 29.0366 | 0
7722 | 322 | 18 | 11 | Tuesday | 17 | 18.917 | 3.158 | 34.0704 | 59.7898 | 43.0931 | 29.082 | 0 | 0.8216 | 28.8 | 0 | 169.9901 | 0 | 0 | 0 | 34.4752 | 0
7723 | 322 | 18 | 11 | Tuesday | 18 | 12.885 | 6.848 | 33.9425 | 65.4399 | 51.7393 | 40.715 | 0 | 1.034 | 30.96 | 0 | 190.5218 | 0 | 0 | 0 | 36.2333 | 0
7724 | 322 | 18 | 11 | Tuesday | 19 | 7.598 | 7.051 | 33.7654 | 70.7204 | 57.1787 | 40.715 | 0 | 0.982 | 25.2 | 0 | 195.472 | 0 | 0 | 0 | 32.6247 | 0
7725 | 322 | 18 | 11 | Tuesday | 20 | 7.738 | 6.733 | 33.7195 | 75.2516 | 60.483 | 29.082 | 0 | 0.8463 | 25.2 | 0 | 202.7818 | 0 | 0 | 0 | 26.5704 | 0
7726 | 322 | 18 | 11 | Tuesday | 21 | 8.211 | 4.231 | 33.7182 | 69.495 | 55.4564 | 17.449 | 0 | 0.5879 | 25.2 | 0 | 189.0328 | 0 | 0 | 0 | 19.872 | 0
7727 | 322 | 18 | 11 | Tuesday | 22 | 10.18 | 0.461 | 33.7596 | 49.7368 | 40.0199 | 11.633 | 0 | 0.3625 | 16.2 | 0 | 140.5775 | 0 | 0 | 0 | 18.0992 | 0
7728 | 322 | 18 | 11 | Tuesday | 23 | 14.42 | 0.002 | 33.7848 | 26.9226 | 24.6242 | 11.633 | 0 | 0.4233 | 16.2 | 0 | 101.9574 | 0 | 0 | 0 | 22.452 | 0
7729 | 323 | 19 | 11 | Wednesday | 0 | 17.999 | 0 | 33.9644 | 17.5343 | 18.3373 | 5.816 | 0 | 0.417 | 14.4 | 0 | 84.653 | 0 | 0 | 0 | 22.0564 | 0
7730 | 323 | 19 | 11 | Wednesday | 1 | 20.041 | 0 | 34.3643 | 14.6472 | 16.4006 | 5.816 | 0 | 0.4576 | 11.88 | 0 | 77.7498 | 0 | 0 | 0 | 24.1259 | 0
7731 | 323 | 19 | 11 | Wednesday | 2 | 23.33 | 0 | 34.525 | 11.7686 | 14.464 | 5.816 | 0 | 0.5233 | 11.88 | 0 | 73.1609 | 0 | 0 | 0 | 27.4421 | 0
7732 | 323 | 19 | 11 | Wednesday | 3 | 24.459 | 0 | 34.6564 | 11.7686 | 14.464 | 5.816 | 0 | 0.5468 | 11.88 | 0 | 73.3159 | 0 | 0 | 0 | 28.5982 | 0
7733 | 323 | 19 | 11 | Wednesday | 4 | 23.77 | 0 | 34.7756 | 13.0128 | 14.464 | 5.816 | 0 | 0.5336 | 11.88 | 0 | 74.666 | 0 | 0 | 0 | 27.9363 | 0
7734 | 323 | 19 | 11 | Wednesday | 5 | 21.12 | 0 | 34.5894 | 22.6634 | 20.5805 | 5.816 | 0 | 0.4814 | 11.88 | 0 | 90.1947 | 0 | 0 | 0 | 25.3134 | 0
7735 | 323 | 19 | 11 | Wednesday | 6 | 16.27 | 0 | 34.1982 | 44.2813 | 35.484 | 29.082 | 0 | 0.6749 | 15.12 | 0 | 129.7584 | 0 | 0 | 0 | 37.633 | 0
7736 | 323 | 19 | 11 | Wednesday | 7 | 11.919 | 0 | 33.773 | 61.1578 | 46.6998 | 40.715 | 0 | 0.6779 | 15.12 | 0 | 157.4285 | 0 | 0 | 0 | 42.876 | 0
7737 | 323 | 19 | 11 | Wednesday | 8 | 8.556 | 0 | 33.7441 | 69.4626 | 52.1343 | 46.532 | 0 | 0.6798 | 18.72 | 0.116 | 174.7409 | 0 | 0 | 0 | 45.267 | 0
7738 | 323 | 19 | 11 | Wednesday | 9 | 7.292 | 0 | 33.7573 | 71.8302 | 52.8606 | 29.082 | 0 | 0.5798 | 18.72 | 1.0124 | 177.7478 | 0 | 0 | 0 | 30.8101 | 0
7739 | 323 | 19 | 11 | Wednesday | 10 | 7.522 | 0 | 33.8801 | 66.9041 | 51.878 | 11.633 | 0 | 0.3189 | 14.4 | 2.6807 | 167.3811 | 0 | 0 | 0 | 17.061 | 0
7740 | 323 | 19 | 11 | Wednesday | 11 | 7.475 | 3.005 | 34.0313 | 64.6879 | 51.878 | 11.633 | 0 | 0.4727 | 18.36 | 4.6277 | 172.6793 | 0 | 0 | 0 | 17.0883 | 0
7741 | 323 | 19 | 11 | Wednesday | 12 | 7.589 | 8.079 | 34.2342 | 62.5124 | 51.1854 | 17.449 | 0 | 0.8346 | 18.36 | 4.7859 | 175.8642 | 0 | 0 | 0 | 22.1431 | 0
7742 | 323 | 19 | 11 | Wednesday | 13 | 7.513 | 8.875 | 34.1506 | 64.752 | 51.878 | 17.449 | 0 | 0.8745 | 18.36 | 3.6699 | 179.614 | 0 | 0 | 0 | 22.2205 | 0
7743 | 323 | 19 | 11 | Wednesday | 14 | 7.21 | 7.535 | 34.0095 | 66.1147 | 51.878 | 5.816 | 0 | 0.6139 | 18.36 | 2.795 | 179.1257 | 0 | 0 | 0 | 12.1459 | 0
7744 | 323 | 19 | 11 | Wednesday | 15 | 6.943 | 6.622 | 33.87 | 67.6641 | 51.878 | 5.816 | 0 | 0.5612 | 18.36 | 1.6625 | 179.4946 | 0 | 0 | 0 | 11.896 | 0
7745 | 323 | 19 | 11 | Wednesday | 16 | 6.876 | 6.135 | 33.7964 | 67.9854 | 50.7246 | 23.266 | 0 | 0.8177 | 22.68 | 0.3471 | 182.6391 | 0 | 0 | 0 | 26.8483 | 0
7746 | 323 | 19 | 11 | Wednesday | 17 | 7.927 | 6.411 | 33.8104 | 59.7898 | 43.0931 | 29.082 | 0 | 0.9538 | 28.8 | 0 | 173.381 | 0 | 0 | 0 | 33.2325 | 0
7747 | 323 | 19 | 11 | Wednesday | 18 | 6.172 | 8.211 | 33.7748 | 65.4399 | 51.7393 | 40.715 | 0 | 1.0937 | 30.96 | 0 | 191.8876 | 0 | 0 | 0 | 42.2932 | 0
7748 | 323 | 19 | 11 | Wednesday | 19 | 4.287 | 7.963 | 33.8197 | 70.7204 | 57.1787 | 40.715 | 0 | 1.0781 | 25.2 | 0 | 196.6092 | 0 | 0 | 0 | 41.0433 | 0
7749 | 323 | 19 | 11 | Wednesday | 20 | 3.581 | 7.896 | 33.8327 | 75.2516 | 60.483 | 29.082 | 0 | 0.9693 | 25.2 | 0 | 204.2758 | 0 | 0 | 0 | 30.1467 | 0
7750 | 323 | 19 | 11 | Wednesday | 21 | 3.462 | 5.109 | 33.7658 | 69.495 | 55.4564 | 17.449 | 0 | 0.6242 | 25.2 | 0 | 190.0663 | 0 | 0 | 0 | 19.5395 | 0
7751 | 323 | 19 | 11 | Wednesday | 22 | 4.462 | 0.719 | 33.7973 | 49.7368 | 40.0199 | 11.633 | 0 | 0.3195 | 16.2 | 0 | 140.8512 | 0 | 0 | 0 | 15.2362 | 0
7752 | 323 | 19 | 11 | Wednesday | 23 | 8.496 | 0.004 | 33.7448 | 26.9226 | 24.6242 | 11.633 | 0 | 0.3609 | 16.2 | 0 | 101.8564 | 0 | 0 | 0 | 19.312 | 0
7753 | 324 | 20 | 11 | Thursday | 0 | 9.244 | 0 | 33.7759 | 17.5343 | 18.3373 | 5.816 | 0 | 0.2734 | 14.4 | 0 | 84.3209 | 0 | 0 | 0 | 14.6671 | 0
7754 | 324 | 20 | 11 | Thursday | 1 | 9.66 | 0 | 33.7887 | 14.6472 | 16.4006 | 5.816 | 0 | 0.2815 | 11.88 | 0 | 76.9981 | 0 | 0 | 0 | 15.0936 | 0
7755 | 324 | 20 | 11 | Thursday | 2 | 10.061 | 0 | 33.8859 | 11.7686 | 14.464 | 5.816 | 0 | 0.2894 | 11.88 | 0 | 72.2879 | 0 | 0 | 0 | 15.505 | 0
7756 | 324 | 20 | 11 | Thursday | 3 | 10.225 | 0 | 33.9655 | 11.7686 | 14.464 | 5.816 | 0 | 0.2927 | 11.88 | 0 | 72.3708 | 0 | 0 | 0 | 15.6793 | 0
7757 | 324 | 20 | 11 | Thursday | 4 | 10.272 | 0 | 33.9859 | 13.0128 | 14.464 | 5.816 | 0 | 0.2938 | 11.88 | 0 | 73.6365 | 0 | 0 | 0 | 15.7353 | 0
7758 | 324 | 20 | 11 | Thursday | 5 | 10.091 | 0 | 33.8949 | 22.6634 | 20.5805 | 5.816 | 0 | 0.2906 | 11.88 | 0 | 89.3094 | 0 | 0 | 0 | 15.5643 | 0
7759 | 324 | 20 | 11 | Thursday | 6 | 8.65 | 0 | 33.7782 | 44.2813 | 35.484 | 29.082 | 0 | 0.6653 | 15.12 | 0 | 129.3289 | 0 | 0 | 0 | 36.1727 | 0
7760 | 324 | 20 | 11 | Thursday | 7 | 7.115 | 0 | 33.7277 | 61.1578 | 46.6998 | 40.715 | 0 | 0.6718 | 15.12 | 0 | 157.3772 | 0 | 0 | 0 | 46.1589 | 0
7761 | 324 | 20 | 11 | Thursday | 8 | 6.257 | 0 | 33.7228 | 69.4626 | 52.1343 | 46.532 | 0 | 0.6768 | 18.72 | 0.1334 | 174.7166 | 0 | 0 | 0 | 51.4405 | 0
7762 | 324 | 20 | 11 | Thursday | 9 | 5.452 | 0 | 33.7545 | 71.7985 | 52.8606 | 29.082 | 0 | 0.6329 | 18.72 | 1.137 | 177.7664 | 0 | 0 | 0 | 33.8044 | 0
7763 | 324 | 20 | 11 | Thursday | 10 | 5.384 | 0 | 33.9315 | 66.6966 | 51.878 | 11.633 | 0 | 0.3123 | 14.4 | 2.8572 | 167.2184 | 0 | 0 | 0 | 16.7742 | 0
7764 | 324 | 20 | 11 | Thursday | 11 | 5.146 | 9.407 | 34.04 | 64.1965 | 51.878 | 11.633 | 4.505 | 0.7773 | 18.36 | 5.2798 | 179.0598 | 0 | 0 | 0 | 16.5248 | 0
7765 | 324 | 20 | 11 | Thursday | 12 | 4.884 | 9.724 | 34.1007 | 61.7589 | 51.1854 | 17.449 | 5.9127 | 0.9213 | 18.36 | 5.7959 | 176.8425 | 0 | 0 | 0 | 21.7658 | 0
7766 | 324 | 20 | 11 | Thursday | 13 | 4.75 | 9.615 | 33.985 | 64.6366 | 51.878 | 17.449 | 0.3658 | 0.9005 | 18.36 | 4.4096 | 180.1588 | 0 | 0 | 0 | 21.5912 | 0
7767 | 324 | 20 | 11 | Thursday | 14 | 4.989 | 7.963 | 33.9201 | 66.5142 | 51.878 | 5.816 | 0 | 0.6072 | 18.36 | 2.7696 | 179.8914 | 0 | 0 | 0 | 10.6171 | 0
7768 | 324 | 20 | 11 | Thursday | 15 | 5.201 | 6.93 | 33.9171 | 67.9139 | 51.878 | 5.816 | 0 | 0.5571 | 18.36 | 1.1226 | 180.1207 | 0 | 0 | 0 | 10.8379 | 0
7769 | 324 | 20 | 11 | Thursday | 16 | 5.054 | 6.48 | 33.877 | 67.9854 | 50.7246 | 23.266 | 0 | 0.8492 | 22.68 | 0.2244 | 183.1243 | 0 | 0 | 0 | 27.6779 | 0
7770 | 324 | 20 | 11 | Thursday | 17 | 5.578 | 6.849 | 33.8677 | 59.7898 | 43.0931 | 29.082 | 0 | 0.9884 | 28.8 | 0 | 173.9462 | 0 | 0 | 0 | 34.0209 | 0
7771 | 324 | 20 | 11 | Thursday | 18 | 4.658 | 8.832 | 33.7968 | 65.4399 | 51.7393 | 40.715 | 0 | 1.1247 | 30.96 | 0 | 192.6127 | 0 | 0 | 0 | 44.9043 | 0
7772 | 324 | 20 | 11 | Thursday | 19 | 3.355 | 8.705 | 33.8423 | 70.7204 | 57.1787 | 40.715 | 0 | 1.1162 | 25.2 | 0 | 197.4724 | 0 | 0 | 0 | 43.9061 | 0
7773 | 324 | 20 | 11 | Thursday | 20 | 2.919 | 8.634 | 33.8723 | 75.2516 | 60.483 | 29.082 | 0 | 1.0411 | 25.2 | 0 | 205.186 | 0 | 0 | 0 | 31.9733 | 0
7774 | 324 | 20 | 11 | Thursday | 21 | 3.181 | 5.484 | 33.7705 | 69.495 | 55.4564 | 17.449 | 0 | 0.6644 | 25.2 | 0 | 190.5167 | 0 | 0 | 0 | 20.6793 | 0
7775 | 324 | 20 | 11 | Thursday | 22 | 3.825 | 0.872 | 33.7938 | 49.7368 | 40.0199 | 11.633 | 0 | 0.3321 | 16.2 | 0 | 141.0256 | 0 | 0 | 0 | 15.5179 | 0
7776 | 324 | 20 | 11 | Thursday | 23 | 6.4 | 0.007 | 33.7735 | 26.9226 | 24.6242 | 11.633 | 0 | 0.3376 | 16.2 | 0 | 101.8655 | 0 | 0 | 0 | 18.1127 | 0
7777 | 325 | 21 | 11 | Friday | 0 | 8.115 | 0 | 33.8038 | 17.5343 | 18.3373 | 5.816 | 0 | 0.2602 | 14.4 | 0 | 84.3356 | 0 | 0 | 0 | 13.9783 | 0
7778 | 325 | 21 | 11 | Friday | 1 | 9.05 | 0 | 33.8335 | 14.6472 | 16.4006 | 5.816 | 0 | 0.278 | 11.88 | 0 | 77.0394 | 0 | 0 | 0 | 14.9177 | 0
7779 | 325 | 21 | 11 | Friday | 2 | 9.675 | 0 | 33.9572 | 11.7686 | 14.464 | 5.816 | 0 | 0.29 | 11.88 | 0 | 72.3598 | 0 | 0 | 0 | 15.5474 | 0
7780 | 325 | 21 | 11 | Friday | 3 | 11.35 | 0 | 34.0644 | 11.7686 | 14.464 | 5.816 | 0 | 0.3221 | 11.88 | 0 | 72.4992 | 0 | 0 | 0 | 17.2263 | 0
7781 | 325 | 21 | 11 | Friday | 4 | 11.586 | 0 | 34.1228 | 13.0128 | 14.464 | 5.816 | 0 | 0.3267 | 11.88 | 0 | 73.8063 | 0 | 0 | 0 | 17.4667 | 0
7782 | 325 | 21 | 11 | Friday | 5 | 11.298 | 0 | 34.1065 | 22.6634 | 20.5805 | 5.816 | 0 | 0.3213 | 11.88 | 0 | 89.5518 | 0 | 0 | 0 | 17.1826 | 0
7783 | 325 | 21 | 11 | Friday | 6 | 9.506 | 0 | 33.955 | 44.2813 | 35.484 | 29.082 | 0 | 0.6663 | 15.12 | 0 | 129.5067 | 0 | 0 | 0 | 39.0468 | 0
7784 | 325 | 21 | 11 | Friday | 7 | 7.942 | 0 | 33.8656 | 61.1578 | 46.6998 | 40.715 | 0 | 0.6727 | 15.12 | 0 | 157.5159 | 0 | 0 | 0 | 49.6133 | 0
7785 | 325 | 21 | 11 | Friday | 8 | 6.764 | 0 | 33.8559 | 69.4626 | 52.1343 | 46.532 | 0 | 0.6774 | 18.72 | 0.3974 | 174.8503 | 0 | 0 | 0 | 54.687 | 0
7786 | 325 | 21 | 11 | Friday | 9 | 5.889 | 0 | 33.8833 | 70.6949 | 52.8606 | 29.082 | 1.475 | 0.665 | 18.72 | 3.7086 | 176.8238 | 0 | 0 | 0 | 35.7828 | 0
7787 | 325 | 21 | 11 | Friday | 10 | 5.908 | 0 | 34.0444 | 64.3418 | 51.878 | 11.633 | 6.1968 | 0.3409 | 14.4 | 6.2047 | 165.0051 | 0 | 0 | 0 | 17.7792 | 0
7788 | 325 | 21 | 11 | Friday | 11 | 5.655 | 3.45 | 34.1844 | 63.0839 | 51.878 | 11.633 | 3.7862 | 0.5064 | 18.36 | 6.5713 | 171.7439 | 0 | 0 | 0 | 17.4081 | 0
7789 | 325 | 21 | 11 | Friday | 12 | 5.676 | 8.288 | 34.3509 | 61.2081 | 51.1854 | 17.449 | 3.3211 | 0.8689 | 18.36 | 6.699 | 174.9367 | 0 | 0 | 0 | 23.2163 | 0
7790 | 325 | 21 | 11 | Friday | 13 | 5.594 | 9.1 | 34.2612 | 62.2428 | 51.878 | 17.449 | 5.2326 | 0.9078 | 18.36 | 6.9288 | 177.4915 | 0 | 0 | 0 | 23.0212 | 0
7791 | 325 | 21 | 11 | Friday | 14 | 5.629 | 7.616 | 34.2631 | 63.6051 | 51.878 | 5.816 | 6.2 | 0.6128 | 18.36 | 6.3118 | 176.9551 | 0.384 | 0 | 0 | 11.3684 | 0
7792 | 325 | 21 | 11 | Friday | 15 | 5.672 | 6.641 | 34.1813 | 66.6485 | 51.878 | 5.816 | 0.6713 | 0.5531 | 18.36 | 3.2688 | 178.8033 | 0 | 0 | 0 | 11.3739 | 0
7793 | 325 | 21 | 11 | Friday | 16 | 5.896 | 6.12 | 34.0672 | 67.9712 | 50.7246 | 23.266 | 0 | 0.8513 | 22.68 | 0.4969 | 182.9132 | 0 | 0 | 0 | 28.7703 | 0
7794 | 325 | 21 | 11 | Friday | 17 | 6.805 | 6.413 | 34.1381 | 59.7898 | 43.0931 | 29.082 | 0 | 0.9912 | 28.8 | 0 | 173.7476 | 0 | 0 | 0 | 35.5458 | 0
7795 | 325 | 21 | 11 | Friday | 18 | 6.312 | 8.049 | 33.8826 | 65.4399 | 51.7393 | 40.715 | 0 | 1.0853 | 30.96 | 0 | 191.8121 | 0 | 0 | 0 | 46.9667 | 0
7796 | 325 | 21 | 11 | Friday | 19 | 5.79 | 7.584 | 33.789 | 70.7204 | 57.1787 | 40.715 | 0 | 1.0599 | 25.2 | 0 | 196.1501 | 0 | 0 | 0 | 46.727 | 0
7797 | 325 | 21 | 11 | Friday | 20 | 6.023 | 7.247 | 33.7616 | 75.2516 | 60.483 | 29.082 | 0 | 1.0277 | 25.2 | 0 | 203.562 | 0 | 0 | 0 | 35.3141 | 0
7798 | 325 | 21 | 11 | Friday | 21 | 6.861 | 4.6 | 33.7188 | 69.495 | 55.4564 | 17.449 | 0 | 0.6916 | 25.2 | 0 | 189.5361 | 0 | 0 | 0 | 24.4925 | 0
7799 | 325 | 21 | 11 | Friday | 22 | 8.902 | 0.516 | 33.7655 | 49.7368 | 40.0199 | 11.633 | 0 | 0.4124 | 16.2 | 0 | 140.6923 | 0 | 0 | 0 | 20.6791 | 0
7800 | 325 | 21 | 11 | Friday | 23 | 12.993 | 0.003 | 33.9412 | 26.9226 | 24.6242 | 11.633 | 0 | 0.4658 | 16.2 | 0 | 102.1566 | 0 | 0 | 0 | 24.7879 | 0
7801 | 326 | 22 | 11 | Saturday | 0 | 17.275 | 0 | 34.2453 | 18.3332 | 19.1419 | 5.816 | 0 | 0.4374 | 15.84 | 0 | 87.9978 | 0 | 0 | 0 | 23.1781 | 0
7802 | 326 | 22 | 11 | Saturday | 1 | 25.005 | 0 | 34.6036 | 17.5283 | 18.3373 | 5.816 | 0 | 0.5851 | 12.6 | 0 | 83.6543 | 0 | 0 | 0 | 30.9124 | 0
7803 | 326 | 22 | 11 | Saturday | 2 | 38.141 | 0 | 34.6566 | 11.771 | 14.464 | 5.816 | 0 | 0.6852 | 12.6 | 0 | 74.1768 | 0 | 0 | 0 | 44.069 | 0
7804 | 326 | 22 | 11 | Saturday | 3 | 50.712 | 0 | 34.8842 | 11.771 | 14.464 | 5.816 | 0 | 0.6967 | 12.6 | 0 | 74.4159 | 0 | 0 | 0 | 56.6609 | 0
7805 | 326 | 22 | 11 | Saturday | 4 | 58.893 | 0 | 35.0413 | 11.771 | 14.464 | 5.816 | 0 | 0.7046 | 12.6 | 0 | 74.5809 | 0 | 0 | 0 | 64.8543 | 0
7806 | 326 | 22 | 11 | Saturday | 5 | 64.191 | 0 | 35.0603 | 13.0152 | 14.464 | 5.816 | 0 | 0.7114 | 12.6 | 0 | 75.8509 | 0 | 0 | 0 | 70.16 | 0
7807 | 326 | 22 | 11 | Saturday | 6 | 65.827 | 0 | 34.6345 | 30.2702 | 24.9086 | 29.082 | 0 | 0.7207 | 14.4 | 0 | 104.934 | 0 | 0 | 0 | 95.8037 | 0
7808 | 326 | 22 | 11 | Saturday | 7 | 64.03 | 0 | 34.626 | 33.0666 | 26.405 | 40.715 | 0 | 0.7268 | 11.52 | 0 | 106.3444 | 0 | 0 | 0 | 106.1913 | 0
7809 | 326 | 22 | 11 | Saturday | 8 | 54.713 | 0 | 34.4656 | 46.1515 | 37.4339 | 46.532 | 0 | 0.7228 | 16.2 | 0.4953 | 134.9737 | 0 | 0 | 0 | 103.1146 | 0
7810 | 326 | 22 | 11 | Saturday | 9 | 45.812 | 0 | 34.4781 | 44.2152 | 37.9057 | 29.082 | 0 | 0.7016 | 16.2 | 4.3679 | 133.5005 | 0 | 0 | 0 | 76.1179 | 0
7811 | 326 | 22 | 11 | Saturday | 10 | 39.588 | 0 | 34.6129 | 37.0658 | 37.2508 | 11.633 | 0.8396 | 0.6918 | 15.12 | 7.7039 | 124.7412 | 0 | 0 | 0 | 51.6842 | 0
7812 | 326 | 22 | 11 | Saturday | 11 | 32.341 | 0 | 34.7372 | 32.9427 | 35.3135 | 11.633 | 6.0848 | 0.6942 | 21.6 | 9.926 | 125.2877 | 0 | 0 | 0 | 44.3393 | 0
7813 | 326 | 22 | 11 | Saturday | 12 | 26.805 | 1.852 | 34.7259 | 28.6195 | 34.2247 | 17.449 | 8.8897 | 0.7909 | 23.4 | 10.7559 | 123.7643 | 0 | 0 | 0 | 44.5254 | 0
7814 | 326 | 22 | 11 | Saturday | 13 | 25.712 | 2.375 | 34.6756 | 28.0424 | 33.0722 | 17.449 | 4.38 | 0.809 | 23.4 | 9.3418 | 122.5675 | 0 | 0 | 0 | 43.1899 | 0
7815 | 326 | 22 | 11 | Saturday | 14 | 28.688 | 2.348 | 34.6558 | 28.2973 | 33.0722 | 5.816 | 0 | 0.7718 | 23.4 | 6.4223 | 122.7363 | 0 | 0 | 0 | 34.4884 | 0
7816 | 326 | 22 | 11 | Saturday | 15 | 30.616 | 2.339 | 34.6161 | 34.2747 | 33.0722 | 5.816 | 0 | 0.7984 | 23.4 | 3.1964 | 128.6914 | 0 | 0 | 0 | 36.4236 | 0
7817 | 326 | 22 | 11 | Saturday | 16 | 33.25 | 2.343 | 34.5993 | 37.7172 | 33.0722 | 23.266 | 0 | 0.8121 | 23.4 | 0.5782 | 132.1343 | 0 | 0 | 0 | 56.6684 | 0
7818 | 326 | 22 | 11 | Saturday | 17 | 34.907 | 1.99 | 34.495 | 35.4248 | 32.9581 | 29.082 | 0 | 0.7985 | 27 | 0 | 132.8288 | 0 | 0 | 0 | 64.3394 | 0
7819 | 326 | 22 | 11 | Saturday | 18 | 26.029 | 0.531 | 34.0462 | 55.5841 | 46.5147 | 40.715 | 0 | 0.7211 | 28.8 | 0 | 166.2408 | 0 | 0 | 0 | 67.4687 | 0
7820 | 326 | 22 | 11 | Saturday | 19 | 22.29 | 1.331 | 33.9648 | 61.3403 | 50.3878 | 40.715 | 0 | 0.7568 | 28.8 | 0 | 176.6893 | 0 | 0 | 0 | 63.9449 | 0
7821 | 326 | 22 | 11 | Saturday | 20 | 20.94 | 1.118 | 33.9604 | 61.3343 | 50.3878 | 29.082 | 0 | 0.7361 | 27 | 0 | 174.6271 | 0 | 0 | 0 | 50.7563 | 0
7822 | 326 | 22 | 11 | Saturday | 21 | 18.372 | 0.888 | 33.9188 | 61.3343 | 50.3878 | 17.449 | 0 | 0.716 | 27 | 0 | 174.3169 | 0 | 0 | 0 | 36.2284 | 0
7823 | 326 | 22 | 11 | Saturday | 22 | 19.346 | 0.267 | 33.7694 | 49.2003 | 40.077 | 11.633 | 0 | 0.6067 | 19.8 | 0 | 143.7416 | 0 | 0 | 0 | 31.2644 | 0
7824 | 326 | 22 | 11 | Saturday | 23 | 26.813 | 0.007 | 33.8889 | 28.1779 | 24.6242 | 11.633 | 0 | 0.6782 | 19.8 | 0 | 107.1763 | 0 | 0 | 0 | 38.7616 | 0
7825 | 327 | 23 | 11 | Sunday | 0 | 30.235 | 0 | 34.0222 | 24.1043 | 23.0149 | 5.816 | 0 | 0.6767 | 19.8 | 0 | 101.6182 | 0 | 0 | 0 | 36.2079 | 0
7826 | 327 | 23 | 11 | Sunday | 1 | 28.851 | 0 | 34.0077 | 23.3102 | 22.2101 | 5.816 | 0 | 0.666 | 19.8 | 0 | 99.9941 | 0 | 0 | 0 | 34.8245 | 0
7827 | 327 | 23 | 11 | Sunday | 2 | 29.206 | 0 | 34.0215 | 17.5379 | 18.3373 | 5.816 | 0 | 0.6723 | 15.48 | 0 | 86.049 | 0 | 0 | 0 | 35.1833 | 0
7828 | 327 | 23 | 11 | Sunday | 3 | 30.036 | 0 | 33.9906 | 17.5379 | 18.3373 | 5.816 | 0 | 0.6726 | 15.48 | 0 | 86.0184 | 0 | 0 | 0 | 36.018 | 0
7829 | 327 | 23 | 11 | Sunday | 4 | 30.099 | 0 | 33.9233 | 17.5379 | 18.3373 | 5.816 | 0 | 0.6824 | 15.48 | 0 | 85.9609 | 0 | 0 | 0 | 36.0829 | 0
7830 | 327 | 23 | 11 | Sunday | 5 | 27.373 | 0 | 33.8775 | 18.7817 | 18.3373 | 5.816 | 0 | 0.6413 | 15.48 | 0 | 87.1177 | 0 | 0 | 0 | 33.3586 | 0
7831 | 327 | 23 | 11 | Sunday | 6 | 22.825 | 0 | 33.7511 | 26.931 | 24.6242 | 29.082 | 0 | 0.6825 | 18.72 | 0 | 104.7088 | 0 | 0 | 0 | 52.9737 | 0
7832 | 327 | 23 | 11 | Sunday | 7 | 18.525 | 0 | 33.7218 | 34.2491 | 29.9942 | 40.715 | 0 | 0.6852 | 18.72 | 0 | 117.3703 | 0 | 0 | 0 | 60.9335 | 0
7833 | 327 | 23 | 11 | Sunday | 8 | 18.268 | 0 | 33.7231 | 37.4418 | 33.2132 | 46.532 | 0 | 0.6905 | 23.4 | 0.079 | 128.4686 | 0 | 0 | 0 | 66.9585 | 0
7834 | 327 | 23 | 11 | Sunday | 9 | 19.377 | 0 | 33.7248 | 31.6836 | 29.3396 | 29.082 | 0 | 0.6783 | 23.4 | 0.683 | 118.8262 | 0 | 0 | 0 | 49.8115 | 0
7835 | 327 | 23 | 11 | Sunday | 10 | 17.683 | 0 | 33.7254 | 34.718 | 32.5586 | 11.633 | 0 | 0.5645 | 19.08 | 1.6068 | 120.6465 | 0 | 0 | 0 | 29.816 | 0
7836 | 327 | 23 | 11 | Sunday | 11 | 18.291 | 0 | 33.7357 | 33.6295 | 32.5586 | 11.633 | 0.2968 | 0.5774 | 21.6 | 2.8018 | 122.1012 | 0 | 0 | 0 | 30.4325 | 0
7837 | 327 | 23 | 11 | Sunday | 12 | 17.192 | 0 | 33.7382 | 32.3691 | 33.0367 | 17.449 | 2.7123 | 0.6736 | 19.08 | 3.7405 | 118.8976 | 0 | 0 | 0 | 35.3614 | 0
7838 | 327 | 23 | 11 | Sunday | 13 | 19.194 | 0 | 33.8405 | 28.0538 | 29.1634 | 17.449 | 0.5431 | 0.6743 | 18.36 | 2.932 | 110.0919 | 0 | 0 | 0 | 37.3315 | 0
7839 | 327 | 23 | 11 | Sunday | 14 | 20.372 | 0 | 33.9357 | 29.3974 | 29.1634 | 5.816 | 0 | 0.5017 | 18 | 1.578 | 110.9982 | 0 | 0 | 0 | 26.4164 | 0
7840 | 327 | 23 | 11 | Sunday | 15 | 21.499 | 0 | 34.0376 | 29.5211 | 29.1634 | 5.816 | 0 | 0.5242 | 15.84 | 0.8027 | 109.0863 | 0 | 0 | 0 | 27.5456 | 0
7841 | 327 | 23 | 11 | Sunday | 16 | 21.283 | 0 | 34.0193 | 27.9569 | 27.5539 | 23.266 | 0 | 0.6783 | 23.04 | 0.1491 | 113.2484 | 0 | 0 | 0 | 45.5848 | 0
7842 | 327 | 23 | 11 | Sunday | 17 | 20.764 | 0 | 33.9402 | 26.7113 | 26.399 | 29.082 | 0 | 0.6802 | 22.32 | 0 | 110.0507 | 0 | 0 | 0 | 51.2429 | 0
7843 | 327 | 23 | 11 | Sunday | 18 | 15.265 | 0 | 33.7478 | 43.9889 | 38.0184 | 40.715 | 0 | 0.681 | 23.4 | 0 | 139.836 | 0 | 0 | 0 | 58.1002 | 0
7844 | 327 | 23 | 11 | Sunday | 19 | 10.382 | 0 | 33.7207 | 55.5005 | 45.7644 | 40.715 | 0 | 0.6745 | 22.68 | 0 | 158.3402 | 0 | 0 | 0 | 53.2971 | 0
7845 | 327 | 23 | 11 | Sunday | 20 | 9.595 | 0 | 33.7449 | 60.0165 | 49.6381 | 29.082 | 0 | 0.6653 | 22.68 | 0 | 166.7448 | 0 | 0 | 0 | 40.2064 | 0
7846 | 327 | 23 | 11 | Sunday | 21 | 10.021 | 0 | 33.723 | 48.5011 | 41.8913 | 17.449 | 0 | 0.5309 | 22.68 | 0 | 147.3263 | 0 | 0 | 0 | 28.3755 | 0
7847 | 327 | 23 | 11 | Sunday | 22 | 11.101 | 0 | 33.7727 | 40.3665 | 35.5897 | 11.633 | 0 | 0.437 | 14.4 | 0 | 124.5658 | 0 | 0 | 0 | 23.346 | 0
7848 | 327 | 23 | 11 | Sunday | 23 | 14.216 | 0 | 33.772 | 25.6748 | 24.6242 | 11.633 | 0 | 0.4979 | 14.4 | 0 | 98.9689 | 0 | 0 | 0 | 26.4664 | 0
7849 | 328 | 24 | 11 | Monday | 0 | 17.24 | 0 | 33.8492 | 17.5343 | 18.3373 | 5.816 | 0 | 0.4409 | 14.4 | 0 | 84.5617 | 0 | 0 | 0 | 23.3668 | 0
7850 | 328 | 24 | 11 | Monday | 1 | 19.95 | 0 | 33.9534 | 14.6472 | 16.4006 | 5.816 | 0 | 0.4943 | 11.88 | 0 | 77.3755 | 0 | 0 | 0 | 26.0777 | 0
7851 | 328 | 24 | 11 | Monday | 2 | 23.631 | 0 | 34.3586 | 11.7686 | 14.464 | 5.816 | 0 | 0.5653 | 11.88 | 0 | 73.0366 | 0 | 0 | 0 | 29.7593 | 0
7852 | 328 | 24 | 11 | Monday | 3 | 26.081 | 0 | 34.6942 | 11.7686 | 14.464 | 5.816 | 0 | 0.6172 | 11.88 | 0 | 73.4241 | 0 | 0 | 0 | 32.2093 | 0
7853 | 328 | 24 | 11 | Monday | 4 | 26.15 | 0 | 35.0173 | 13.0128 | 14.464 | 5.816 | 0 | 0.6188 | 11.88 | 0 | 74.9929 | 0 | 0 | 0 | 32.2793 | 0
7854 | 328 | 24 | 11 | Monday | 5 | 25.179 | 0 | 34.9483 | 22.6634 | 20.5805 | 5.816 | 0 | 0.5993 | 11.88 | 0 | 90.6715 | 0 | 0 | 0 | 31.3094 | 0
7855 | 328 | 24 | 11 | Monday | 6 | 21.436 | 0 | 34.5604 | 44.2813 | 35.484 | 29.082 | 0 | 0.6811 | 15.12 | 0 | 130.1268 | 0 | 0 | 0 | 52.2837 | 0
7856 | 328 | 24 | 11 | Monday | 7 | 18.809 | 0 | 34.386 | 61.1578 | 46.6998 | 40.715 | 0 | 0.6862 | 15.12 | 0 | 158.0499 | 0 | 0 | 0 | 62.1407 | 0
7857 | 328 | 24 | 11 | Monday | 8 | 17.153 | 0 | 34.448 | 69.4617 | 52.1343 | 46.532 | 0 | 0.6902 | 18.72 | 0.3023 | 175.4543 | 0 | 0 | 0 | 66.7988 | 0
7858 | 328 | 24 | 11 | Monday | 9 | 16.136 | 0 | 34.5795 | 70.1821 | 52.8606 | 29.082 | 1.021 | 0.677 | 18.72 | 3.1837 | 177.0192 | 0 | 0 | 0 | 47.0943 | 0
7859 | 328 | 24 | 11 | Monday | 10 | 14.625 | 0 | 34.8048 | 62.81 | 51.878 | 11.633 | 21.4146 | 0.5385 | 14.4 | 8.9605 | 164.4313 | 9.7816 | 0 | 0 | 26.7252 | 0
7860 | 328 | 24 | 11 | Monday | 11 | 12.899 | 0.996 | 34.926 | 59.7215 | 51.878 | 11.633 | 44.9154 | 0.5765 | 18.36 | 15.1256 | 166.5396 | 33.2824 | 0 | 0 | 24.1291 | 0
7861 | 328 | 24 | 11 | Monday | 12 | 12.502 | 3.245 | 34.9384 | 57.2796 | 51.1854 | 17.449 | 46.394 | 0.7587 | 18.36 | 16.9314 | 166.0317 | 28.945 | 0 | 0 | 27.5798 | 0
7862 | 328 | 24 | 11 | Monday | 13 | 12.491 | 3.539 | 35.028 | 57.9229 | 51.878 | 17.449 | 27.895 | 0.7195 | 18.36 | 13.9295 | 167.736 | 10.446 | 0 | 0 | 26.2451 | 0
7863 | 328 | 24 | 11 | Monday | 14 | 12.826 | 3.38 | 34.9814 | 59.3054 | 51.878 | 5.816 | 5.5905 | 0.5046 | 18.36 | 8.9908 | 168.6843 | 0 | 0 | 0 | 17.2409 | 0
7864 | 328 | 24 | 11 | Monday | 15 | 12.572 | 3.834 | 34.8354 | 65.0297 | 51.878 | 5.816 | 0 | 0.5143 | 18.36 | 3.7352 | 174.764 | 0 | 0 | 0 | 16.9946 | 0
7865 | 328 | 24 | 11 | Monday | 16 | 12.143 | 3.514 | 34.732 | 67.9523 | 50.7246 | 23.266 | 0 | 0.747 | 22.68 | 0.593 | 180.6362 | 0 | 0 | 0 | 30.0569 | 0
7866 | 328 | 24 | 11 | Monday | 17 | 13.724 | 2.677 | 34.7503 | 59.7898 | 43.0931 | 29.082 | 0 | 0.805 | 28.8 | 0 | 170.1333 | 0 | 0 | 0 | 36.6081 | 0
7867 | 328 | 24 | 11 | Monday | 18 | 11.986 | 2.671 | 34.5286 | 65.4399 | 51.7393 | 40.715 | 0 | 0.8129 | 30.96 | 0 | 186.3691 | 0 | 0 | 0 | 44.9578 | 0
7868 | 328 | 24 | 11 | Monday | 19 | 10.783 | 1.98 | 34.0201 | 70.7204 | 57.1787 | 40.715 | 0 | 0.7759 | 25.2 | 0 | 190.0363 | 0 | 0 | 0 | 44.6606 | 0
7869 | 328 | 24 | 11 | Monday | 20 | 11.135 | 4.186 | 33.9836 | 75.2516 | 60.483 | 29.082 | 0 | 0.884 | 25.2 | 0 | 200.33 | 0 | 0 | 0 | 35.7719 | 0
7870 | 328 | 24 | 11 | Monday | 21 | 11.699 | 3.278 | 33.7843 | 69.495 | 55.4564 | 17.449 | 0 | 0.6677 | 25.2 | 0 | 188.1485 | 0 | 0 | 0 | 26.6718 | 0
7871 | 328 | 24 | 11 | Monday | 22 | 15.285 | 0.181 | 33.7904 | 49.7368 | 40.0199 | 11.633 | 0 | 0.538 | 16.2 | 0 | 140.4808 | 0 | 0 | 0 | 25.3437 | 0
7872 | 328 | 24 | 11 | Monday | 23 | 24.535 | 0 | 34.1352 | 26.9226 | 24.6242 | 11.633 | 0 | 0.6426 | 16.2 | 0 | 102.5246 | 0 | 0 | 0 | 34.6576 | 0
7873 | 329 | 25 | 11 | Tuesday | 0 | 34.843 | 0 | 34.541 | 17.5343 | 18.3373 | 5.816 | 0 | 0.682 | 14.4 | 0 | 85.4945 | 0 | 0 | 0 | 39.9321 | 0
7874 | 329 | 25 | 11 | Tuesday | 1 | 40.677 | 0 | 34.9531 | 14.6472 | 16.4006 | 5.816 | 0 | 0.6895 | 11.88 | 0 | 78.5705 | 0 | 0 | 0 | 45.7909 | 0
7875 | 329 | 25 | 11 | Tuesday | 2 | 51.137 | 0 | 35.207 | 11.7686 | 14.464 | 5.816 | 0 | 0.7009 | 11.88 | 0 | 74.0205 | 0 | 0 | 0 | 56.2764 | 0
7876 | 329 | 25 | 11 | Tuesday | 3 | 66.229 | 0 | 34.9746 | 11.7686 | 14.464 | 5.816 | 0 | 0.7193 | 11.88 | 0 | 73.8065 | 0 | 0 | 0 | 71.3943 | 0
7877 | 329 | 25 | 11 | Tuesday | 4 | 69.661 | 0 | 34.7999 | 13.0128 | 14.464 | 5.816 | 0 | 0.7237 | 11.88 | 0 | 74.8804 | 0 | 0 | 0 | 74.8428 | 0
7878 | 329 | 25 | 11 | Tuesday | 5 | 63.173 | 0 | 34.6643 | 22.6634 | 20.5805 | 5.816 | 0 | 0.7169 | 11.88 | 0 | 90.5052 | 0 | 0 | 0 | 68.3646 | 0
7879 | 329 | 25 | 11 | Tuesday | 6 | 48.265 | 0 | 34.4032 | 44.2813 | 35.484 | 29.082 | 0 | 0.7102 | 15.12 | 0 | 129.9987 | 0 | 0 | 0 | 74.4484 | 0
7880 | 329 | 25 | 11 | Tuesday | 7 | 39.607 | 0 | 34.2614 | 61.1578 | 46.6998 | 40.715 | 0 | 0.7103 | 15.12 | 0 | 157.9493 | 0 | 0 | 0 | 76.8116 | 0
7881 | 329 | 25 | 11 | Tuesday | 8 | 35.779 | 0 | 34.3035 | 69.4626 | 52.1343 | 46.532 | 0 | 0.7125 | 18.72 | 0.3701 | 175.333 | 0 | 0 | 0 | 79.016 | 0
7882 | 329 | 25 | 11 | Tuesday | 9 | 33.535 | 0 | 34.3541 | 70.7728 | 52.8606 | 29.082 | 0.9802 | 0.6985 | 18.72 | 4.1434 | 177.406 | 0 | 0 | 0 | 60.8499 | 0
7883 | 329 | 25 | 11 | Tuesday | 10 | 32.756 | 0 | 34.4088 | 63.7697 | 51.878 | 11.633 | 26.5942 | 0.7326 | 14.4 | 11.0891 | 165.189 | 14.9612 | 0 | 0 | 43.4134 | 0
7884 | 329 | 25 | 11 | Tuesday | 11 | 28.744 | 0.29 | 34.4528 | 59.8091 | 51.878 | 11.633 | 52.5999 | 0.7836 | 18.36 | 17.3446 | 165.5971 | 40.9669 | 0 | 0 | 38.3815 | 0
7885 | 329 | 25 | 11 | Tuesday | 12 | 26.036 | 3.45 | 34.4394 | 57.06 | 51.1854 | 17.449 | 61.8138 | 0.9575 | 18.36 | 20.2498 | 165.7332 | 44.3648 | 0 | 0 | 38.3497 | 0
7886 | 329 | 25 | 11 | Tuesday | 13 | 23.085 | 3.781 | 34.525 | 59.9488 | 51.878 | 17.449 | 41.641 | 0.9037 | 18.36 | 16.9213 | 169.7048 | 24.192 | 0 | 0 | 33.5656 | 0
7887 | 329 | 25 | 11 | Tuesday | 14 | 22.717 | 3.868 | 34.4576 | 61.7519 | 51.878 | 5.816 | 8.2561 | 0.7065 | 18.36 | 10.4874 | 171.3376 | 2.4401 | 0 | 0 | 25.9626 | 0
7888 | 329 | 25 | 11 | Tuesday | 15 | 22.114 | 4.109 | 34.2657 | 66.2027 | 51.878 | 5.816 | 0 | 0.6939 | 18.36 | 4.2301 | 175.8436 | 0 | 0 | 0 | 25.3737 | 0
7889 | 329 | 25 | 11 | Tuesday | 16 | 22.387 | 3.614 | 34.1861 | 67.9621 | 50.7246 | 23.266 | 0 | 0.8569 | 22.68 | 0.4988 | 180.3183 | 0 | 0 | 0 | 35.7954 | 0
7890 | 329 | 25 | 11 | Tuesday | 17 | 26.069 | 2.593 | 34.2816 | 59.7898 | 43.0931 | 29.082 | 0 | 0.8197 | 28.8 | 0 | 169.588 | 0 | 0 | 0 | 43.6572 | 0
7891 | 329 | 25 | 11 | Tuesday | 18 | 19.495 | 2.595 | 34.0501 | 65.4399 | 51.7393 | 40.715 | 0 | 0.8188 | 30.96 | 0 | 185.8139 | 0 | 0 | 0 | 45.5016 | 0
7892 | 329 | 25 | 11 | Tuesday | 19 | 14.259 | 1.782 | 34.0277 | 70.7204 | 57.1787 | 40.715 | 0 | 0.7701 | 25.2 | 0 | 189.8245 | 0 | 0 | 0 | 41.7141 | 0
7893 | 329 | 25 | 11 | Tuesday | 20 | 12.677 | 1.563 | 34.0259 | 75.2516 | 60.483 | 29.082 | 0 | 0.7051 | 25.2 | 0 | 197.3557 | 0 | 0 | 0 | 33.0778 | 0
7894 | 329 | 25 | 11 | Tuesday | 21 | 14.92 | 0.66 | 33.9476 | 69.495 | 55.4564 | 17.449 | 0 | 0.5518 | 25.2 | 0 | 185.3645 | 0 | 0 | 0 | 27.4756 | 0
7895 | 329 | 25 | 11 | Tuesday | 22 | 24.729 | 0.058 | 33.8123 | 49.7368 | 40.0199 | 11.633 | 0 | 0.636 | 16.2 | 0 | 140.4678 | 0 | 0 | 0 | 33.2249 | 0
7896 | 329 | 25 | 11 | Tuesday | 23 | 40.543 | 0 | 33.9385 | 26.9226 | 24.6242 | 11.633 | 0 | 0.6916 | 16.2 | 0 | 102.3768 | 0 | 0 | 0 | 49.1748 | 0
7897 | 330 | 26 | 11 | Wednesday | 0 | 52.868 | 0 | 34.3524 | 17.5343 | 18.3373 | 5.816 | 0 | 0.703 | 14.4 | 0 | 85.327 | 0 | 0 | 0 | 57.2274 | 0
7898 | 330 | 26 | 11 | Wednesday | 1 | 61.015 | 0 | 34.7054 | 14.6472 | 16.4006 | 5.816 | 0 | 0.7105 | 11.88 | 0 | 78.3437 | 0 | 0 | 0 | 65.4055 | 0
7899 | 330 | 26 | 11 | Wednesday | 2 | 68.172 | 0 | 34.9633 | 11.7686 | 14.464 | 5.816 | 0 | 0.7172 | 11.88 | 0 | 73.7931 | 0 | 0 | 0 | 72.5905 | 0
7900 | 330 | 26 | 11 | Wednesday | 3 | 78.869 | 0 | 34.9856 | 11.7686 | 14.464 | 5.816 | 0 | 0.7291 | 11.88 | 0 | 73.8274 | 0 | 0 | 0 | 83.3151 | 0
7901 | 330 | 26 | 11 | Wednesday | 4 | 93.896 | 0 | 34.8947 | 13.0128 | 14.464 | 5.816 | 0 | 0.7444 | 11.88 | 0 | 74.9959 | 0 | 0 | 0 | 98.3713 | 0
7902 | 330 | 26 | 11 | Wednesday | 5 | 93.427 | 0 | 34.7514 | 22.6634 | 20.5805 | 5.816 | 0 | 0.7429 | 11.88 | 0 | 90.6182 | 0 | 0 | 0 | 97.9256 | 0
7903 | 330 | 26 | 11 | Wednesday | 6 | 79.868 | 0 | 34.4627 | 44.2813 | 35.484 | 29.082 | 0 | 0.7362 | 15.12 | 0 | 130.0842 | 0 | 0 | 0 | 102.6981 | 0
7904 | 330 | 26 | 11 | Wednesday | 7 | 71.707 | 0 | 34.3342 | 61.1578 | 46.6998 | 40.715 | 0 | 0.7364 | 15.12 | 0 | 158.0482 | 0 | 0 | 0 | 104.5464 | 0
7905 | 330 | 26 | 11 | Wednesday | 8 | 61.818 | 0 | 34.3337 | 69.4626 | 52.1343 | 46.532 | 0 | 0.7336 | 18.72 | 0.3851 | 175.3843 | 0 | 0 | 0 | 100.4907 | 0
7906 | 330 | 26 | 11 | Wednesday | 9 | 55.879 | 0 | 34.3704 | 70.8042 | 52.8606 | 29.082 | 0 | 0.7148 | 18.72 | 4.35 | 177.47 | 0 | 0 | 0 | 80.5926 | 0
7907 | 330 | 26 | 11 | Wednesday | 10 | 53.223 | 0 | 34.4363 | 63.3164 | 51.878 | 11.633 | 18.6716 | 0.737 | 14.4 | 11.5159 | 164.7677 | 7.0386 | 0 | 0 | 63.0336 | 0
7908 | 330 | 26 | 11 | Wednesday | 11 | 45.07 | 0 | 34.4834 | 61.009 | 51.878 | 11.633 | 41.6045 | 0.7665 | 18.36 | 17.3448 | 166.4968 | 29.9715 | 0 | 0 | 54.1073 | 0
7909 | 330 | 26 | 11 | Wednesday | 12 | 39.95 | 1.198 | 34.5199 | 56.7657 | 51.1854 | 17.449 | 40.7 | 0.824 | 18.36 | 18.5256 | 162.9507 | 23.251 | 0 | 0 | 51.9996 | 0
7910 | 330 | 26 | 11 | Wednesday | 13 | 37.967 | 2.386 | 34.447 | 57.05 | 51.878 | 17.449 | 17.8714 | 0.8468 | 18.36 | 14.7998 | 165.1623 | 0.4224 | 0 | 0 | 49.0966 | 0
7911 | 330 | 26 | 11 | Wednesday | 14 | 37.516 | 2.214 | 34.448 | 59.647 | 51.878 | 5.816 | 0.558 | 0.807 | 18.36 | 9.8872 | 167.5341 | 0 | 0 | 0 | 41.1866 | 0
7912 | 330 | 26 | 11 | Wednesday | 15 | 37.876 | 2.548 | 34.4279 | 64.7279 | 51.878 | 5.816 | 0 | 0.8229 | 18.36 | 4.2457 | 172.972 | 0 | 0 | 0 | 41.5791 | 0
7913 | 330 | 26 | 11 | Wednesday | 16 | 37.089 | 2.258 | 34.3976 | 67.8961 | 50.7246 | 23.266 | 0 | 0.8121 | 22.68 | 0.6506 | 178.9522 | 0 | 0 | 0 | 52.2617 | 0
7914 | 330 | 26 | 11 | Wednesday | 17 | 40.633 | 1.501 | 34.3916 | 59.7898 | 43.0931 | 29.082 | 0 | 0.7791 | 28.8 | 0 | 168.477 | 0 | 0 | 0 | 60.2998 | 0
7915 | 330 | 26 | 11 | Wednesday | 18 | 32.001 | 2.145 | 34.258 | 65.4399 | 51.7393 | 40.715 | 0 | 0.809 | 30.96 | 0 | 185.5257 | 0 | 0 | 0 | 60.7104 | 0
7916 | 330 | 26 | 11 | Wednesday | 19 | 24.132 | 1.497 | 33.9026 | 70.7204 | 57.1787 | 40.715 | 0 | 0.7653 | 25.2 | 0 | 189.3858 | 0 | 0 | 0 | 54.078 | 0
7917 | 330 | 26 | 11 | Wednesday | 20 | 21.27 | 1.336 | 33.9124 | 75.2516 | 60.483 | 29.082 | 0 | 0.7445 | 25.2 | 0 | 197.0359 | 0 | 0 | 0 | 43.3222 | 0
7918 | 330 | 26 | 11 | Wednesday | 21 | 20.727 | 0.624 | 33.8095 | 69.495 | 55.4564 | 17.449 | 0 | 0.6809 | 25.2 | 0 | 185.3166 | 0 | 0 | 0 | 34.1887 | 0
7919 | 330 | 26 | 11 | Wednesday | 22 | 26.693 | 0.052 | 33.7805 | 49.7368 | 40.0199 | 11.633 | 0 | 0.6701 | 16.2 | 0 | 140.4629 | 0 | 0 | 0 | 35.7785 | 0
7920 | 330 | 26 | 11 | Wednesday | 23 | 39.895 | 0 | 33.9324 | 26.9226 | 24.6242 | 11.633 | 0 | 0.6939 | 16.2 | 0 | 102.373 | 0 | 0 | 0 | 49.1009 | 0
7921 | 331 | 27 | 11 | Thursday | 0 | 49.3 | 0 | 34.2465 | 17.5343 | 18.3373 | 5.816 | 0 | 0.7042 | 14.4 | 0 | 85.2222 | 0 | 0 | 0 | 53.9392 | 0
7922 | 331 | 27 | 11 | Thursday | 1 | 52.335 | 0 | 34.4709 | 14.6472 | 16.4006 | 5.816 | 0 | 0.7079 | 11.88 | 0 | 78.1066 | 0 | 0 | 0 | 56.9976 | 0
7923 | 331 | 27 | 11 | Thursday | 2 | 56.474 | 0 | 34.7172 | 11.7686 | 14.464 | 5.816 | 0 | 0.7125 | 11.88 | 0 | 73.5423 | 0 | 0 | 0 | 61.1606 | 0
7924 | 331 | 27 | 11 | Thursday | 3 | 60.376 | 0 | 34.7844 | 11.7686 | 14.464 | 5.816 | 0 | 0.7171 | 11.88 | 0 | 73.6141 | 0 | 0 | 0 | 65.0852 | 0
7925 | 331 | 27 | 11 | Thursday | 4 | 61.183 | 0 | 34.7882 | 13.0128 | 14.464 | 5.816 | 0 | 0.7182 | 11.88 | 0 | 74.8632 | 0 | 0 | 0 | 65.9127 | 0
7926 | 331 | 27 | 11 | Thursday | 5 | 57.029 | 0 | 34.686 | 22.6634 | 20.5805 | 5.816 | 0 | 0.7133 | 11.88 | 0 | 90.5232 | 0 | 0 | 0 | 61.7753 | 0
7927 | 331 | 27 | 11 | Thursday | 6 | 47.276 | 0 | 34.407 | 44.2813 | 35.484 | 29.082 | 0 | 0.7104 | 15.12 | 0 | 130.0027 | 0 | 0 | 0 | 71.3274 | 0
7928 | 331 | 27 | 11 | Thursday | 7 | 42.013 | 0 | 34.2887 | 61.1578 | 46.6998 | 40.715 | 0 | 0.7132 | 15.12 | 0 | 157.9795 | 0 | 0 | 0 | 76.4499 | 0
7929 | 331 | 27 | 11 | Thursday | 8 | 38.673 | 0 | 34.3042 | 69.4626 | 52.1343 | 46.532 | 0 | 0.7159 | 18.72 | 0.0769 | 175.3371 | 0 | 0 | 0 | 79.0222 | 0
7930 | 331 | 27 | 11 | Thursday | 9 | 37.618 | 0 | 34.3626 | 71.8396 | 52.8606 | 29.082 | 0 | 0.7017 | 18.72 | 0.6403 | 178.4844 | 0 | 0 | 0 | 63.2834 | 0
7931 | 331 | 27 | 11 | Thursday | 10 | 38.115 | 0 | 34.448 | 67.8708 | 51.878 | 11.633 | 0 | 0.6966 | 14.4 | 1.4076 | 169.2934 | 0 | 0 | 0 | 48.4501 | 0
7932 | 331 | 27 | 11 | Thursday | 11 | 38.943 | 0 | 34.4594 | 67.0688 | 51.878 | 11.633 | 0 | 0.6983 | 18.36 | 2.063 | 172.4645 | 0 | 0 | 0 | 49.3351 | 0
7933 | 331 | 27 | 11 | Thursday | 12 | 38.349 | 1.299 | 34.4697 | 64.4973 | 51.1854 | 17.449 | 0 | 0.7655 | 18.36 | 2.6623 | 170.6831 | 0 | 0 | 0 | 54.0549 | 0
7934 | 331 | 27 | 11 | Thursday | 13 | 37.881 | 2.391 | 34.4014 | 66.7843 | 51.878 | 17.449 | 0 | 0.8199 | 18.36 | 2.4287 | 174.8289 | 0 | 0 | 0 | 53.7009 | 0
7935 | 331 | 27 | 11 | Thursday | 14 | 39.876 | 2.211 | 34.3903 | 67.7549 | 51.878 | 5.816 | 0 | 0.8101 | 18.36 | 1.7518 | 175.5847 | 0 | 0 | 0 | 45.1624 | 0
7936 | 331 | 27 | 11 | Thursday | 15 | 41.53 | 2.507 | 34.3385 | 67.9581 | 51.878 | 5.816 | 0 | 0.8268 | 18.36 | 1.1218 | 176.0725 | 0 | 0 | 0 | 46.8312 | 0
7937 | 331 | 27 | 11 | Thursday | 16 | 40.491 | 2.219 | 34.3052 | 67.9854 | 50.7246 | 23.266 | 0 | 0.8154 | 22.68 | 0.2482 | 178.9105 | 0 | 0 | 0 | 61.8858 | 0
7938 | 331 | 27 | 11 | Thursday | 17 | 42.623 | 1.464 | 34.291 | 59.7898 | 43.0931 | 29.082 | 0 | 0.7812 | 28.8 | 0 | 168.3384 | 0 | 0 | 0 | 69.6533 | 0
7939 | 331 | 27 | 11 | Thursday | 18 | 32.478 | 2.078 | 34.1414 | 65.4399 | 51.7393 | 40.715 | 0 | 0.8076 | 30.96 | 0 | 185.3356 | 0 | 0 | 0 | 70.7811 | 0
7940 | 331 | 27 | 11 | Thursday | 19 | 24.067 | 1.454 | 33.8811 | 70.7204 | 57.1787 | 40.715 | 0 | 0.7638 | 25.2 | 0 | 189.3166 | 0 | 0 | 0 | 62.824 | 0
7941 | 331 | 27 | 11 | Thursday | 20 | 20.079 | 1.294 | 33.8735 | 75.2516 | 60.483 | 29.082 | 0 | 0.7419 | 25.2 | 0 | 196.9499 | 0 | 0 | 0 | 47.9634 | 0
7942 | 331 | 27 | 11 | Thursday | 21 | 21.933 | 0.615 | 33.801 | 69.495 | 55.4564 | 17.449 | 0 | 0.7043 | 25.2 | 0 | 185.3222 | 0 | 0 | 0 | 38.718 | 0
7943 | 331 | 27 | 11 | Thursday | 22 | 32.62 | 0.05 | 33.7849 | 49.7368 | 40.0199 | 11.633 | 0 | 0.6847 | 16.2 | 0 | 140.48 | 0 | 0 | 0 | 43.8688 | 0
7944 | 331 | 27 | 11 | Thursday | 23 | 49.411 | 0 | 33.9812 | 26.9226 | 24.6242 | 11.633 | 0 | 0.7022 | 16.2 | 0 | 102.4302 | 0 | 0 | 0 | 60.7321 | 0
7945 | 332 | 28 | 11 | Friday | 0 | 62.597 | 0 | 34.2165 | 17.5343 | 18.3373 | 5.816 | 0 | 0.716 | 14.4 | 0 | 85.204 | 0 | 0 | 0 | 68.2744 | 0
7946 | 332 | 28 | 11 | Friday | 1 | 68.573 | 0 | 34.4858 | 14.6472 | 16.4006 | 5.816 | 0 | 0.7221 | 11.88 | 0 | 78.1358 | 0 | 0 | 0 | 74.2616 | 0
7947 | 332 | 28 | 11 | Friday | 2 | 74.584 | 0 | 34.7049 | 11.7686 | 14.464 | 5.816 | 0 | 0.7289 | 11.88 | 0 | 73.5465 | 0 | 0 | 0 | 80.2833 | 0
7948 | 332 | 28 | 11 | Friday | 3 | 78.879 | 0 | 34.7296 | 11.7686 | 14.464 | 5.816 | 0 | 0.7341 | 11.88 | 0 | 73.5764 | 0 | 0 | 0 | 84.5886 | 0
7949 | 332 | 28 | 11 | Friday | 4 | 80.083 | 0 | 34.7231 | 13.0128 | 14.464 | 5.816 | 0 | 0.7356 | 11.88 | 0 | 74.8155 | 0 | 0 | 0 | 85.7999 | 0
7950 | 332 | 28 | 11 | Friday | 5 | 75.407 | 0 | 34.6704 | 22.6634 | 20.5805 | 5.816 | 0 | 0.73 | 11.88 | 0 | 90.5244 | 0 | 0 | 0 | 81.1295 | 0
7951 | 332 | 28 | 11 | Friday | 6 | 65.033 | 0 | 34.373 | 44.2813 | 35.484 | 29.082 | 0 | 0.7262 | 15.12 | 0 | 129.9845 | 0 | 0 | 0 | 93.7835 | 0
7952 | 332 | 28 | 11 | Friday | 7 | 59.513 | 0 | 34.2273 | 61.1578 | 46.6998 | 40.715 | 0 | 0.7286 | 15.12 | 0 | 157.9335 | 0 | 0 | 0 | 100.0701 | 0
7953 | 332 | 28 | 11 | Friday | 8 | 56.288 | 0 | 34.2401 | 69.4626 | 52.1343 | 46.532 | 0 | 0.7314 | 18.72 | 0.2188 | 175.2884 | 0 | 0 | 0 | 103.0289 | 0
7954 | 332 | 28 | 11 | Friday | 9 | 54.82 | 0 | 34.2744 | 71.3289 | 52.8606 | 29.082 | 0 | 0.7167 | 18.72 | 2.1429 | 177.9005 | 0 | 0 | 0 | 84.1888 | 0
7955 | 332 | 28 | 11 | Friday | 10 | 55.847 | 0 | 34.3587 | 64.0325 | 51.878 | 11.633 | 0 | 0.7123 | 14.4 | 5.4958 | 165.3815 | 0 | 0 | 0 | 67.6114 | 0
7956 | 332 | 28 | 11 | Friday | 11 | 57.746 | 0 | 34.3768 | 60.7802 | 51.878 | 11.633 | 0.8699 | 0.7156 | 18.36 | 8.0387 | 166.1106 | 0 | 0 | 0 | 69.5294 | 0
7957 | 332 | 28 | 11 | Friday | 12 | 59.971 | 0.696 | 34.3861 | 58.4928 | 51.1854 | 17.449 | 5.9961 | 0.7626 | 18.36 | 9.4124 | 163.9395 | 0 | 0 | 0 | 77.5829 | 0
7958 | 332 | 28 | 11 | Friday | 13 | 58.893 | 1.877 | 34.335 | 60.2733 | 51.878 | 17.449 | 14.1191 | 0.8349 | 18.36 | 10.6141 | 167.7112 | 0 | 0 | 0 | 76.1494 | 0
7959 | 332 | 28 | 11 | Friday | 14 | 59.409 | 2.18 | 34.2961 | 62.1672 | 51.878 | 5.816 | 11.5432 | 0.843 | 18.36 | 9.2263 | 169.9021 | 5.7272 | 0 | 0 | 64.9847 | 0
7960 | 332 | 28 | 11 | Friday | 15 | 58.838 | 2.449 | 34.2776 | 65.6949 | 51.878 | 5.816 | 0.5468 | 0.8384 | 18.36 | 4.1808 | 173.6974 | 0 | 0 | 0 | 64.3519 | 0
7961 | 332 | 28 | 11 | Friday | 16 | 63.271 | 2.137 | 34.2439 | 67.9218 | 50.7246 | 23.266 | 0 | 0.8292 | 22.68 | 0.5261 | 178.7105 | 0 | 0 | 0 | 85.4722 | 0
7962 | 332 | 28 | 11 | Friday | 17 | 72.033 | 1.363 | 34.294 | 59.7898 | 43.0931 | 29.082 | 0 | 0.7999 | 28.8 | 0 | 168.2511 | 0 | 0 | 0 | 100.0216 | 0
7963 | 332 | 28 | 11 | Friday | 18 | 65.014 | 1.871 | 34.1079 | 65.4399 | 51.7393 | 40.715 | 0 | 0.8233 | 30.96 | 0 | 185.094 | 0 | 0 | 0 | 104.5753 | 0
7964 | 332 | 28 | 11 | Friday | 19 | 51.773 | 1.325 | 33.8198 | 70.7204 | 57.1787 | 40.715 | 0 | 0.7793 | 25.2 | 0 | 189.131 | 0 | 0 | 0 | 91.7018 | 0
7965 | 332 | 28 | 11 | Friday | 20 | 38.747 | 1.174 | 33.8267 | 75.2516 | 60.483 | 29.082 | 0 | 0.7504 | 25.2 | 0 | 196.7818 | 0 | 0 | 0 | 67.4305 | 0
7966 | 332 | 28 | 11 | Friday | 21 | 40.309 | 0.584 | 33.7991 | 69.495 | 55.4564 | 17.449 | 0 | 0.7174 | 25.2 | 0 | 185.2995 | 0 | 0 | 0 | 57.5771 | 0
7967 | 332 | 28 | 11 | Friday | 22 | 50.819 | 0.044 | 33.8373 | 49.7368 | 40.0199 | 11.633 | 0 | 0.7513 | 16.2 | 0 | 140.5924 | 0 | 0 | 0 | 62.371 | 0
7968 | 332 | 28 | 11 | Friday | 23 | 70.299 | 0 | 34.0018 | 26.9226 | 24.6242 | 11.633 | 0 | 0.7211 | 16.2 | 0 | 102.4696 | 0 | 0 | 0 | 81.9018 | 0
7969 | 333 | 29 | 11 | Saturday | 0 | 80.988 | 0 | 34.15 | 18.3332 | 19.1419 | 5.816 | 0 | 0.732 | 15.84 | 0 | 88.1971 | 0 | 0 | 0 | 86.8007 | 0
7970 | 333 | 29 | 11 | Saturday | 1 | 81.941 | 0 | 34.3768 | 17.5283 | 18.3373 | 5.816 | 0 | 0.734 | 12.6 | 0 | 83.5764 | 0 | 0 | 0 | 87.7602 | 0
7971 | 333 | 29 | 11 | Saturday | 2 | 83.033 | 0 | 34.6339 | 11.771 | 14.464 | 5.816 | 0 | 0.738 | 12.6 | 0 | 74.2069 | 0 | 0 | 0 | 88.8582 | 0
7972 | 333 | 29 | 11 | Saturday | 3 | 80.301 | 0 | 34.6355 | 11.771 | 14.464 | 5.816 | 0 | 0.7376 | 12.6 | 0 | 74.2082 | 0 | 0 | 0 | 86.1308 | 0
7973 | 333 | 29 | 11 | Saturday | 4 | 80.71 | 0 | 34.6408 | 11.771 | 14.464 | 5.816 | 0 | 0.7381 | 12.6 | 0 | 74.2139 | 0 | 0 | 0 | 86.5451 | 0
7974 | 333 | 29 | 11 | Saturday | 5 | 84.528 | 0 | 34.6432 | 13.0152 | 14.464 | 5.816 | 0 | 0.7419 | 12.6 | 0 | 75.4643 | 0 | 0 | 0 | 90.3704 | 0
7975 | 333 | 29 | 11 | Saturday | 6 | 76.429 | 0 | 34.4303 | 30.2702 | 24.9086 | 29.082 | 0 | 0.7408 | 14.4 | 0 | 104.75 | 0 | 0 | 0 | 105.7617 | 0
7976 | 333 | 29 | 11 | Saturday | 7 | 74.779 | 0 | 34.3487 | 33.0666 | 26.405 | 40.715 | 0 | 0.7476 | 11.52 | 0 | 106.0878 | 0 | 0 | 0 | 116.0995 | 0
7977 | 333 | 29 | 11 | Saturday | 8 | 65.457 | 0 | 34.2385 | 46.1551 | 37.4339 | 46.532 | 0 | 0.7424 | 16.2 | 0.1547 | 134.7699 | 0 | 0 | 0 | 112.9841 | 0
7978 | 333 | 29 | 11 | Saturday | 9 | 64.745 | 0 | 34.2401 | 46.8024 | 37.9057 | 29.082 | 0 | 0.7277 | 16.2 | 1.5005 | 135.8759 | 0 | 0 | 0 | 94.5768 | 0
7979 | 333 | 29 | 11 | Saturday | 10 | 66.914 | 0 | 34.2688 | 41.6952 | 37.2508 | 11.633 | 0 | 0.7235 | 15.12 | 4.2045 | 129.0583 | 0 | 0 | 0 | 78.8616 | 0
7980 | 333 | 29 | 11 | Saturday | 11 | 66.624 | 0 | 34.2518 | 36.225 | 35.3135 | 11.633 | 1.678 | 0.7272 | 21.6 | 7.2776 | 128.1175 | 0 | 0 | 0 | 78.5761 | 0
7981 | 333 | 29 | 11 | Saturday | 12 | 64.032 | 0.256 | 34.2864 | 32.1371 | 34.2247 | 17.449 | 3.1099 | 0.7422 | 23.4 | 8.2574 | 125.0675 | 0 | 0 | 0 | 81.878 | 0
7982 | 333 | 29 | 11 | Saturday | 13 | 65.391 | 1.069 | 34.2349 | 32.1806 | 33.0722 | 17.449 | 0 | 0.7799 | 23.4 | 7.2203 | 124.8232 | 0 | 0 | 0 | 83.2308 | 0
7983 | 333 | 29 | 11 | Saturday | 14 | 69.23 | 0.928 | 34.1803 | 33.6822 | 33.0722 | 5.816 | 0 | 0.7738 | 23.4 | 5.3965 | 126.112 | 0 | 0 | 0 | 75.1805 | 0
7984 | 333 | 29 | 11 | Saturday | 15 | 73.191 | 0.934 | 34.1395 | 36.9996 | 33.0722 | 5.816 | 0 | 0.7784 | 23.4 | 2.3642 | 129.3997 | 0 | 0 | 0 | 79.1477 | 0
7985 | 333 | 29 | 11 | Saturday | 16 | 80.586 | 1.546 | 34.1163 | 37.7911 | 33.0722 | 23.266 | 0 | 0.8225 | 23.4 | 0.4555 | 130.874 | 0 | 0 | 0 | 104.5019 | 0
7986 | 333 | 29 | 11 | Saturday | 17 | 86.487 | 1.714 | 34.0536 | 35.4248 | 32.9581 | 29.082 | 0 | 0.8369 | 27 | 0 | 132.1267 | 0 | 0 | 0 | 116.4962 | 0
7987 | 333 | 29 | 11 | Saturday | 18 | 73.969 | 0.226 | 33.9487 | 55.5841 | 46.5147 | 40.715 | 0 | 0.7513 | 28.8 | 0 | 165.8437 | 0 | 0 | 0 | 116.153 | 0
7988 | 333 | 29 | 11 | Saturday | 19 | 67.532 | 0.052 | 33.8543 | 61.3403 | 50.3878 | 40.715 | 0 | 0.7334 | 28.8 | 0 | 175.1724 | 0 | 0 | 0 | 109.8898 | 0
7989 | 333 | 29 | 11 | Saturday | 20 | 68.451 | 0.033 | 33.8373 | 61.3343 | 50.3878 | 29.082 | 0 | 0.7243 | 27 | 0 | 173.3197 | 0 | 0 | 0 | 98.7943 | 0
7990 | 333 | 29 | 11 | Saturday | 21 | 72.456 | 0.001 | 33.8431 | 61.3343 | 50.3878 | 17.449 | 0 | 0.7202 | 27 | 0 | 173.2868 | 0 | 0 | 0 | 90.6901 | 0
7991 | 333 | 29 | 11 | Saturday | 22 | 80.006 | 0 | 33.8356 | 49.2003 | 40.077 | 11.633 | 0 | 0.7272 | 19.8 | 0 | 143.6401 | 0 | 0 | 0 | 92.1778 | 0
7992 | 333 | 29 | 11 | Saturday | 23 | 93.311 | 0 | 34.0246 | 28.1779 | 24.6242 | 11.633 | 0 | 0.7456 | 19.8 | 0 | 107.3723 | 0 | 0 | 0 | 105.5022 | 0
7993 | 334 | 30 | 11 | Sunday | 0 | 101.093 | 0 | 34.0739 | 24.1043 | 23.0149 | 5.816 | 0 | 0.7531 | 19.8 | 0 | 101.7462 | 0 | 0 | 0 | 107.1926 | 0
7994 | 334 | 30 | 11 | Sunday | 1 | 104.4 | 0 | 34.3478 | 23.3102 | 22.2101 | 5.816 | 0 | 0.7569 | 19.8 | 0 | 100.4251 | 0 | 0 | 0 | 110.503 | 0
7995 | 334 | 30 | 11 | Sunday | 2 | 117.283 | 0 | 34.4593 | 17.5379 | 18.3373 | 5.816 | 0 | 0.7726 | 15.48 | 0 | 86.5871 | 0 | 0 | 0 | 123.3918 | 0
7996 | 334 | 30 | 11 | Sunday | 3 | 123.946 | 0 | 34.4841 | 17.5379 | 18.3373 | 5.816 | 0 | 0.7803 | 15.48 | 0 | 86.6195 | 0 | 0 | 0 | 130.0582 | 0
7997 | 334 | 30 | 11 | Sunday | 4 | 118.943 | 0 | 34.4251 | 17.5379 | 18.3373 | 5.816 | 0 | 0.7759 | 15.48 | 0 | 86.5562 | 0 | 0 | 0 | 125.0569 | 0
7998 | 334 | 30 | 11 | Sunday | 5 | 119.05 | 0 | 34.4287 | 18.7817 | 18.3373 | 5.816 | 0 | 0.7761 | 15.48 | 0 | 87.8037 | 0 | 0 | 0 | 125.1664 | 0
7999 | 334 | 30 | 11 | Sunday | 6 | 119.374 | 0 | 34.3686 | 26.931 | 24.6242 | 29.082 | 0 | 0.7823 | 18.72 | 0 | 105.426 | 0 | 0 | 0 | 150.0199 | 0
8000 | 334 | 30 | 11 | Sunday | 7 | 119.947 | 0 | 34.327 | 34.2491 | 29.9942 | 40.715 | 0 | 0.7892 | 18.72 | 0 | 118.0795 | 0 | 0 | 0 | 162.9743 | 0
8001 | 334 | 30 | 11 | Sunday | 8 | 123.104 | 0 | 34.1702 | 37.4283 | 33.2132 | 46.532 | 0 | 0.7983 | 23.4 | 0.4263 | 129.01 | 0 | 0 | 0 | 172.432 | 0
8002 | 334 | 30 | 11 | Sunday | 9 | 121.705 | 0 | 34.1267 | 29.9845 | 29.3396 | 29.082 | 2.4603 | 0.7876 | 23.4 | 5.0041 | 117.6384 | 0 | 0 | 0 | 152.5785 | 0
8003 | 334 | 30 | 11 | Sunday | 10 | 107.883 | 0 | 34.0813 | 30.1809 | 32.5586 | 11.633 | 34.1432 | 0.8165 | 19.08 | 13.0127 | 116.7173 | 22.5102 | 0 | 0 | 119.8009 | 0
8004 | 334 | 30 | 11 | Sunday | 11 | 98.879 | 0 | 34.0658 | 28.113 | 32.5586 | 11.633 | 51.4251 | 0.8364 | 21.6 | 18.0181 | 117.1739 | 39.7921 | 0 | 0 | 109.6451 | 0
8005 | 334 | 30 | 11 | Sunday | 12 | 90.645 | 0 | 34.0292 | 27.8056 | 33.0367 | 17.449 | 49.7332 | 0.8281 | 19.08 | 19.1111 | 114.7796 | 32.2842 | 0 | 0 | 104.8539 | 0
8006 | 334 | 30 | 11 | Sunday | 13 | 93.23 | 0 | 33.9999 | 23.9808 | 29.1634 | 17.449 | 27.0141 | 0.7972 | 18.36 | 15.4279 | 106.3013 | 9.5651 | 0 | 0 | 106.0835 | 0
8007 | 334 | 30 | 11 | Sunday | 14 | 96.857 | 0 | 33.9491 | 25.775 | 29.1634 | 5.816 | 2.6555 | 0.76 | 18 | 9.1775 | 107.6476 | 0 | 0 | 0 | 101.0164 | 0
8008 | 334 | 30 | 11 | Sunday | 15 | 99.125 | 0 | 33.9356 | 28.9875 | 29.1634 | 5.816 | 0 | 0.7588 | 15.84 | 2.4678 | 108.6853 | 0 | 0 | 0 | 103.307 | 0
8009 | 334 | 30 | 11 | Sunday | 16 | 103.861 | 0 | 33.9484 | 27.9569 | 27.5539 | 23.266 | 0 | 0.7687 | 23.04 | 0.4227 | 113.2679 | 0 | 0 | 0 | 120.8649 | 0
8010 | 334 | 30 | 11 | Sunday | 17 | 107.236 | 0 | 33.9552 | 26.7113 | 26.399 | 29.082 | 0 | 0.774 | 22.32 | 0 | 110.1595 | 0 | 0 | 0 | 129.0582 | 0
8011 | 334 | 30 | 11 | Sunday | 18 | 91.318 | 0 | 33.8573 | 43.9889 | 38.0184 | 40.715 | 0 | 0.7615 | 23.4 | 0 | 140.0261 | 0 | 0 | 0 | 122.8383 | 0
8012 | 334 | 30 | 11 | Sunday | 19 | 73.916 | 0 | 33.7954 | 55.5005 | 45.7644 | 40.715 | 0 | 0.7394 | 22.68 | 0 | 158.4798 | 0 | 0 | 0 | 106.4697 | 0
8013 | 334 | 30 | 11 | Sunday | 20 | 66.258 | 0 | 33.7854 | 60.0165 | 49.6381 | 29.082 | 0 | 0.7211 | 22.68 | 0 | 166.8411 | 0 | 0 | 0 | 90.0879 | 0
8014 | 334 | 30 | 11 | Sunday | 21 | 69.967 | 0 | 33.7889 | 48.5011 | 41.8913 | 17.449 | 0 | 0.7211 | 22.68 | 0 | 147.5824 | 0 | 0 | 0 | 84.4837 | 0
8015 | 334 | 30 | 11 | Sunday | 22 | 77.228 | 0 | 33.8163 | 40.3665 | 35.5897 | 11.633 | 0 | 0.7291 | 14.4 | 0 | 124.9017 | 0 | 0 | 0 | 86.9971 | 0
8016 | 334 | 30 | 11 | Sunday | 23 | 88.703 | 0 | 33.8936 | 25.6748 | 24.6242 | 11.633 | 0 | 0.7442 | 14.4 | 0 | 99.3369 | 0 | 0 | 0 | 98.5499 | 0
8017 | 335 | 1 | 12 | Monday | 0 | 95.686 | 0 | 34.2083 | 17.5343 | 18.3373 | 6.064 | 0 | 0.7525 | 14.4 | 0 | 85.2324 | 0 | 0 | 0 | 100.6378 | 0
8018 | 335 | 1 | 12 | Monday | 1 | 102.831 | 0 | 34.2332 | 14.6472 | 16.4006 | 6.064 | 0 | 0.7617 | 11.88 | 0 | 77.9227 | 0 | 0 | 0 | 107.8052 | 0
8019 | 335 | 1 | 12 | Monday | 2 | 110.569 | 0 | 34.2525 | 11.7686 | 14.464 | 6.064 | 0 | 0.7708 | 11.88 | 0 | 73.1359 | 0 | 0 | 0 | 115.5642 | 0
8020 | 335 | 1 | 12 | Monday | 3 | 114.941 | 0 | 34.2845 | 11.7686 | 14.464 | 6.064 | 0 | 0.7756 | 11.88 | 0 | 73.1728 | 0 | 0 | 0 | 119.9578 | 0
8021 | 335 | 1 | 12 | Monday | 4 | 117.306 | 0 | 34.2967 | 13.0128 | 14.464 | 6.064 | 0 | 0.7781 | 11.88 | 0 | 74.4316 | 0 | 0 | 0 | 122.3426 | 0
8022 | 335 | 1 | 12 | Monday | 5 | 112.183 | 0 | 34.2503 | 22.6634 | 20.5805 | 6.064 | 0 | 0.7708 | 11.88 | 0 | 90.145 | 0 | 0 | 0 | 117.2377 | 0
8023 | 335 | 1 | 12 | Monday | 6 | 98.228 | 0 | 34.0818 | 44.2813 | 35.484 | 30.32 | 0 | 0.7615 | 15.12 | 0 | 129.7286 | 0 | 0 | 0 | 123.7919 | 0
8024 | 335 | 1 | 12 | Monday | 7 | 90.317 | 0 | 33.9365 | 61.1578 | 46.6998 | 42.448 | 0 | 0.7612 | 15.12 | 0 | 157.6754 | 0 | 0 | 0 | 126.8501 | 0
8025 | 335 | 1 | 12 | Monday | 8 | 90.69 | 0 | 33.8846 | 69.4548 | 52.1343 | 48.512 | 0 | 0.767 | 18.72 | 0.3443 | 174.9608 | 0 | 0 | 0 | 133.4247 | 0
8026 | 335 | 1 | 12 | Monday | 9 | 93.786 | 0 | 33.8868 | 70.1692 | 52.8606 | 30.32 | 0.2423 | 0.7569 | 18.72 | 4.1651 | 176.3934 | 0 | 0 | 0 | 120.972 | 0
8027 | 335 | 1 | 12 | Monday | 10 | 92.728 | 0 | 33.9137 | 63.6871 | 51.878 | 12.128 | 27.3527 | 0.7943 | 14.4 | 12.3426 | 164.6731 | 15.2247 | 0 | 0 | 103.4197 | 0
8028 | 335 | 1 | 12 | Monday | 11 | 88.481 | 0 | 33.9075 | 61.9041 | 51.878 | 12.128 | 59.1157 | 0.8401 | 18.36 | 20.0343 | 166.8898 | 46.9877 | 0 | 0 | 98.0585 | 0
8029 | 335 | 1 | 12 | Monday | 12 | 85.477 | 0 | 33.9692 | 59.7249 | 51.1854 | 18.192 | 67.2868 | 0.8518 | 18.36 | 23.2601 | 164.0912 | 49.0948 | 0 | 0 | 97.4848 | 0
8030 | 335 | 1 | 12 | Monday | 13 | 80.956 | 0.955 | 33.955 | 60.8634 | 51.878 | 18.192 | 49.9323 | 0.8689 | 18.36 | 20.5026 | 166.9581 | 31.7403 | 0 | 0 | 90.9033 | 0
8031 | 335 | 1 | 12 | Monday | 14 | 82.239 | 0.922 | 33.9527 | 61.7018 | 51.878 | 6.064 | 14.4302 | 0.8091 | 18.36 | 13.0287 | 167.6984 | 8.3662 | 0 | 0 | 85.2004 | 0
8032 | 335 | 1 | 12 | Monday | 15 | 84.429 | 2.443 | 33.9122 | 66.9286 | 51.878 | 6.064 | 0 | 0.8649 | 18.36 | 2.8085 | 174.5854 | 0 | 0 | 0 | 87.3894 | 0
8033 | 335 | 1 | 12 | Monday | 16 | 85.009 | 1.926 | 33.8904 | 67.9854 | 50.7246 | 24.256 | 0 | 0.8425 | 22.68 | 0.4512 | 178.2057 | 0 | 0 | 0 | 97.2984 | 0
8034 | 335 | 1 | 12 | Monday | 17 | 86.498 | 1.12 | 33.8971 | 59.7898 | 43.0931 | 30.32 | 0 | 0.8056 | 28.8 | 0 | 167.5971 | 0 | 0 | 0 | 102.8101 | 0
8035 | 335 | 1 | 12 | Monday | 18 | 73.381 | 0.988 | 33.8269 | 65.4399 | 51.7393 | 42.448 | 0 | 0.7889 | 30.96 | 0 | 183.8237 | 0 | 0 | 0 | 97.8577 | 0
8036 | 335 | 1 | 12 | Monday | 19 | 58.745 | 0.301 | 33.8171 | 70.7204 | 57.1787 | 42.448 | 0 | 0.7352 | 25.2 | 0 | 187.9765 | 0 | 0 | 0 | 84.9784 | 0
8037 | 335 | 1 | 12 | Monday | 20 | 51.679 | 0.209 | 33.809 | 75.2516 | 60.483 | 30.32 | 0 | 0.7139 | 25.2 | 0 | 195.6838 | 0 | 0 | 0 | 71.4021 | 0
8038 | 335 | 1 | 12 | Monday | 21 | 56.233 | 0.008 | 33.8331 | 69.495 | 55.4564 | 18.192 | 0 | 0.7028 | 25.2 | 0 | 184.6955 | 0 | 0 | 0 | 68.4426 | 0
8039 | 335 | 1 | 12 | Monday | 22 | 68.291 | 0 | 33.8882 | 49.7368 | 40.0199 | 12.128 | 0 | 0.7148 | 16.2 | 0 | 140.5596 | 0 | 0 | 0 | 76.5908 | 0
8040 | 335 | 1 | 12 | Monday | 23 | 87.058 | 0 | 33.8741 | 26.9226 | 24.6242 | 12.128 | 0 | 0.7387 | 16.2 | 0 | 102.3596 | 0 | 0 | 0 | 95.4887 | 0
8041 | 336 | 2 | 12 | Tuesday | 0 | 99.189 | 0 | 34.2264 | 17.5343 | 18.3373 | 6.064 | 0 | 0.7516 | 14.4 | 0 | 85.2496 | 0 | 0 | 0 | 103.4502 | 0
8042 | 336 | 2 | 12 | Tuesday | 1 | 108.788 | 0 | 34.4622 | 14.6472 | 16.4006 | 6.064 | 0 | 0.7638 | 11.88 | 0 | 78.1539 | 0 | 0 | 0 | 113.0812 | 0
8043 | 336 | 2 | 12 | Tuesday | 2 | 117.26 | 0 | 34.5382 | 11.7686 | 14.464 | 6.064 | 0 | 0.7735 | 11.88 | 0 | 73.4244 | 0 | 0 | 0 | 121.5836 | 0
8044 | 336 | 2 | 12 | Tuesday | 3 | 124.799 | 0 | 34.5297 | 11.7686 | 14.464 | 6.064 | 0 | 0.7825 | 11.88 | 0 | 73.4248 | 0 | 0 | 0 | 129.1526 | 0
8045 | 336 | 2 | 12 | Tuesday | 4 | 125.455 | 0 | 34.5306 | 13.0128 | 14.464 | 6.064 | 0 | 0.7834 | 11.88 | 0 | 74.6708 | 0 | 0 | 0 | 129.8368 | 0
8046 | 336 | 2 | 12 | Tuesday | 5 | 119.797 | 0 | 34.4774 | 22.6634 | 20.5805 | 6.064 | 0 | 0.7759 | 11.88 | 0 | 90.3773 | 0 | 0 | 0 | 124.2059 | 0
8047 | 336 | 2 | 12 | Tuesday | 6 | 106.747 | 0 | 34.2684 | 44.2813 | 35.484 | 30.32 | 0 | 0.7675 | 15.12 | 0 | 129.9213 | 0 | 0 | 0 | 129.192 | 0
8048 | 336 | 2 | 12 | Tuesday | 7 | 99.883 | 0 | 34.1598 | 61.1578 | 46.6998 | 42.448 | 0 | 0.7681 | 15.12 | 0 | 157.9055 | 0 | 0 | 0 | 132.3555 | 0
8049 | 336 | 2 | 12 | Tuesday | 8 | 96.928 | 0 | 34.1083 | 69.4447 | 52.1343 | 48.512 | 0 | 0.771 | 18.72 | 0.414 | 175.1784 | 0 | 0 | 0 | 135.4216 | 0
8050 | 336 | 2 | 12 | Tuesday | 9 | 92.552 | 0 | 34.0957 | 69.7164 | 52.8606 | 30.32 | 0.8832 | 0.755 | 18.72 | 5.0953 | 176.1476 | 0 | 0 | 0 | 117.2822 | 0
8051 | 336 | 2 | 12 | Tuesday | 10 | 90.287 | 0 | 34.1135 | 63.9065 | 51.878 | 12.128 | 33.5156 | 0.7994 | 14.4 | 14.316 | 165.0973 | 21.3876 | 0 | 0 | 99.9396 | 0
8052 | 336 | 2 | 12 | Tuesday | 11 | 86.531 | 0 | 34.1071 | 62.456 | 51.878 | 12.128 | 59.1565 | 0.8362 | 18.36 | 21.1754 | 167.6373 | 47.0285 | 0 | 0 | 95.0058 | 0
8053 | 336 | 2 | 12 | Tuesday | 12 | 83.369 | 0.187 | 34.1655 | 60.249 | 51.1854 | 18.192 | 61.1588 | 0.8473 | 18.36 | 23.3336 | 165.0096 | 42.9668 | 0 | 0 | 93.8967 | 0
8054 | 336 | 2 | 12 | Tuesday | 13 | 82.272 | 1.068 | 34.1525 | 61.997 | 51.878 | 18.192 | 43.1368 | 0.8623 | 18.36 | 20.4282 | 168.4052 | 24.9448 | 0 | 0 | 91.0646 | 0
8055 | 336 | 2 | 12 | Tuesday | 14 | 83.369 | 0.948 | 34.1367 | 63.3805 | 51.878 | 6.064 | 10.6875 | 0.8028 | 18.36 | 12.9681 | 169.5833 | 4.6235 | 0 | 0 | 86.0315 | 0
8056 | 336 | 2 | 12 | Tuesday | 15 | 82.571 | 2.752 | 34.082 | 67.3456 | 51.878 | 6.064 | 0 | 0.8767 | 18.36 | 2.7415 | 175.5184 | 0 | 0 | 0 | 85.2509 | 0
8057 | 336 | 2 | 12 | Tuesday | 16 | 80.443 | 2.02 | 34.0661 | 67.9854 | 50.7246 | 24.256 | 0 | 0.8415 | 22.68 | 0.4165 | 178.4823 | 0 | 0 | 0 | 91.6423 | 0
8058 | 336 | 2 | 12 | Tuesday | 17 | 82.078 | 1.221 | 34.0668 | 59.7898 | 43.0931 | 30.32 | 0 | 0.805 | 28.8 | 0 | 167.8748 | 0 | 0 | 0 | 97.0982 | 0
8059 | 336 | 2 | 12 | Tuesday | 18 | 70.73 | 1.084 | 33.9237 | 65.4399 | 51.7393 | 42.448 | 0 | 0.7903 | 30.96 | 0 | 184.0254 | 0 | 0 | 0 | 93.5258 | 0
8060 | 336 | 2 | 12 | Tuesday | 19 | 57.375 | 0.369 | 33.8191 | 70.7204 | 57.1787 | 42.448 | 0 | 0.7371 | 25.2 | 0 | 188.0549 | 0 | 0 | 0 | 82.0659 | 0
8061 | 336 | 2 | 12 | Tuesday | 20 | 50.449 | 0.24 | 33.806 | 75.2516 | 60.483 | 30.32 | 0 | 0.714 | 25.2 | 0 | 195.7141 | 0 | 0 | 0 | 69.149 | 0
8062 | 336 | 2 | 12 | Tuesday | 21 | 51.861 | 0.009 | 33.8307 | 69.495 | 55.4564 | 18.192 | 0 | 0.75 | 25.2 | 0 | 184.7424 | 0 | 0 | 0 | 63.482 | 0
8063 | 336 | 2 | 12 | Tuesday | 22 | 63.033 | 0 | 33.8828 | 49.7368 | 40.0199 | 12.128 | 0 | 0.7097 | 16.2 | 0 | 140.5492 | 0 | 0 | 0 | 70.9516 | 0
8064 | 336 | 2 | 12 | Tuesday | 23 | 84.326 | 0 | 33.8782 | 26.9226 | 24.6242 | 12.128 | 0 | 0.7353 | 16.2 | 0 | 102.3603 | 0 | 0 | 0 | 92.3878 | 0
8065 | 337 | 3 | 12 | Wednesday | 0 | 99.574 | 0 | 34.3446 | 17.5343 | 18.3373 | 6.064 | 0 | 0.7509 | 14.4 | 0 | 85.367 | 0 | 0 | 0 | 103.655 | 0
8066 | 337 | 3 | 12 | Wednesday | 1 | 112.047 | 0 | 34.5868 | 14.6472 | 16.4006 | 6.064 | 0 | 0.7655 | 11.88 | 0 | 78.2801 | 0 | 0 | 0 | 116.1626 | 0
8067 | 337 | 3 | 12 | Wednesday | 2 | 113.589 | 0 | 34.6324 | 11.7686 | 14.464 | 6.064 | 0 | 0.7685 | 11.88 | 0 | 73.5136 | 0 | 0 | 0 | 117.7359 | 0
8068 | 337 | 3 | 12 | Wednesday | 3 | 113.305 | 0 | 34.6329 | 11.7686 | 14.464 | 6.064 | 0 | 0.7693 | 11.88 | 0 | 73.5149 | 0 | 0 | 0 | 117.4832 | 0
8069 | 337 | 3 | 12 | Wednesday | 4 | 114.318 | 0 | 34.6101 | 13.0128 | 14.464 | 6.064 | 0 | 0.7707 | 11.88 | 0 | 74.7376 | 0 | 0 | 0 | 118.5263 | 0
8070 | 337 | 3 | 12 | Wednesday | 5 | 108.654 | 0 | 34.5595 | 22.6634 | 20.5805 | 6.064 | 0 | 0.7635 | 11.88 | 0 | 90.4469 | 0 | 0 | 0 | 112.8916 | 0
8071 | 337 | 3 | 12 | Wednesday | 6 | 96.174 | 0 | 34.3313 | 44.2813 | 35.484 | 30.32 | 0 | 0.7562 | 15.12 | 0 | 129.9729 | 0 | 0 | 0 | 117.7953 | 0
8072 | 337 | 3 | 12 | Wednesday | 7 | 89.577 | 0 | 34.2517 | 61.1578 | 46.6998 | 42.448 | 0 | 0.7574 | 15.12 | 0 | 157.9867 | 0 | 0 | 0 | 120.9766 | 0
8073 | 337 | 3 | 12 | Wednesday | 8 | 86.573 | 0 | 34.2012 | 69.4626 | 52.1343 | 48.512 | 0 | 0.7603 | 18.72 | 0.1754 | 175.2785 | 0 | 0 | 0 | 123.9448 | 0
8074 | 337 | 3 | 12 | Wednesday | 9 | 85.391 | 0 | 34.1994 | 71.6154 | 52.8606 | 30.32 | 0 | 0.7457 | 18.72 | 1.5874 | 178.141 | 0 | 0 | 0 | 109.4785 | 0
8075 | 337 | 3 | 12 | Wednesday | 10 | 87.595 | 0 | 34.2171 | 65.3412 | 51.878 | 12.128 | 0 | 0.7427 | 14.4 | 3.982 | 166.5789 | 0 | 0 | 0 | 97.3736 | 0
8076 | 337 | 3 | 12 | Wednesday | 11 | 85.788 | 0 | 34.1835 | 62.6664 | 51.878 | 12.128 | 0 | 0.7414 | 18.36 | 6.0925 | 167.8292 | 0 | 0 | 0 | 95.6491 | 0
8077 | 337 | 3 | 12 | Wednesday | 12 | 80.05 | 0.399 | 34.2314 | 59.7417 | 51.1854 | 18.192 | 0 | 0.7582 | 18.36 | 7.049 | 164.7087 | 0 | 0 | 0 | 94.993 | 0
8078 | 337 | 3 | 12 | Wednesday | 13 | 75.018 | 0.991 | 34.2108 | 61.5645 | 51.878 | 18.192 | 0 | 0.7836 | 18.36 | 7.1329 | 167.8683 | 0 | 0 | 0 | 90.1309 | 0
8079 | 337 | 3 | 12 | Wednesday | 14 | 75.608 | 0.959 | 34.1974 | 63.8869 | 51.878 | 6.064 | 0 | 0.7795 | 18.36 | 5.1605 | 170.1388 | 0 | 0 | 0 | 80.6797 | 0
8080 | 337 | 3 | 12 | Wednesday | 15 | 75.292 | 2.839 | 34.1202 | 67.3691 | 51.878 | 6.064 | 0 | 0.8748 | 18.36 | 2.1183 | 175.672 | 0 | 0 | 0 | 80.3819 | 0
8081 | 337 | 3 | 12 | Wednesday | 16 | 72.968 | 2.063 | 34.1047 | 67.9854 | 50.7246 | 24.256 | 0 | 0.8372 | 22.68 | 0.3979 | 178.563 | 0 | 0 | 0 | 93.5328 | 0
8082 | 337 | 3 | 12 | Wednesday | 17 | 74.578 | 1.266 | 34.1045 | 59.7898 | 43.0931 | 30.32 | 0 | 0.8007 | 28.8 | 0 | 167.957 | 0 | 0 | 0 | 100.6866 | 0
8083 | 337 | 3 | 12 | Wednesday | 18 | 63.554 | 1.13 | 33.9644 | 65.4399 | 51.7393 | 42.448 | 0 | 0.7866 | 30.96 | 0 | 184.1124 | 0 | 0 | 0 | 100.79 | 0
8084 | 337 | 3 | 12 | Wednesday | 19 | 50.394 | 0.417 | 33.8184 | 70.7204 | 57.1787 | 42.448 | 0 | 0.7337 | 25.2 | 0 | 188.1024 | 0 | 0 | 0 | 88.3405 | 0
8085 | 337 | 3 | 12 | Wednesday | 20 | 43.437 | 0.542 | 33.8041 | 75.2516 | 60.483 | 30.32 | 0 | 0.7236 | 25.2 | 0 | 196.0482 | 0 | 0 | 0 | 70.9181 | 0
8086 | 337 | 3 | 12 | Wednesday | 21 | 44.9 | 0.573 | 33.7979 | 69.495 | 55.4564 | 18.192 | 0 | 0.7217 | 25.2 | 0 | 185.2905 | 0 | 0 | 0 | 61.524 | 0
8087 | 337 | 3 | 12 | Wednesday | 22 | 55.551 | 0.03 | 33.8695 | 49.7368 | 40.0199 | 12.128 | 0 | 0.7048 | 16.2 | 0 | 140.5632 | 0 | 0 | 0 | 66.7032 | 0
8088 | 337 | 3 | 12 | Wednesday | 23 | 76.1 | 0 | 33.8895 | 26.9226 | 24.6242 | 12.128 | 0 | 0.7278 | 16.2 | 0 | 102.364 | 0 | 0 | 0 | 87.3223 | 0
8089 | 338 | 4 | 12 | Thursday | 0 | 87.557 | 0 | 34.3279 | 17.5343 | 18.3373 | 6.064 | 0 | 0.7396 | 14.4 | 0 | 85.339 | 0 | 0 | 0 | 93.1879 | 0
8090 | 338 | 4 | 12 | Thursday | 1 | 95.211 | 0 | 34.6219 | 14.6472 | 16.4006 | 6.064 | 0 | 0.7488 | 11.88 | 0 | 78.2986 | 0 | 0 | 0 | 100.8565 | 0
8091 | 338 | 4 | 12 | Thursday | 2 | 101.1 | 0 | 34.6689 | 11.7686 | 14.464 | 6.064 | 0 | 0.7562 | 11.88 | 0 | 73.5377 | 0 | 0 | 0 | 106.7586 | 0
8092 | 338 | 4 | 12 | Thursday | 3 | 100.145 | 0 | 34.6863 | 11.7686 | 14.464 | 6.064 | 0 | 0.7562 | 11.88 | 0 | 73.5551 | 0 | 0 | 0 | 105.8144 | 0
8093 | 338 | 4 | 12 | Thursday | 4 | 98.464 | 0 | 34.6392 | 13.0128 | 14.464 | 6.064 | 0 | 0.7556 | 11.88 | 0 | 74.7516 | 0 | 0 | 0 | 104.1442 | 0
8094 | 338 | 4 | 12 | Thursday | 5 | 92.532 | 0 | 34.5748 | 22.6634 | 20.5805 | 6.064 | 0 | 0.7482 | 11.88 | 0 | 90.4469 | 0 | 0 | 0 | 98.2216 | 0
8095 | 338 | 4 | 12 | Thursday | 6 | 80.479 | 0 | 34.3521 | 44.2813 | 35.484 | 30.32 | 0 | 0.7419 | 15.12 | 0 | 129.9794 | 0 | 0 | 0 | 109.1085 | 0
8096 | 338 | 4 | 12 | Thursday | 7 | 70.452 | 0 | 34.2524 | 61.1578 | 46.6998 | 42.448 | 0 | 0.7405 | 15.12 | 0 | 157.9705 | 0 | 0 | 0 | 110.9726 | 0
8097 | 338 | 4 | 12 | Thursday | 8 | 63.638 | 0 | 34.2139 | 69.4626 | 52.1343 | 48.512 | 0 | 0.7403 | 18.72 | 0.1196 | 175.2712 | 0 | 0 | 0 | 110.5219 | 0
8098 | 338 | 4 | 12 | Thursday | 9 | 62.626 | 0 | 34.2249 | 71.8041 | 52.8606 | 30.32 | 0 | 0.7261 | 18.72 | 1.1793 | 178.3356 | 0 | 0 | 0 | 92.1864 | 0
8099 | 338 | 4 | 12 | Thursday | 10 | 62.756 | 0 | 34.2567 | 66.6211 | 51.878 | 12.128 | 0 | 0.7209 | 14.4 | 3.4867 | 167.8766 | 0 | 0 | 0 | 74.6186 | 0
8100 | 338 | 4 | 12 | Thursday | 11 | 56.335 | 0 | 34.2745 | 65.0007 | 51.878 | 12.128 | 0 | 0.7155 | 18.36 | 5.1508 | 170.2288 | 0 | 0 | 0 | 68.2201 | 0
8101 | 338 | 4 | 12 | Thursday | 12 | 51.216 | 0.454 | 34.3241 | 62.1658 | 51.1854 | 18.192 | 1.2452 | 0.738 | 18.36 | 6.9224 | 167.2641 | 0 | 0 | 0 | 69.09 | 0
8102 | 338 | 4 | 12 | Thursday | 13 | 47.989 | 0.982 | 34.3088 | 63.2079 | 51.878 | 18.192 | 1.6942 | 0.7626 | 18.36 | 6.9714 | 169.5789 | 0 | 0 | 0 | 65.8439 | 0
8103 | 338 | 4 | 12 | Thursday | 14 | 46.238 | 2.532 | 34.2513 | 65.0616 | 51.878 | 6.064 | 0 | 0.8345 | 18.36 | 4.3046 | 173.1239 | 0 | 0 | 0 | 52.1828 | 0
8104 | 338 | 4 | 12 | Thursday | 15 | 45.934 | 2.414 | 34.2162 | 67.5802 | 51.878 | 6.064 | 0 | 0.8273 | 18.36 | 1.879 | 175.4721 | 0 | 0 | 0 | 51.8857 | 0
8105 | 338 | 4 | 12 | Thursday | 16 | 45.972 | 2.091 | 34.199 | 67.9854 | 50.7246 | 24.256 | 0 | 0.815 | 22.68 | 0.3251 | 178.6651 | 0 | 0 | 0 | 69.9262 | 0
8106 | 338 | 4 | 12 | Thursday | 17 | 47.625 | 1.331 | 34.2015 | 59.7898 | 43.0931 | 30.32 | 0 | 0.7807 | 28.8 | 0 | 168.1043 | 0 | 0 | 0 | 77.754 | 0
8107 | 338 | 4 | 12 | Thursday | 18 | 35.541 | 1.239 | 34.0293 | 65.4399 | 51.7393 | 42.448 | 0 | 0.7687 | 30.96 | 0 | 184.2766 | 0 | 0 | 0 | 78.0077 | 0
8108 | 338 | 4 | 12 | Thursday | 19 | 23.047 | 1.261 | 33.7784 | 70.7204 | 57.1787 | 42.448 | 0 | 0.7534 | 25.2 | 0 | 188.9942 | 0 | 0 | 0 | 65.7659 | 0
8109 | 338 | 4 | 12 | Thursday | 20 | 18.321 | 1.268 | 33.8543 | 75.2516 | 60.483 | 30.32 | 0 | 0.7397 | 25.2 | 0 | 196.8998 | 0 | 0 | 0 | 48.9164 | 0
8110 | 338 | 4 | 12 | Thursday | 21 | 18.883 | 0.544 | 33.7868 | 69.495 | 55.4564 | 18.192 | 0 | 0.6989 | 25.2 | 0 | 185.2249 | 0 | 0 | 0 | 37.2348 | 0
8111 | 338 | 4 | 12 | Thursday | 22 | 24.604 | 0.034 | 33.8081 | 49.7368 | 40.0199 | 12.128 | 0 | 0.6722 | 16.2 | 0 | 140.4734 | 0 | 0 | 0 | 36.8611 | 0
8112 | 338 | 4 | 12 | Thursday | 23 | 37.664 | 0 | 33.8754 | 26.9226 | 24.6242 | 12.128 | 0 | 0.6921 | 16.2 | 0 | 102.3143 | 0 | 0 | 0 | 49.9862 | 0
8113 | 339 | 5 | 12 | Friday | 0 | 46.537 | 0 | 34.5004 | 17.5343 | 18.3373 | 6.064 | 0 | 0.7001 | 14.4 | 0 | 85.4721 | 0 | 0 | 0 | 52.7084 | 0
8114 | 339 | 5 | 12 | Friday | 1 | 50.608 | 0 | 35.1221 | 14.6472 | 16.4006 | 6.064 | 0 | 0.7041 | 11.88 | 0 | 78.754 | 0 | 0 | 0 | 56.7882 | 0
8115 | 339 | 5 | 12 | Friday | 2 | 55.921 | 0 | 35.2441 | 11.7686 | 14.464 | 6.064 | 0 | 0.7102 | 11.88 | 0 | 74.067 | 0 | 0 | 0 | 62.1107 | 0
8116 | 339 | 5 | 12 | Friday | 3 | 58.412 | 0 | 35.2407 | 11.7686 | 14.464 | 6.064 | 0 | 0.7131 | 11.88 | 0 | 74.0665 | 0 | 0 | 0 | 64.6087 | 0
8117 | 339 | 5 | 12 | Friday | 4 | 59.498 | 0 | 35.2368 | 13.0128 | 14.464 | 6.064 | 0 | 0.7144 | 11.88 | 0 | 75.3079 | 0 | 0 | 0 | 65.6998 | 0
8118 | 339 | 5 | 12 | Friday | 5 | 56.055 | 0 | 35.1926 | 22.6634 | 20.5805 | 6.064 | 0 | 0.7103 | 11.88 | 0 | 91.0269 | 0 | 0 | 0 | 62.2576 | 0
8119 | 339 | 5 | 12 | Friday | 6 | 48.678 | 0 | 34.9553 | 44.2813 | 35.484 | 30.32 | 0 | 0.7094 | 15.12 | 0 | 130.55 | 0 | 0 | 0 | 79.8269 | 0
8120 | 339 | 5 | 12 | Friday | 7 | 44.846 | 0 | 34.7757 | 61.1578 | 46.6998 | 42.448 | 0 | 0.7134 | 15.12 | 0 | 158.4667 | 0 | 0 | 0 | 88.6686 | 0
8121 | 339 | 5 | 12 | Friday | 8 | 41.201 | 0 | 34.7908 | 69.4626 | 52.1343 | 48.512 | 0 | 0.7155 | 18.72 | 0.1677 | 175.8233 | 0 | 0 | 0 | 91.5352 | 0
8122 | 339 | 5 | 12 | Friday | 9 | 40.291 | 0 | 34.8347 | 71.7199 | 52.8606 | 30.32 | 0 | 0.7007 | 18.72 | 1.6485 | 178.8359 | 0 | 0 | 0 | 71.8165 | 0
8123 | 339 | 5 | 12 | Friday | 10 | 44.017 | 0 | 34.7951 | 65.815 | 51.878 | 12.128 | 0 | 0.6995 | 14.4 | 4.0645 | 167.5876 | 0 | 0 | 0 | 56.6209 | 0
8124 | 339 | 5 | 12 | Friday | 11 | 42.952 | 0 | 34.6662 | 63.1828 | 51.878 | 12.128 | 0.2691 | 0.7009 | 18.36 | 5.9544 | 168.7879 | 0 | 0 | 0 | 55.5652 | 0
8125 | 339 | 5 | 12 | Friday | 12 | 37.433 | 0.485 | 34.6987 | 60.3479 | 51.1854 | 18.192 | 4.5966 | 0.7291 | 18.36 | 7.2529 | 165.8458 | 0 | 0 | 0 | 56.2957 | 0
8126 | 339 | 5 | 12 | Friday | 13 | 35.346 | 1.842 | 34.6587 | 61.9383 | 51.878 | 18.192 | 6.3045 | 0.799 | 18.36 | 7.2704 | 169.6256 | 0 | 0 | 0 | 53.9976 | 0
8127 | 339 | 5 | 12 | Friday | 14 | 35.237 | 2.186 | 34.6241 | 64.3786 | 51.878 | 6.064 | 1.2081 | 0.8046 | 18.36 | 5.1635 | 172.4095 | 0 | 0 | 0 | 41.3905 | 0
8128 | 339 | 5 | 12 | Friday | 15 | 34.53 | 2.463 | 34.5893 | 67.5892 | 51.878 | 6.064 | 0 | 0.8159 | 18.36 | 1.865 | 175.8964 | 0 | 0 | 0 | 40.683 | 0
8129 | 339 | 5 | 12 | Friday | 16 | 33.488 | 2.149 | 34.572 | 67.9854 | 50.7246 | 24.256 | 0 | 0.8038 | 22.68 | 0.3328 | 179.0902 | 0 | 0 | 0 | 58.2584 | 0
8130 | 339 | 5 | 12 | Friday | 17 | 34.898 | 1.381 | 34.5867 | 59.7898 | 43.0931 | 30.32 | 0 | 0.7687 | 28.8 | 0 | 168.5321 | 0 | 0 | 0 | 66.0014 | 0
8131 | 339 | 5 | 12 | Friday | 18 | 28.579 | 1.45 | 34.3903 | 65.4399 | 51.7393 | 42.448 | 0 | 0.771 | 30.96 | 0 | 184.8691 | 0 | 0 | 0 | 72.3414 | 0
8132 | 339 | 5 | 12 | Friday | 19 | 21.677 | 1.511 | 33.8499 | 70.7204 | 57.1787 | 42.448 | 0 | 0.7644 | 25.2 | 0 | 189.348 | 0 | 0 | 0 | 65.6051 | 0
8133 | 339 | 5 | 12 | Friday | 20 | 17.387 | 1.256 | 33.8547 | 75.2516 | 60.483 | 30.32 | 0 | 0.738 | 25.2 | 0 | 196.8858 | 0 | 0 | 0 | 48.7826 | 0
8134 | 339 | 5 | 12 | Friday | 21 | 17.856 | 0.564 | 33.7879 | 69.495 | 55.4564 | 18.192 | 0 | 0.6987 | 25.2 | 0 | 185.248 | 0 | 0 | 0 | 36.6594 | 0
8135 | 339 | 5 | 12 | Friday | 22 | 24.19 | 0.039 | 33.7784 | 49.7368 | 40.0199 | 12.128 | 0 | 0.6709 | 16.2 | 0 | 140.4477 | 0 | 0 | 0 | 36.7412 | 0
8136 | 339 | 5 | 12 | Friday | 23 | 38.084 | 0 | 33.9549 | 26.9226 | 24.6242 | 12.128 | 0 | 0.6933 | 16.2 | 0 | 102.395 | 0 | 0 | 0 | 50.6965 | 0
8137 | 340 | 6 | 12 | Saturday | 0 | 46.497 | 0 | 34.4044 | 18.3332 | 19.1419 | 6.064 | 0 | 0.7016 | 15.84 | 0 | 88.4212 | 0 | 0 | 0 | 52.81 | 0
8138 | 340 | 6 | 12 | Saturday | 1 | 47.786 | 0 | 34.6136 | 17.5283 | 18.3373 | 6.064 | 0 | 0.7036 | 12.6 | 0 | 83.7827 | 0 | 0 | 0 | 54.1029 | 0
8139 | 340 | 6 | 12 | Saturday | 2 | 50.802 | 0 | 34.9504 | 11.771 | 14.464 | 6.064 | 0 | 0.7078 | 12.6 | 0 | 74.4933 | 0 | 0 | 0 | 57.1242 | 0
8140 | 340 | 6 | 12 | Saturday | 3 | 57.011 | 0 | 34.9805 | 11.771 | 14.464 | 6.064 | 0 | 0.7146 | 12.6 | 0 | 74.5302 | 0 | 0 | 0 | 63.3418 | 0
8141 | 340 | 6 | 12 | Saturday | 4 | 58.91 | 0 | 34.9736 | 11.771 | 14.464 | 6.064 | 0 | 0.7164 | 12.6 | 0 | 74.525 | 0 | 0 | 0 | 65.2457 | 0
8142 | 340 | 6 | 12 | Saturday | 5 | 58.935 | 0 | 34.9706 | 13.0152 | 14.464 | 6.064 | 0 | 0.717 | 12.6 | 0 | 75.7668 | 0 | 0 | 0 | 65.2728 | 0
8143 | 340 | 6 | 12 | Saturday | 6 | 50.984 | 0 | 34.749 | 30.2702 | 24.9086 | 30.32 | 0 | 0.7173 | 14.4 | 0 | 105.0451 | 0 | 0 | 0 | 82.7794 | 0
8144 | 340 | 6 | 12 | Saturday | 7 | 47.2 | 0 | 34.6468 | 33.0666 | 26.405 | 42.448 | 0 | 0.7212 | 11.52 | 0 | 106.3596 | 0 | 0 | 0 | 91.8655 | 0
8145 | 340 | 6 | 12 | Saturday | 8 | 40.205 | 0 | 34.5304 | 46.1551 | 37.4339 | 48.512 | 0 | 0.7179 | 16.2 | 0.1018 | 135.0373 | 0 | 0 | 0 | 91.409 | 0
8146 | 340 | 6 | 12 | Saturday | 9 | 38.477 | 0 | 34.5358 | 46.9302 | 37.9057 | 30.32 | 0 | 0.702 | 16.2 | 1.095 | 136.2737 | 0 | 0 | 0 | 70.4996 | 0
8147 | 340 | 6 | 12 | Saturday | 10 | 38.203 | 0 | 34.5654 | 42.29 | 37.2508 | 12.128 | 1.7891 | 0.698 | 15.12 | 4.0433 | 129.9242 | 0 | 0 | 0 | 50.9788 | 0
8148 | 340 | 6 | 12 | Saturday | 11 | 36.613 | 0 | 34.6153 | 36.1123 | 35.3135 | 12.128 | 24.2016 | 0.7317 | 21.6 | 9.3249 | 128.3728 | 12.0736 | 0 | 0 | 49.0991 | 0
8149 | 340 | 6 | 12 | Saturday | 12 | 33.304 | 2.156 | 34.5849 | 31.5889 | 34.2247 | 18.192 | 47.1735 | 0.8755 | 23.4 | 13.8618 | 127.0061 | 28.9815 | 0 | 0 | 50.6344 | 0
8150 | 340 | 6 | 12 | Saturday | 13 | 30.917 | 2.62 | 34.5181 | 30.7027 | 33.0722 | 18.192 | 44.1872 | 0.8908 | 23.4 | 13.5069 | 125.417 | 25.9952 | 0 | 0 | 46.4907 | 0
8151 | 340 | 6 | 12 | Saturday | 14 | 29.202 | 2.72 | 34.4762 | 32.2637 | 33.0722 | 6.064 | 22.0546 | 0.8276 | 23.4 | 9.3546 | 126.9812 | 15.9906 | 0 | 0 | 33.9479 | 0
8152 | 340 | 6 | 12 | Saturday | 15 | 29.033 | 2.753 | 34.4765 | 37.1982 | 33.0722 | 6.064 | 0 | 0.7893 | 23.4 | 2.3373 | 131.9135 | 0 | 0 | 0 | 33.7027 | 0
8153 | 340 | 6 | 12 | Saturday | 16 | 33.571 | 2.568 | 34.541 | 37.7918 | 33.0722 | 24.256 | 0 | 0.8234 | 23.4 | 0.3701 | 132.4052 | 0 | 0 | 0 | 52.579 | 0
8154 | 340 | 6 | 12 | Saturday | 17 | 38.632 | 1.845 | 34.5705 | 35.4248 | 32.9581 | 30.32 | 0 | 0.7952 | 27 | 0 | 132.7442 | 0 | 0 | 0 | 62.9217 | 0
8155 | 340 | 6 | 12 | Saturday | 18 | 30.082 | 0.31 | 34.3916 | 55.5841 | 46.5147 | 42.448 | 0 | 0.7145 | 28.8 | 0 | 166.3404 | 0 | 0 | 0 | 64.9507 | 0
8156 | 340 | 6 | 12 | Saturday | 19 | 26.624 | 0.4 | 34.0376 | 61.3403 | 50.3878 | 42.448 | 0 | 0.7146 | 28.8 | 0 | 175.7132 | 0 | 0 | 0 | 62.401 | 0
8157 | 340 | 6 | 12 | Saturday | 20 | 29.011 | 0.732 | 33.8814 | 61.3343 | 50.3878 | 30.32 | 0 | 0.7247 | 27 | 0 | 174.1199 | 0 | 0 | 0 | 55.0563 | 0
8158 | 340 | 6 | 12 | Saturday | 21 | 30.566 | 0.57 | 33.7622 | 61.3343 | 50.3878 | 18.192 | 0 | 0.7119 | 27 | 0 | 173.8123 | 0 | 0 | 0 | 46.3576 | 0
8159 | 340 | 6 | 12 | Saturday | 22 | 37.307 | 0.058 | 33.8272 | 49.2003 | 40.077 | 12.128 | 0 | 0.6909 | 19.8 | 0 | 143.6582 | 0 | 0 | 0 | 47.9153 | 0
8160 | 340 | 6 | 12 | Saturday | 23 | 50.594 | 0 | 34.4757 | 28.1779 | 24.6242 | 12.128 | 0 | 0.7036 | 19.8 | 0 | 107.7814 | 0 | 0 | 0 | 61.2909 | 0
8161 | 341 | 7 | 12 | Sunday | 0 | 56.726 | 0 | 34.5559 | 24.1043 | 23.0149 | 6.064 | 0 | 0.7097 | 19.8 | 0 | 102.1848 | 0 | 0 | 0 | 62.0973 | 0
8162 | 341 | 7 | 12 | Sunday | 1 | 59.263 | 0 | 34.7189 | 23.3102 | 22.2101 | 6.064 | 0 | 0.7121 | 19.8 | 0 | 100.7514 | 0 | 0 | 0 | 64.6512 | 0
8163 | 341 | 7 | 12 | Sunday | 2 | 65.937 | 0 | 34.9622 | 17.5379 | 18.3373 | 6.064 | 0 | 0.7194 | 15.48 | 0 | 87.0368 | 0 | 0 | 0 | 71.3441 | 0
8164 | 341 | 7 | 12 | Sunday | 3 | 73.653 | 0 | 34.9078 | 17.5379 | 18.3373 | 6.064 | 0 | 0.7288 | 15.48 | 0 | 86.9918 | 0 | 0 | 0 | 79.0785 | 0
8165 | 341 | 7 | 12 | Sunday | 4 | 79.191 | 0 | 34.7821 | 17.5379 | 18.3373 | 6.064 | 0 | 0.7359 | 15.48 | 0 | 86.8731 | 0 | 0 | 0 | 84.6334 | 0
8166 | 341 | 7 | 12 | Sunday | 5 | 81.486 | 0 | 34.6474 | 18.7817 | 18.3373 | 6.064 | 0 | 0.7394 | 15.48 | 0 | 87.9858 | 0 | 0 | 0 | 86.943 | 0
8167 | 341 | 7 | 12 | Sunday | 6 | 73.727 | 0 | 34.4906 | 26.931 | 24.6242 | 30.32 | 0 | 0.7388 | 18.72 | 0 | 105.5046 | 0 | 0 | 0 | 101.2454 | 0
8168 | 341 | 7 | 12 | Sunday | 7 | 64.888 | 0 | 34.3956 | 34.2491 | 29.9942 | 42.448 | 0 | 0.7372 | 18.72 | 0 | 118.0961 | 0 | 0 | 0 | 103.964 | 0
8169 | 341 | 7 | 12 | Sunday | 8 | 61.176 | 0 | 34.3091 | 37.4418 | 33.2132 | 48.512 | 0 | 0.7395 | 23.4 | 0.111 | 129.1036 | 0 | 0 | 0 | 106.5567 | 0
8170 | 341 | 7 | 12 | Sunday | 9 | 59.687 | 0 | 34.3051 | 31.6684 | 29.3396 | 30.32 | 0 | 0.7257 | 23.4 | 1.1428 | 119.4388 | 0 | 0 | 0 | 88.3778 | 0
8171 | 341 | 7 | 12 | Sunday | 10 | 51.405 | 0 | 34.2896 | 33.7468 | 32.5586 | 12.128 | 0 | 0.7114 | 19.08 | 3.4581 | 120.3863 | 0 | 0 | 0 | 62.922 | 0
8172 | 341 | 7 | 12 | Sunday | 11 | 48.718 | 0 | 34.2769 | 30.6845 | 32.5586 | 12.128 | 5.0258 | 0.7164 | 21.6 | 6.7156 | 119.8364 | 0 | 0 | 0 | 60.2313 | 0
8173 | 341 | 7 | 12 | Sunday | 12 | 45.557 | 0 | 34.2654 | 28.6264 | 33.0367 | 18.192 | 13.4115 | 0.7274 | 19.08 | 8.872 | 115.7358 | 0 | 0 | 0 | 62.5106 | 0
8174 | 341 | 7 | 12 | Sunday | 13 | 46.675 | 0 | 34.2743 | 24.9371 | 29.1634 | 18.192 | 6.5279 | 0.718 | 18.36 | 7.4508 | 107.4527 | 0 | 0 | 0 | 63.3111 | 0
8175 | 341 | 7 | 12 | Sunday | 14 | 47.876 | 0 | 34.2731 | 27.6713 | 29.1634 | 6.064 | 0 | 0.7059 | 18 | 3.9483 | 109.8137 | 0 | 0 | 0 | 53.4061 | 0
8176 | 341 | 7 | 12 | Sunday | 15 | 52.916 | 0 | 34.2323 | 29.4722 | 29.1634 | 6.064 | 0 | 0.7123 | 15.84 | 1.068 | 109.4202 | 0 | 0 | 0 | 58.4638 | 0
8177 | 341 | 7 | 12 | Sunday | 16 | 53.539 | 0 | 34.2094 | 27.9569 | 27.5539 | 24.256 | 0 | 0.7185 | 23.04 | 0.1522 | 113.4787 | 0 | 0 | 0 | 75.9087 | 0
8178 | 341 | 7 | 12 | Sunday | 17 | 52.548 | 0 | 34.2017 | 26.7113 | 26.399 | 30.32 | 0 | 0.7198 | 22.32 | 0 | 110.3518 | 0 | 0 | 0 | 80.7902 | 0
8179 | 341 | 7 | 12 | Sunday | 18 | 40.465 | 0 | 34.1371 | 43.9889 | 38.0184 | 42.448 | 0 | 0.7122 | 23.4 | 0 | 140.2565 | 0 | 0 | 0 | 80.4742 | 0
8180 | 341 | 7 | 12 | Sunday | 19 | 27.672 | 0 | 33.7884 | 55.5005 | 45.7644 | 42.448 | 0 | 0.6956 | 22.68 | 0 | 158.429 | 0 | 0 | 0 | 68.1399 | 0
8181 | 341 | 7 | 12 | Sunday | 20 | 22.335 | 0 | 33.7251 | 60.0165 | 49.6381 | 30.32 | 0 | 0.6806 | 22.68 | 0 | 166.7403 | 0 | 0 | 0 | 51.4495 | 0
8182 | 341 | 7 | 12 | Sunday | 21 | 23.372 | 0 | 33.7251 | 48.5011 | 41.8913 | 18.192 | 0 | 0.6772 | 22.68 | 0 | 147.4747 | 0 | 0 | 0 | 40.896 | 0
8183 | 341 | 7 | 12 | Sunday | 22 | 27.59 | 0 | 33.7712 | 40.3665 | 35.5897 | 12.128 | 0 | 0.6803 | 14.4 | 0 | 124.8077 | 0 | 0 | 0 | 39.3068 | 0
8184 | 341 | 7 | 12 | Sunday | 23 | 37.167 | 0 | 33.9184 | 25.6748 | 24.6242 | 12.128 | 0 | 0.6933 | 14.4 | 0 | 99.3108 | 0 | 0 | 0 | 48.9487 | 0
8185 | 342 | 8 | 12 | Monday | 0 | 45.534 | 0 | 34.058 | 17.5343 | 18.3373 | 6.064 | 0 | 0.7026 | 14.4 | 0 | 85.0322 | 0 | 0 | 0 | 51.4396 | 0
8186 | 342 | 8 | 12 | Monday | 1 | 50.577 | 0 | 34.3885 | 14.6472 | 16.4006 | 6.064 | 0 | 0.709 | 11.88 | 0 | 78.0254 | 0 | 0 | 0 | 56.4958 | 0
8187 | 342 | 8 | 12 | Monday | 2 | 58.139 | 0 | 34.5495 | 11.7686 | 14.464 | 6.064 | 0 | 0.7187 | 11.88 | 0 | 73.3809 | 0 | 0 | 0 | 64.0721 | 0
8188 | 342 | 8 | 12 | Monday | 3 | 63.82 | 0 | 34.5341 | 11.7686 | 14.464 | 6.064 | 0 | 0.7256 | 11.88 | 0 | 73.3723 | 0 | 0 | 0 | 69.7648 | 0
8189 | 342 | 8 | 12 | Monday | 4 | 67.972 | 0 | 34.5109 | 13.0128 | 14.464 | 6.064 | 0 | 0.7297 | 11.88 | 0 | 74.5974 | 0 | 0 | 0 | 73.9274 | 0
8190 | 342 | 8 | 12 | Monday | 5 | 65.334 | 0 | 34.4844 | 22.6634 | 20.5805 | 6.064 | 0 | 0.7253 | 11.88 | 0 | 90.3336 | 0 | 0 | 0 | 71.2952 | 0
8191 | 342 | 8 | 12 | Monday | 6 | 57.136 | 0 | 34.2955 | 44.2813 | 35.484 | 30.32 | 0 | 0.7223 | 15.12 | 0 | 129.903 | 0 | 0 | 0 | 87.1024 | 0
8192 | 342 | 8 | 12 | Monday | 7 | 52.116 | 0 | 34.1582 | 61.1578 | 46.6998 | 42.448 | 0 | 0.7248 | 15.12 | 0 | 157.8607 | 0 | 0 | 0 | 94.3916 | 0
8193 | 342 | 8 | 12 | Monday | 8 | 50.099 | 0 | 34.1715 | 69.4585 | 52.1343 | 48.512 | 0 | 0.7285 | 18.72 | 0.1538 | 175.2129 | 0 | 0 | 0 | 98.8233 | 0
8194 | 342 | 8 | 12 | Monday | 9 | 47.039 | 0 | 34.1915 | 70.0467 | 52.8606 | 30.32 | 2.3714 | 0.7161 | 18.72 | 3.1689 | 176.5349 | 0 | 0 | 0 | 77.6212 | 0
8195 | 342 | 8 | 12 | Monday | 10 | 47.689 | 0 | 34.2126 | 62.0754 | 51.878 | 12.128 | 23.7964 | 0.7465 | 14.4 | 9.121 | 163.3125 | 11.6684 | 0 | 0 | 59.6074 | 0
8196 | 342 | 8 | 12 | Monday | 11 | 44.101 | 0 | 34.216 | 59.7815 | 51.878 | 12.128 | 30.0103 | 0.7524 | 18.36 | 11.8956 | 164.9879 | 17.8823 | 0 | 0 | 55.313 | 0
8197 | 342 | 8 | 12 | Monday | 12 | 39.222 | 0.57 | 34.2708 | 57.9201 | 51.1854 | 18.192 | 32.0423 | 0.78 | 18.36 | 13.0615 | 163.133 | 13.8503 | 0 | 0 | 54.9311 | 0
8198 | 342 | 8 | 12 | Monday | 13 | 36.707 | 2.739 | 34.1971 | 59.995 | 51.878 | 18.192 | 30.2879 | 0.8847 | 18.36 | 12.6851 | 168.2765 | 12.0959 | 0 | 0 | 51.3074 | 0
8199 | 342 | 8 | 12 | Monday | 14 | 35.934 | 2.331 | 34.1945 | 63.4922 | 51.878 | 6.064 | 9.7555 | 0.8267 | 18.36 | 8.3148 | 171.2726 | 3.6915 | 0 | 0 | 40.5518 | 0
8200 | 342 | 8 | 12 | Monday | 15 | 34.821 | 2.672 | 34.1627 | 67.3951 | 51.878 | 6.064 | 0 | 0.8272 | 18.36 | 2.2971 | 175.5129 | 0 | 0 | 0 | 39.4275 | 0
8201 | 342 | 8 | 12 | Monday | 16 | 33.253 | 2.371 | 34.1082 | 67.9854 | 50.7246 | 24.256 | 0 | 0.8151 | 22.68 | 0.4073 | 178.8771 | 0 | 0 | 0 | 51.9826 | 0
8202 | 342 | 8 | 12 | Monday | 17 | 34.4 | 1.629 | 34.1128 | 59.7898 | 43.0931 | 30.32 | 0 | 0.7809 | 28.8 | 0 | 168.3381 | 0 | 0 | 0 | 58.3466 | 0
8203 | 342 | 8 | 12 | Monday | 18 | 22.682 | 2.145 | 33.9103 | 65.4399 | 51.7393 | 42.448 | 0 | 0.7993 | 30.96 | 0 | 185.1689 | 0 | 0 | 0 | 57.0852 | 0
8204 | 342 | 8 | 12 | Monday | 19 | 15.106 | 1.675 | 33.9547 | 70.7204 | 57.1787 | 42.448 | 0 | 0.7644 | 25.2 | 0 | 189.63 | 0 | 0 | 0 | 50.4213 | 0
8205 | 342 | 8 | 12 | Monday | 20 | 13.62 | 1.435 | 33.9895 | 75.2516 | 60.483 | 30.32 | 0 | 0.7423 | 25.2 | 0 | 197.2178 | 0 | 0 | 0 | 39.3043 | 0
8206 | 342 | 8 | 12 | Monday | 21 | 13.481 | 0.616 | 33.925 | 69.495 | 55.4564 | 18.192 | 0 | 0.5779 | 25.2 | 0 | 185.3205 | 0 | 0 | 0 | 29.069 | 0
8207 | 342 | 8 | 12 | Monday | 22 | 16.806 | 0.051 | 33.7883 | 49.7368 | 40.0199 | 12.128 | 0 | 0.5177 | 16.2 | 0 | 140.318 | 0 | 0 | 0 | 27.2777 | 0
8208 | 342 | 8 | 12 | Monday | 23 | 25.003 | 0 | 33.8931 | 26.9226 | 24.6242 | 12.128 | 0 | 0.6599 | 16.2 | 0 | 102.2997 | 0 | 0 | 0 | 35.5408 | 0
8209 | 343 | 9 | 12 | Tuesday | 0 | 32.157 | 0 | 34.4501 | 17.5343 | 18.3373 | 6.064 | 0 | 0.6739 | 14.4 | 0 | 85.3956 | 0 | 0 | 0 | 37.4506 | 0
8210 | 343 | 9 | 12 | Tuesday | 1 | 35.414 | 0 | 35.2459 | 14.6472 | 16.4006 | 6.064 | 0 | 0.688 | 11.88 | 0 | 78.8617 | 0 | 0 | 0 | 40.7285 | 0
8211 | 343 | 9 | 12 | Tuesday | 2 | 38.592 | 0 | 35.5027 | 11.7686 | 14.464 | 6.064 | 0 | 0.6911 | 11.88 | 0 | 74.3064 | 0 | 0 | 0 | 43.927 | 0
8212 | 343 | 9 | 12 | Tuesday | 3 | 43.192 | 0 | 35.4936 | 11.7686 | 14.464 | 6.064 | 0 | 0.6966 | 11.88 | 0 | 74.3028 | 0 | 0 | 0 | 48.5491 | 0
8213 | 343 | 9 | 12 | Tuesday | 4 | 43.93 | 0 | 35.4851 | 13.0128 | 14.464 | 6.064 | 0 | 0.6974 | 11.88 | 0 | 75.5393 | 0 | 0 | 0 | 49.3023 | 0
8214 | 343 | 9 | 12 | Tuesday | 5 | 41.598 | 0 | 35.4307 | 22.6634 | 20.5805 | 6.064 | 0 | 0.6948 | 11.88 | 0 | 91.2495 | 0 | 0 | 0 | 46.9819 | 0
8215 | 343 | 9 | 12 | Tuesday | 6 | 33.956 | 0 | 35.166 | 44.2813 | 35.484 | 30.32 | 0 | 0.6946 | 15.12 | 0 | 130.7459 | 0 | 0 | 0 | 61.1697 | 0
8216 | 343 | 9 | 12 | Tuesday | 7 | 31.458 | 0 | 34.999 | 61.1578 | 46.6998 | 42.448 | 0 | 0.6995 | 15.12 | 0 | 158.6761 | 0 | 0 | 0 | 70.1672 | 0
8217 | 343 | 9 | 12 | Tuesday | 8 | 29.158 | 0 | 35.0257 | 69.4626 | 52.1343 | 48.512 | 0 | 0.7025 | 18.72 | 0.1365 | 176.0451 | 0 | 0 | 0 | 74.1593 | 0
8218 | 343 | 9 | 12 | Tuesday | 9 | 23.731 | 0 | 35.0735 | 71.6427 | 52.8606 | 30.32 | 0 | 0.6843 | 18.72 | 1.5135 | 178.981 | 0 | 0 | 0 | 52.1366 | 0
8219 | 343 | 9 | 12 | Tuesday | 10 | 22.065 | 0 | 35.109 | 65.097 | 51.878 | 12.128 | 0.0264 | 0.6384 | 14.4 | 4.7051 | 167.1223 | 0 | 0 | 0 | 33.441 | 0
8220 | 343 | 9 | 12 | Tuesday | 11 | 24.479 | 0 | 35.067 | 61.5533 | 51.878 | 12.128 | 8.3691 | 0.6759 | 18.36 | 8.4428 | 167.5342 | 0 | 0 | 0 | 35.821 | 0
8221 | 343 | 9 | 12 | Tuesday | 12 | 26.644 | 0.544 | 34.9792 | 58.7406 | 51.1854 | 18.192 | 16.6666 | 0.738 | 18.36 | 10.4851 | 164.5913 | 0 | 0 | 0 | 43.249 | 0
8222 | 343 | 9 | 12 | Tuesday | 13 | 24.45 | 2.46 | 34.9138 | 61.3259 | 51.878 | 18.192 | 6.3218 | 0.8166 | 18.36 | 8.485 | 169.9543 | 0 | 0 | 0 | 40.6698 | 0
8223 | 343 | 9 | 12 | Tuesday | 14 | 24.383 | 2.233 | 34.907 | 64.3078 | 51.878 | 6.064 | 0 | 0.6839 | 18.36 | 5.0979 | 172.5519 | 0 | 0 | 0 | 29.7797 | 0
8224 | 343 | 9 | 12 | Tuesday | 15 | 24.131 | 2.551 | 34.8908 | 67.5185 | 51.878 | 6.064 | 0 | 0.6953 | 18.36 | 1.953 | 176.1019 | 0 | 0 | 0 | 29.5422 | 0
8225 | 343 | 9 | 12 | Tuesday | 16 | 23.345 | 2.27 | 34.8382 | 67.9854 | 50.7246 | 24.256 | 0 | 0.7971 | 22.68 | 0.3743 | 179.4802 | 0 | 0 | 0 | 45.2032 | 0
8226 | 343 | 9 | 12 | Tuesday | 17 | 24.519 | 1.52 | 34.8421 | 59.7898 | 43.0931 | 30.32 | 0 | 0.7626 | 28.8 | 0 | 168.9317 | 0 | 0 | 0 | 52.1824 | 0
8227 | 343 | 9 | 12 | Tuesday | 18 | 21.043 | 1.931 | 34.6371 | 65.4399 | 51.7393 | 42.448 | 0 | 0.7862 | 30.96 | 0 | 185.6508 | 0 | 0 | 0 | 60.3451 | 0
8228 | 343 | 9 | 12 | Tuesday | 19 | 18.578 | 1.455 | 33.9271 | 70.7204 | 57.1787 | 42.448 | 0 | 0.7576 | 25.2 | 0 | 189.3578 | 0 | 0 | 0 | 58.4251 | 0
8229 | 343 | 9 | 12 | Tuesday | 20 | 15.053 | 1.403 | 33.9117 | 75.2516 | 60.483 | 30.32 | 0 | 0.7426 | 25.2 | 0 | 197.1062 | 0 | 0 | 0 | 43.7376 | 0
8230 | 343 | 9 | 12 | Tuesday | 21 | 14.742 | 0.641 | 33.8594 | 69.495 | 55.4564 | 18.192 | 0 | 0.6356 | 25.2 | 0 | 185.3393 | 0 | 0 | 0 | 32.0164 | 0
8231 | 343 | 9 | 12 | Tuesday | 22 | 18.438 | 0.053 | 33.78 | 49.7368 | 40.0199 | 12.128 | 0 | 0.5705 | 16.2 | 0 | 140.364 | 0 | 0 | 0 | 29.9994 | 0
8232 | 343 | 9 | 12 | Tuesday | 23 | 28.618 | 0 | 34.041 | 26.9226 | 24.6242 | 12.128 | 0 | 0.6784 | 16.2 | 0 | 102.4662 | 0 | 0 | 0 | 40.2358 | 0
8233 | 344 | 10 | 12 | Wednesday | 0 | 39.872 | 0 | 34.7126 | 17.5343 | 18.3373 | 6.064 | 0 | 0.6927 | 14.4 | 0 | 85.6769 | 0 | 0 | 0 | 45.7023 | 0
8234 | 344 | 10 | 12 | Wednesday | 1 | 41.928 | 0 | 35.0692 | 14.6472 | 16.4006 | 6.064 | 0 | 0.6951 | 11.88 | 0 | 78.6921 | 0 | 0 | 0 | 47.7703 | 0
8235 | 344 | 10 | 12 | Wednesday | 2 | 43.094 | 0 | 35.3141 | 11.7686 | 14.464 | 6.064 | 0 | 0.697 | 11.88 | 0 | 74.1238 | 0 | 0 | 0 | 48.9463 | 0
8236 | 344 | 10 | 12 | Wednesday | 3 | 48.802 | 0 | 35.1976 | 11.7686 | 14.464 | 6.064 | 0 | 0.7058 | 11.88 | 0 | 74.0161 | 0 | 0 | 0 | 54.6701 | 0
8237 | 344 | 10 | 12 | Wednesday | 4 | 46.006 | 0 | 35.1364 | 13.0128 | 14.464 | 6.064 | 0 | 0.7033 | 11.88 | 0 | 75.1966 | 0 | 0 | 0 | 51.8786 | 0
8238 | 344 | 10 | 12 | Wednesday | 5 | 42.842 | 0 | 35.0816 | 22.6634 | 20.5805 | 6.064 | 0 | 0.6994 | 11.88 | 0 | 90.905 | 0 | 0 | 0 | 48.7187 | 0
8239 | 344 | 10 | 12 | Wednesday | 6 | 35.031 | 0 | 34.7581 | 44.2813 | 35.484 | 30.32 | 0 | 0.6981 | 15.12 | 0 | 130.3414 | 0 | 0 | 0 | 64.6307 | 0
8240 | 344 | 10 | 12 | Wednesday | 7 | 31.324 | 0 | 34.6201 | 61.1578 | 46.6998 | 42.448 | 0 | 0.7022 | 15.12 | 0 | 158.2999 | 0 | 0 | 0 | 73.1374 | 0
8241 | 344 | 10 | 12 | Wednesday | 8 | 29.038 | 0 | 34.6536 | 69.4626 | 52.1343 | 48.512 | 0 | 0.7053 | 18.72 | 0 | 175.6759 | 0 | 0 | 0 | 77.2797 | 0
8242 | 344 | 10 | 12 | Wednesday | 9 | 27.132 | 0 | 34.6743 | 71.8396 | 52.8606 | 30.32 | 0 | 0.6894 | 18.72 | 0.0764 | 178.7838 | 0 | 0 | 0 | 57.423 | 0
8243 | 344 | 10 | 12 | Wednesday | 10 | 27.387 | 0 | 34.7643 | 67.9578 | 51.878 | 12.128 | 0 | 0.6833 | 14.4 | 0.5682 | 169.6834 | 0 | 0 | 0 | 39.4894 | 0
8244 | 344 | 10 | 12 | Wednesday | 11 | 25.448 | 0.107 | 34.8319 | 67.9709 | 51.878 | 12.128 | 0 | 0.6864 | 18.36 | 0.9244 | 173.8424 | 0 | 0 | 0 | 37.5641 | 0
8245 | 344 | 10 | 12 | Wednesday | 12 | 22.883 | 2.769 | 34.797 | 66.2084 | 51.1854 | 18.192 | 0 | 0.8204 | 18.36 | 1.6567 | 174.3654 | 0 | 0 | 0 | 41.127 | 0
8246 | 344 | 10 | 12 | Wednesday | 13 | 20.96 | 3.824 | 34.8768 | 65.485 | 51.878 | 18.192 | 0 | 0.8719 | 18.36 | 3.2983 | 175.6078 | 0 | 0 | 0 | 39.2424 | 0
8247 | 344 | 10 | 12 | Wednesday | 14 | 19.908 | 3.475 | 34.7901 | 64.8467 | 51.878 | 6.064 | 1.5853 | 0.6735 | 18.36 | 4.0813 | 174.3067 | 0 | 0 | 0 | 25.9907 | 0
8248 | 344 | 10 | 12 | Wednesday | 15 | 18.431 | 3.959 | 34.591 | 67.7133 | 51.878 | 6.064 | 0 | 0.6664 | 18.36 | 1.7133 | 177.4903 | 0 | 0 | 0 | 24.5101 | 0
8249 | 344 | 10 | 12 | Wednesday | 16 | 18.041 | 3.625 | 34.5176 | 67.9854 | 50.7246 | 24.256 | 0 | 0.8598 | 22.68 | 0.3447 | 180.6875 | 0 | 0 | 0 | 42.4811 | 0
8250 | 344 | 10 | 12 | Wednesday | 17 | 20.579 | 2.72 | 34.5458 | 59.7898 | 43.0931 | 30.32 | 0 | 0.8189 | 28.8 | 0 | 169.9893 | 0 | 0 | 0 | 51.3185 | 0
8251 | 344 | 10 | 12 | Wednesday | 18 | 15.505 | 2.746 | 34.1532 | 65.4399 | 51.7393 | 42.448 | 0 | 0.8212 | 30.96 | 0 | 186.0832 | 0 | 0 | 0 | 58.8146 | 0
8252 | 344 | 10 | 12 | Wednesday | 19 | 12.89 | 4.308 | 33.9662 | 70.7204 | 57.1787 | 42.448 | 0 | 0.9001 | 25.2 | 0 | 192.6245 | 0 | 0 | 0 | 56.4129 | 0
8253 | 344 | 10 | 12 | Wednesday | 20 | 11.416 | 5.932 | 33.7596 | 75.2516 | 60.483 | 30.32 | 0 | 0.9711 | 25.2 | 0 | 202.0812 | 0 | 0 | 0 | 42.5305 | 0
8254 | 344 | 10 | 12 | Wednesday | 21 | 11.708 | 3.283 | 33.776 | 69.495 | 55.4564 | 18.192 | 0 | 0.7364 | 25.2 | 0 | 188.2144 | 0 | 0 | 0 | 30.3727 | 0
8255 | 344 | 10 | 12 | Wednesday | 22 | 14.876 | 0.217 | 33.7765 | 49.7368 | 40.0199 | 12.128 | 0 | 0.5764 | 16.2 | 0 | 140.5446 | 0 | 0 | 0 | 27.3366 | 0
8256 | 344 | 10 | 12 | Wednesday | 23 | 21.387 | 0 | 33.8793 | 26.9226 | 24.6242 | 12.128 | 0 | 0.6344 | 16.2 | 0 | 102.2605 | 0 | 0 | 0 | 33.8624 | 0
8257 | 345 | 11 | 12 | Thursday | 0 | 28.349 | 0 | 34.7001 | 17.5343 | 18.3373 | 6.064 | 0 | 0.6497 | 14.4 | 0 | 85.6214 | 0 | 0 | 0 | 34.5906 | 0
8258 | 345 | 11 | 12 | Thursday | 1 | 29.825 | 0 | 35.137 | 14.6472 | 16.4006 | 6.064 | 0 | 0.6766 | 11.88 | 0 | 78.7414 | 0 | 0 | 0 | 36.0701 | 0
8259 | 345 | 11 | 12 | Thursday | 2 | 32.148 | 0 | 35.3974 | 11.7686 | 14.464 | 6.064 | 0 | 0.6833 | 11.88 | 0 | 74.1934 | 0 | 0 | 0 | 38.4007 | 0
8260 | 345 | 11 | 12 | Thursday | 3 | 39.444 | 0 | 35.5125 | 11.7686 | 14.464 | 6.064 | 0 | 0.6919 | 11.88 | 0 | 74.317 | 0 | 0 | 0 | 45.7145 | 0
8261 | 345 | 11 | 12 | Thursday | 4 | 46.298 | 0 | 35.3643 | 13.0128 | 14.464 | 6.064 | 0 | 0.7009 | 11.88 | 0 | 75.4221 | 0 | 0 | 0 | 52.581 | 0
8262 | 345 | 11 | 12 | Thursday | 5 | 43.696 | 0 | 35.1945 | 22.6634 | 20.5805 | 6.064 | 0 | 0.6982 | 11.88 | 0 | 91.0166 | 0 | 0 | 0 | 49.978 | 0
8263 | 345 | 11 | 12 | Thursday | 6 | 33.057 | 0 | 34.8852 | 44.2813 | 35.484 | 30.32 | 0 | 0.6952 | 15.12 | 0 | 130.4656 | 0 | 0 | 0 | 64.6101 | 0
8264 | 345 | 11 | 12 | Thursday | 7 | 26.957 | 0 | 34.7274 | 61.1578 | 46.6998 | 42.448 | 0 | 0.6966 | 15.12 | 0 | 158.4016 | 0 | 0 | 0 | 71.3076 | 0
8265 | 345 | 11 | 12 | Thursday | 8 | 23.866 | 0 | 34.7325 | 69.4626 | 52.1343 | 48.512 | 0 | 0.6987 | 18.72 | 0.1272 | 175.7482 | 0 | 0 | 0 | 74.7541 | 0
8266 | 345 | 11 | 12 | Thursday | 9 | 22.498 | 0 | 34.7556 | 71.6761 | 52.8606 | 30.32 | 0 | 0.6835 | 18.72 | 1.4534 | 178.6957 | 0 | 0 | 0 | 54.3026 | 0
8267 | 345 | 11 | 12 | Thursday | 10 | 21.654 | 0 | 34.8326 | 65.2805 | 51.878 | 12.128 | 2.0238 | 0.6502 | 14.4 | 4.4336 | 167.0412 | 0 | 0 | 0 | 34.3098 | 0
8268 | 345 | 11 | 12 | Thursday | 11 | 18.47 | 0.976 | 34.8434 | 62.4403 | 51.878 | 12.128 | 8.0297 | 0.652 | 18.36 | 6.4049 | 169.2291 | 0 | 0 | 0 | 30.9908 | 0
8269 | 345 | 11 | 12 | Thursday | 12 | 17.674 | 3.13 | 34.8669 | 61.1985 | 51.1854 | 18.192 | 2.4014 | 0.8357 | 18.36 | 5.5651 | 169.8313 | 0 | 0 | 0 | 36.2635 | 0
8270 | 345 | 11 | 12 | Thursday | 13 | 18.368 | 3.499 | 35.0051 | 63.7554 | 51.878 | 18.192 | 0 | 0.8516 | 18.36 | 3.8366 | 173.6342 | 0 | 0 | 0 | 36.9763 | 0
8271 | 345 | 11 | 12 | Thursday | 14 | 19.09 | 3.248 | 34.9405 | 65.8545 | 51.878 | 6.064 | 0 | 0.6453 | 18.36 | 2.5696 | 175.1907 | 0 | 0 | 0 | 25.2956 | 0
8272 | 345 | 11 | 12 | Thursday | 15 | 19.462 | 3.313 | 34.8191 | 67.8697 | 51.878 | 6.064 | 0 | 0.6561 | 18.36 | 1.3792 | 177.1658 | 0 | 0 | 0 | 25.6708 | 0
8273 | 345 | 11 | 12 | Thursday | 16 | 18.672 | 3.029 | 34.7673 | 67.9854 | 50.7246 | 24.256 | 0 | 0.8299 | 22.68 | 0.2968 | 180.2625 | 0 | 0 | 0 | 43.6255 | 0
8274 | 345 | 11 | 12 | Thursday | 17 | 20.121 | 2.383 | 34.7605 | 59.7898 | 43.0931 | 30.32 | 0 | 0.801 | 28.8 | 0 | 169.8212 | 0 | 0 | 0 | 51.4596 | 0
8275 | 345 | 11 | 12 | Thursday | 18 | 16.607 | 2.395 | 34.6321 | 65.4399 | 51.7393 | 42.448 | 0 | 0.8046 | 30.96 | 0 | 186.1662 | 0 | 0 | 0 | 60.7107 | 0
8276 | 345 | 11 | 12 | Thursday | 19 | 14.357 | 1.762 | 34.0528 | 70.7204 | 57.1787 | 42.448 | 0 | 0.7682 | 25.2 | 0 | 189.8256 | 0 | 0 | 0 | 58.6123 | 0
8277 | 345 | 11 | 12 | Thursday | 20 | 12.249 | 1.71 | 34.0229 | 75.2516 | 60.483 | 30.32 | 0 | 0.7549 | 25.2 | 0 | 197.5618 | 0 | 0 | 0 | 43.8497 | 0
8278 | 345 | 11 | 12 | Thursday | 21 | 12.613 | 0.729 | 33.99 | 69.495 | 55.4564 | 18.192 | 0 | 0.6291 | 25.2 | 0 | 185.5593 | 0 | 0 | 0 | 31.5469 | 0
8279 | 345 | 11 | 12 | Thursday | 22 | 16.154 | 0.072 | 33.7962 | 49.7368 | 40.0199 | 12.128 | 0 | 0.5975 | 16.2 | 0 | 140.4279 | 0 | 0 | 0 | 28.7879 | 0
8280 | 345 | 11 | 12 | Thursday | 23 | 22.727 | 0 | 34.0326 | 26.9226 | 24.6242 | 12.128 | 0 | 0.6535 | 16.2 | 0 | 102.4328 | 0 | 0 | 0 | 35.3745 | 0
8281 | 346 | 12 | 12 | Friday | 0 | 29.059 | 0 | 34.8219 | 17.5343 | 18.3373 | 6.064 | 0 | 0.6516 | 14.4 | 0 | 85.745 | 0 | 0 | 0 | 35.3858 | 0
8282 | 346 | 12 | 12 | Friday | 1 | 33.464 | 0 | 35.1195 | 14.6472 | 16.4006 | 6.064 | 0 | 0.6851 | 11.88 | 0 | 78.7325 | 0 | 0 | 0 | 39.7994 | 0
8283 | 346 | 12 | 12 | Friday | 2 | 37.342 | 0 | 35.3431 | 11.7686 | 14.464 | 6.064 | 0 | 0.6899 | 11.88 | 0 | 74.1456 | 0 | 0 | 0 | 43.687 | 0
8284 | 346 | 12 | 12 | Friday | 3 | 38.121 | 0 | 35.3792 | 11.7686 | 14.464 | 6.064 | 0 | 0.6924 | 11.88 | 0 | 74.1843 | 0 | 0 | 0 | 44.4693 | 0
8285 | 346 | 12 | 12 | Friday | 4 | 38.089 | 0 | 35.2431 | 13.0128 | 14.464 | 6.064 | 0 | 0.6933 | 11.88 | 0 | 75.2932 | 0 | 0 | 0 | 44.4391 | 0
8286 | 346 | 12 | 12 | Friday | 5 | 34.661 | 0 | 35.0587 | 22.6634 | 20.5805 | 6.064 | 0 | 0.6891 | 11.88 | 0 | 90.8717 | 0 | 0 | 0 | 41.0061 | 0
8287 | 346 | 12 | 12 | Friday | 6 | 29.312 | 0 | 34.857 | 44.2813 | 35.484 | 30.32 | 0 | 0.6908 | 15.12 | 0 | 130.4332 | 0 | 0 | 0 | 61.23 | 0
8288 | 346 | 12 | 12 | Friday | 7 | 25.246 | 0 | 34.7678 | 61.1578 | 46.6998 | 42.448 | 0 | 0.6944 | 15.12 | 0 | 158.4398 | 0 | 0 | 0 | 70.0861 | 0
8289 | 346 | 12 | 12 | Friday | 8 | 20.869 | 0 | 34.7442 | 69.4626 | 52.1343 | 48.512 | 0 | 0.695 | 18.72 | 0 | 175.7561 | 0 | 0 | 0 | 72.2609 | 0
8290 | 346 | 12 | 12 | Friday | 9 | 16.995 | 0 | 34.6689 | 71.8396 | 52.8606 | 30.32 | 0 | 0.6767 | 18.72 | 0.0672 | 178.7657 | 0 | 0 | 0 | 49.0623 | 0
8291 | 346 | 12 | 12 | Friday | 10 | 16.246 | 0 | 34.7403 | 67.9578 | 51.878 | 12.128 | 0 | 0.5494 | 14.4 | 0.5038 | 169.5255 | 0 | 0 | 0 | 29.0259 | 0
8292 | 346 | 12 | 12 | Friday | 11 | 15.787 | 2.022 | 34.8218 | 67.9709 | 51.878 | 12.128 | 0 | 0.6439 | 18.36 | 0.7974 | 175.8617 | 0 | 0 | 0 | 28.5741 | 0
8293 | 346 | 12 | 12 | Friday | 12 | 15.824 | 3.468 | 34.9455 | 66.4009 | 51.1854 | 18.192 | 0 | 0.8358 | 18.36 | 0.9903 | 175.4785 | 0 | 0 | 0 | 35.018 | 0
8294 | 346 | 12 | 12 | Friday | 13 | 15.379 | 5.215 | 35.0063 | 67.9709 | 51.878 | 18.192 | 0 | 0.9233 | 18.36 | 1.0222 | 179.7782 | 0 | 0 | 0 | 34.5848 | 0
8295 | 346 | 12 | 12 | Friday | 14 | 14.838 | 6.864 | 34.7527 | 67.9709 | 51.878 | 6.064 | 0 | 0.7528 | 18.36 | 0.7278 | 181.138 | 0 | 0 | 0 | 21.2422 | 0
8296 | 346 | 12 | 12 | Friday | 15 | 13.988 | 5.448 | 34.6964 | 67.9709 | 51.878 | 6.064 | 0 | 0.6623 | 18.36 | 0.351 | 179.4596 | 0 | 0 | 0 | 20.3932 | 0
8297 | 346 | 12 | 12 | Friday | 16 | 12.511 | 5.089 | 34.5646 | 67.9854 | 50.7246 | 24.256 | 0 | 0.9284 | 22.68 | 0.0667 | 182.3871 | 0 | 0 | 0 | 38.1805 | 0
8298 | 346 | 12 | 12 | Friday | 17 | 13.027 | 5.544 | 34.4553 | 59.7898 | 43.0931 | 30.32 | 0 | 0.955 | 28.8 | 0 | 173.0886 | 0 | 0 | 0 | 45.2214 | 0
8299 | 346 | 12 | 12 | Friday | 18 | 9.62 | 7.208 | 33.7849 | 65.4399 | 51.7393 | 42.448 | 0 | 1.0451 | 30.96 | 0 | 190.7645 | 0 | 0 | 0 | 54.8574 | 0
8300 | 346 | 12 | 12 | Friday | 19 | 7.45 | 6.823 | 33.768 | 70.7204 | 57.1787 | 42.448 | 0 | 1.0213 | 25.2 | 0 | 195.2672 | 0 | 0 | 0 | 52.7391 | 0
8301 | 346 | 12 | 12 | Friday | 20 | 8.024 | 6.609 | 33.7461 | 75.2516 | 60.483 | 30.32 | 0 | 1.0025 | 25.2 | 0 | 202.8306 | 0 | 0 | 0 | 40.3044 | 0
8302 | 346 | 12 | 12 | Friday | 21 | 8.692 | 4.074 | 33.7184 | 69.495 | 55.4564 | 18.192 | 0 | 0.7309 | 25.2 | 0 | 189.0065 | 0 | 0 | 0 | 28.0348 | 0
8303 | 346 | 12 | 12 | Friday | 22 | 10.574 | 0.395 | 33.762 | 49.7368 | 40.0199 | 12.128 | 0 | 0.4589 | 16.2 | 0 | 140.6049 | 0 | 0 | 0 | 23.4723 | 0
8304 | 346 | 12 | 12 | Friday | 23 | 14.78 | 0.001 | 33.7855 | 26.9226 | 24.6242 | 12.128 | 0 | 0.521 | 16.2 | 0 | 102.0545 | 0 | 0 | 0 | 27.6808 | 0
8305 | 347 | 13 | 12 | Saturday | 0 | 18.542 | 0 | 34.1031 | 18.3332 | 19.1419 | 6.064 | 0 | 0.4724 | 15.84 | 0 | 87.8907 | 0 | 0 | 0 | 24.9922 | 0
8306 | 347 | 13 | 12 | Saturday | 1 | 20.02 | 0 | 34.5561 | 17.5283 | 18.3373 | 6.064 | 0 | 0.5016 | 12.6 | 0 | 83.5233 | 0 | 0 | 0 | 26.4704 | 0
8307 | 347 | 13 | 12 | Saturday | 2 | 22.683 | 0 | 34.9693 | 11.771 | 14.464 | 6.064 | 0 | 0.5511 | 12.6 | 0 | 74.3554 | 0 | 0 | 0 | 29.1337 | 0
8308 | 347 | 13 | 12 | Saturday | 3 | 25.508 | 0 | 35.2655 | 11.771 | 14.464 | 6.064 | 0 | 0.6116 | 12.6 | 0 | 74.7121 | 0 | 0 | 0 | 31.9578 | 0
8309 | 347 | 13 | 12 | Saturday | 4 | 28.144 | 0 | 35.4307 | 11.771 | 14.464 | 6.064 | 0 | 0.6626 | 12.6 | 0 | 74.9284 | 0 | 0 | 0 | 34.5937 | 0
8310 | 347 | 13 | 12 | Saturday | 5 | 30.464 | 0 | 35.4333 | 13.0152 | 14.464 | 6.064 | 0 | 0.6796 | 12.6 | 0 | 76.1921 | 0 | 0 | 0 | 36.9179 | 0
8311 | 347 | 13 | 12 | Saturday | 6 | 28.778 | 0 | 35.1893 | 30.2702 | 24.9086 | 30.32 | 0 | 0.6894 | 14.4 | 0 | 105.4576 | 0 | 0 | 0 | 61.268 | 0
8312 | 347 | 13 | 12 | Saturday | 7 | 27.366 | 0 | 35.0718 | 33.0666 | 26.405 | 42.448 | 0 | 0.6959 | 11.52 | 0 | 106.7593 | 0 | 0 | 0 | 72.9649 | 0
8313 | 347 | 13 | 12 | Saturday | 8 | 22.998 | 0 | 35.015 | 46.1551 | 37.4339 | 48.512 | 0 | 0.6961 | 16.2 | 0.1611 | 135.5001 | 0 | 0 | 0 | 75.1834 | 0
8314 | 347 | 13 | 12 | Saturday | 9 | 21.089 | 0 | 35.0191 | 46.4454 | 37.9057 | 30.32 | 0.2837 | 0.6804 | 16.2 | 2.1126 | 136.2506 | 0 | 0 | 0 | 53.6338 | 0
8315 | 347 | 13 | 12 | Saturday | 10 | 20.432 | 0 | 35.0639 | 40.564 | 37.2508 | 12.128 | 12.998 | 0.6508 | 15.12 | 6.4667 | 128.6496 | 0.87 | 0 | 0 | 33.25 | 0
8316 | 347 | 13 | 12 | Saturday | 11 | 19.289 | 0 | 35.1363 | 35.0605 | 35.3135 | 12.128 | 32.4251 | 0.649 | 21.6 | 11.0867 | 127.7592 | 20.2971 | 0 | 0 | 31.5206 | 0
8317 | 347 | 13 | 12 | Saturday | 12 | 18.323 | 2.498 | 35.0793 | 32.0496 | 34.2247 | 18.192 | 40.5655 | 0.8521 | 23.4 | 13.3091 | 128.3072 | 22.3735 | 0 | 0 | 35.2505 | 0
8318 | 347 | 13 | 12 | Saturday | 13 | 18.934 | 2.437 | 35.0434 | 32.0757 | 33.0722 | 18.192 | 29.3235 | 0.8224 | 23.4 | 11.5339 | 127.0493 | 11.1315 | 0 | 0 | 34.5869 | 0
8319 | 347 | 13 | 12 | Saturday | 14 | 19.683 | 2.424 | 35.0552 | 32.2946 | 33.0722 | 6.064 | 12.389 | 0.6097 | 23.4 | 7.9466 | 127.0536 | 6.325 | 0 | 0 | 24.6478 | 0
8320 | 347 | 13 | 12 | Saturday | 15 | 27.074 | 2.363 | 34.9943 | 37.036 | 33.0722 | 6.064 | 0 | 0.7032 | 23.4 | 2.2159 | 131.7612 | 0 | 0 | 0 | 32.0114 | 0
8321 | 347 | 13 | 12 | Saturday | 16 | 39.671 | 2.288 | 34.6781 | 37.7918 | 33.0722 | 24.256 | 0 | 0.8171 | 23.4 | 0.3731 | 132.2338 | 0 | 0 | 0 | 59.7306 | 0
8322 | 347 | 13 | 12 | Saturday | 17 | 38.352 | 1.949 | 34.54 | 35.4248 | 32.9581 | 30.32 | 0 | 0.8005 | 27 | 0 | 132.8311 | 0 | 0 | 0 | 63.8616 | 0
8323 | 347 | 13 | 12 | Saturday | 18 | 28.064 | 0.501 | 34.2684 | 55.5841 | 46.5147 | 42.448 | 0 | 0.7219 | 28.8 | 0 | 166.4311 | 0 | 0 | 0 | 64.5149 | 0
8324 | 347 | 13 | 12 | Saturday | 19 | 23.777 | 1.143 | 33.9865 | 61.3403 | 50.3878 | 42.448 | 0 | 0.7488 | 28.8 | 0 | 176.4991 | 0 | 0 | 0 | 61.0012 | 0
8325 | 347 | 13 | 12 | Saturday | 20 | 22.285 | 1.023 | 33.97 | 61.3343 | 50.3878 | 30.32 | 0 | 0.7327 | 27 | 0 | 174.5308 | 0 | 0 | 0 | 49.2617 | 0
8326 | 347 | 13 | 12 | Saturday | 21 | 21.176 | 0.752 | 33.9169 | 61.3343 | 50.3878 | 18.192 | 0 | 0.7127 | 27 | 0 | 174.1655 | 0 | 0 | 0 | 37.4698 | 0
8327 | 347 | 13 | 12 | Saturday | 22 | 25.604 | 0.129 | 33.7918 | 49.2003 | 40.077 | 12.128 | 0 | 0.7325 | 19.8 | 0 | 143.7408 | 0 | 0 | 0 | 36.5284 | 0
8328 | 347 | 13 | 12 | Saturday | 23 | 39.417 | 0 | 34.2665 | 28.1779 | 24.6242 | 12.128 | 0 | 0.6946 | 19.8 | 0 | 107.5632 | 0 | 0 | 0 | 50.4382 | 0
8329 | 348 | 14 | 12 | Sunday | 0 | 46.011 | 0 | 34.5406 | 24.1043 | 23.0149 | 6.064 | 0 | 0.6994 | 19.8 | 0 | 102.1592 | 0 | 0 | 0 | 51.5422 | 0
8330 | 348 | 14 | 12 | Sunday | 1 | 51.518 | 0 | 34.5475 | 23.3102 | 22.2101 | 6.064 | 0 | 0.7056 | 19.8 | 0 | 100.5735 | 0 | 0 | 0 | 57.0671 | 0
8331 | 348 | 14 | 12 | Sunday | 2 | 58.446 | 0 | 34.8462 | 17.5379 | 18.3373 | 6.064 | 0 | 0.7123 | 15.48 | 0 | 86.9137 | 0 | 0 | 0 | 64.0139 | 0
8332 | 348 | 14 | 12 | Sunday | 3 | 67.328 | 0 | 34.9388 | 17.5379 | 18.3373 | 6.064 | 0 | 0.7215 | 15.48 | 0 | 87.0155 | 0 | 0 | 0 | 72.9144 | 0
8333 | 348 | 14 | 12 | Sunday | 4 | 71.411 | 0 | 34.8723 | 17.5379 | 18.3373 | 6.064 | 0 | 0.7268 | 15.48 | 0 | 86.9543 | 0 | 0 | 0 | 77.011 | 0
8334 | 348 | 14 | 12 | Sunday | 5 | 73.117 | 0 | 34.8214 | 18.7817 | 18.3373 | 6.064 | 0 | 0.7288 | 15.48 | 0 | 88.1492 | 0 | 0 | 0 | 78.7303 | 0
8335 | 348 | 14 | 12 | Sunday | 6 | 67.732 | 0 | 34.6587 | 26.931 | 24.6242 | 30.32 | 0 | 0.7307 | 18.72 | 0 | 105.6645 | 0 | 0 | 0 | 96.0154 | 0
8336 | 348 | 14 | 12 | Sunday | 7 | 60.295 | 0 | 34.5239 | 34.2491 | 29.9942 | 42.448 | 0 | 0.7305 | 18.72 | 0 | 118.2178 | 0 | 0 | 0 | 100.3701 | 0
8337 | 348 | 14 | 12 | Sunday | 8 | 57.252 | 0 | 34.3995 | 37.4418 | 33.2132 | 48.512 | 0 | 0.7336 | 23.4 | 0.1026 | 129.188 | 0 | 0 | 0 | 103.6762 | 0
8338 | 348 | 14 | 12 | Sunday | 9 | 57.062 | 0 | 34.4356 | 31.6737 | 29.3396 | 30.32 | 0 | 0.7208 | 23.4 | 1.0124 | 119.5697 | 0 | 0 | 0 | 86.3543 | 0
8339 | 348 | 14 | 12 | Sunday | 10 | 52.499 | 0 | 34.4522 | 33.8107 | 32.5586 | 12.128 | 0 | 0.7097 | 19.08 | 2.6609 | 120.6113 | 0 | 0 | 0 | 64.2496 | 0
8340 | 348 | 14 | 12 | Sunday | 11 | 52.95 | 0 | 34.4571 | 31.8204 | 32.5586 | 12.128 | 0 | 0.7117 | 21.6 | 3.9837 | 121.1478 | 0 | 0 | 0 | 64.735 | 0
8341 | 348 | 14 | 12 | Sunday | 12 | 51.5 | 0 | 34.3885 | 30.4537 | 33.0367 | 18.192 | 0 | 0.7132 | 19.08 | 5.0208 | 117.6721 | 0 | 0 | 0 | 69.25 | 0
8342 | 348 | 14 | 12 | Sunday | 13 | 63.106 | 0 | 34.17 | 24.4086 | 29.1634 | 18.192 | 0 | 0.7288 | 18.36 | 5.7082 | 106.8308 | 0 | 0 | 0 | 80.9481 | 0
8343 | 348 | 14 | 12 | Sunday | 14 | 60.907 | 0 | 34.07 | 25.0803 | 29.1634 | 6.064 | 0.4189 | 0.7234 | 18 | 4.993 | 107.0371 | 0 | 0 | 0 | 66.8559 | 0
8344 | 348 | 14 | 12 | Sunday | 15 | 61.147 | 0 | 34.0567 | 28.8987 | 29.1634 | 6.064 | 0 | 0.723 | 15.84 | 1.9118 | 108.6818 | 0 | 0 | 0 | 67.1022 | 0
8345 | 348 | 14 | 12 | Sunday | 16 | 63.023 | 0 | 34.0445 | 27.9569 | 27.5539 | 24.256 | 0 | 0.7307 | 23.04 | 0.3394 | 113.326 | 0 | 0 | 0 | 86.9687 | 0
8346 | 348 | 14 | 12 | Sunday | 17 | 66.517 | 0 | 34.0336 | 26.7113 | 26.399 | 30.32 | 0 | 0.7371 | 22.32 | 0 | 110.201 | 0 | 0 | 0 | 96.6325 | 0
8347 | 348 | 14 | 12 | Sunday | 18 | 56.133 | 0 | 33.988 | 43.9889 | 38.0184 | 42.448 | 0 | 0.7306 | 23.4 | 0 | 140.1259 | 0 | 0 | 0 | 98.5889 | 0
8348 | 348 | 14 | 12 | Sunday | 19 | 40.82 | 0 | 33.7904 | 55.5005 | 45.7644 | 42.448 | 0 | 0.7111 | 22.68 | 0 | 158.4465 | 0 | 0 | 0 | 83.5466 | 0
8349 | 348 | 14 | 12 | Sunday | 20 | 32.911 | 0 | 33.7457 | 60.0165 | 49.6381 | 30.32 | 0 | 0.693 | 22.68 | 0 | 166.7733 | 0 | 0 | 0 | 63.5421 | 0
8350 | 348 | 14 | 12 | Sunday | 21 | 38.194 | 0 | 33.7571 | 48.5011 | 41.8913 | 18.192 | 0 | 0.694 | 22.68 | 0 | 147.5234 | 0 | 0 | 0 | 56.6145 | 0
8351 | 348 | 14 | 12 | Sunday | 22 | 47.65 | 0 | 33.778 | 40.3665 | 35.5897 | 12.128 | 0 | 0.7033 | 14.4 | 0 | 124.8375 | 0 | 0 | 0 | 59.9621 | 0
8352 | 348 | 14 | 12 | Sunday | 23 | 60.768 | 0 | 33.8465 | 25.6748 | 24.6242 | 12.128 | 0 | 0.7189 | 14.4 | 0 | 99.2644 | 0 | 0 | 0 | 73.1202 | 0
8353 | 349 | 15 | 12 | Monday | 0 | 69.39 | 0 | 34.1837 | 17.5343 | 18.3373 | 6.064 | 0 | 0.727 | 14.4 | 0 | 85.1823 | 0 | 0 | 0 | 75.5744 | 0
8354 | 349 | 15 | 12 | Monday | 1 | 78.353 | 0 | 34.365 | 14.6472 | 16.4006 | 6.064 | 0 | 0.7371 | 11.88 | 0 | 78.0299 | 0 | 0 | 0 | 84.5466 | 0
8355 | 349 | 15 | 12 | Monday | 2 | 85.709 | 0 | 34.3218 | 11.7686 | 14.464 | 6.064 | 0 | 0.7459 | 11.88 | 0 | 73.1804 | 0 | 0 | 0 | 91.9096 | 0
8356 | 349 | 15 | 12 | Monday | 3 | 86.986 | 0 | 34.3408 | 11.7686 | 14.464 | 6.064 | 0 | 0.7477 | 11.88 | 0 | 73.2011 | 0 | 0 | 0 | 93.1913 | 0
8357 | 349 | 15 | 12 | Monday | 4 | 85.198 | 0 | 34.3394 | 13.0128 | 14.464 | 6.064 | 0 | 0.7464 | 11.88 | 0 | 74.4427 | 0 | 0 | 0 | 91.407 | 0
8358 | 349 | 15 | 12 | Monday | 5 | 76.181 | 0 | 34.3041 | 22.6634 | 20.5805 | 6.064 | 0 | 0.7368 | 11.88 | 0 | 90.1649 | 0 | 0 | 0 | 82.3895 | 0
8359 | 349 | 15 | 12 | Monday | 6 | 60.651 | 0 | 34.0957 | 44.2813 | 35.484 | 30.32 | 0 | 0.7276 | 15.12 | 0 | 129.7086 | 0 | 0 | 0 | 91.7914 | 0
8360 | 349 | 15 | 12 | Monday | 7 | 51.716 | 0 | 33.9373 | 61.1578 | 46.6998 | 42.448 | 0 | 0.7269 | 15.12 | 0 | 157.6418 | 0 | 0 | 0 | 95.5099 | 0
8361 | 349 | 15 | 12 | Monday | 8 | 47.408 | 0 | 33.9242 | 69.4626 | 52.1343 | 48.512 | 0 | 0.7288 | 18.72 | 0 | 174.97 | 0 | 0 | 0 | 97.7109 | 0
8362 | 349 | 15 | 12 | Monday | 9 | 46.826 | 0 | 33.9534 | 71.8396 | 52.8606 | 30.32 | 0 | 0.7146 | 18.72 | 0.1532 | 178.0881 | 0 | 0 | 0 | 78.3423 | 0
8363 | 349 | 15 | 12 | Monday | 10 | 49.137 | 0 | 34.0128 | 67.9255 | 51.878 | 12.128 | 0 | 0.7112 | 14.4 | 1.1651 | 168.9275 | 0 | 0 | 0 | 61.7405 | 0
8364 | 349 | 15 | 12 | Monday | 11 | 46.116 | 0 | 34.0373 | 67.324 | 51.878 | 12.128 | 0 | 0.7074 | 18.36 | 1.9597 | 172.3067 | 0 | 0 | 0 | 58.7258 | 0
8365 | 349 | 15 | 12 | Monday | 12 | 42.696 | 1.228 | 34.0711 | 64.7597 | 51.1854 | 18.192 | 0 | 0.7674 | 18.36 | 2.5968 | 170.4713 | 0 | 0 | 0 | 61.6451 | 0
8366 | 349 | 15 | 12 | Monday | 13 | 41.308 | 2.451 | 33.9966 | 65.9861 | 51.878 | 18.192 | 0 | 0.8274 | 18.36 | 2.9787 | 173.6992 | 0 | 0 | 0 | 60.2805 | 0
8367 | 349 | 15 | 12 | Monday | 14 | 39.193 | 2.406 | 33.9738 | 66.2274 | 51.878 | 6.064 | 0 | 0.8193 | 18.36 | 3.0742 | 173.8606 | 0 | 0 | 0 | 45.5019 | 0
8368 | 349 | 15 | 12 | Monday | 15 | 35.452 | 2.876 | 33.9143 | 67.7196 | 51.878 | 6.064 | 0 | 0.8385 | 18.36 | 1.6915 | 175.8209 | 0 | 0 | 0 | 41.7566 | 0
8369 | 349 | 15 | 12 | Monday | 16 | 32.317 | 2.629 | 33.8494 | 67.9854 | 50.7246 | 24.256 | 0 | 0.8271 | 22.68 | 0.3127 | 178.9095 | 0 | 0 | 0 | 57.6653 | 0
8370 | 349 | 15 | 12 | Monday | 17 | 32.905 | 1.898 | 33.8297 | 59.7898 | 43.0931 | 30.32 | 0 | 0.7928 | 28.8 | 0 | 168.3575 | 0 | 0 | 0 | 64.6898 | 0
8371 | 349 | 15 | 12 | Monday | 18 | 20.077 | 2.618 | 33.8821 | 65.4399 | 51.7393 | 42.448 | 0 | 0.8203 | 30.96 | 0 | 185.6731 | 0 | 0 | 0 | 64.6956 | 0
8372 | 349 | 15 | 12 | Monday | 19 | 13.004 | 1.988 | 33.9789 | 70.7204 | 57.1787 | 42.448 | 0 | 0.7778 | 25.2 | 0 | 190.0056 | 0 | 0 | 0 | 57.7042 | 0
8373 | 349 | 15 | 12 | Monday | 20 | 11.564 | 3.45 | 33.9843 | 75.2516 | 60.483 | 30.32 | 0 | 0.8459 | 25.2 | 0 | 199.496 | 0 | 0 | 0 | 43.4597 | 0
8374 | 349 | 15 | 12 | Monday | 21 | 11.693 | 3.61 | 33.7595 | 69.495 | 55.4564 | 18.192 | 0 | 0.761 | 25.2 | 0 | 188.5762 | 0 | 0 | 0 | 30.7975 | 0
8375 | 349 | 15 | 12 | Monday | 22 | 14.571 | 0.213 | 33.772 | 49.7368 | 40.0199 | 12.128 | 0 | 0.5754 | 16.2 | 0 | 140.5341 | 0 | 0 | 0 | 27.316 | 0
8376 | 349 | 15 | 12 | Monday | 23 | 19.814 | 0 | 33.8603 | 26.9226 | 24.6242 | 12.128 | 0 | 0.6141 | 16.2 | 0 | 102.2211 | 0 | 0 | 0 | 32.5656 | 0
8377 | 350 | 16 | 12 | Tuesday | 0 | 24.854 | 0 | 33.9511 | 17.5343 | 18.3373 | 6.064 | 0 | 0.5899 | 14.4 | 0 | 84.8126 | 0 | 0 | 0 | 31.2311 | 0
8378 | 350 | 16 | 12 | Tuesday | 1 | 28.171 | 0 | 34.3599 | 14.6472 | 16.4006 | 6.064 | 0 | 0.663 | 11.88 | 0 | 77.9508 | 0 | 0 | 0 | 34.5477 | 0
8379 | 350 | 16 | 12 | Tuesday | 2 | 29.636 | 0 | 35.1073 | 11.7686 | 14.464 | 6.064 | 0 | 0.6784 | 11.88 | 0 | 73.8984 | 0 | 0 | 0 | 36.0157 | 0
8380 | 350 | 16 | 12 | Tuesday | 3 | 30.45 | 0 | 35.408 | 11.7686 | 14.464 | 6.064 | 0 | 0.6829 | 11.88 | 0 | 74.2035 | 0 | 0 | 0 | 36.8324 | 0
8381 | 350 | 16 | 12 | Tuesday | 4 | 32.264 | 0 | 35.4441 | 13.0128 | 14.464 | 6.064 | 0 | 0.6855 | 11.88 | 0 | 75.4864 | 0 | 0 | 0 | 38.6515 | 0
8382 | 350 | 16 | 12 | Tuesday | 5 | 30.74 | 0 | 35.2781 | 22.6634 | 20.5805 | 6.064 | 0 | 0.6839 | 11.88 | 0 | 91.0859 | 0 | 0 | 0 | 37.1253 | 0
8383 | 350 | 16 | 12 | Tuesday | 6 | 24.842 | 0 | 34.649 | 44.2813 | 35.484 | 30.32 | 0 | 0.685 | 15.12 | 0 | 130.2193 | 0 | 0 | 0 | 56.9779 | 0
8384 | 350 | 16 | 12 | Tuesday | 7 | 20.797 | 0 | 34.3964 | 61.1578 | 46.6998 | 42.448 | 0 | 0.6887 | 15.12 | 0 | 158.0626 | 0 | 0 | 0 | 65.9268 | 0
8385 | 350 | 16 | 12 | Tuesday | 8 | 17.671 | 0 | 34.4376 | 69.4626 | 52.1343 | 48.512 | 0 | 0.6908 | 18.72 | 0.0676 | 175.4454 | 0 | 0 | 0 | 69.3725 | 0
8386 | 350 | 16 | 12 | Tuesday | 9 | 16.267 | 0 | 34.6263 | 71.8384 | 52.8606 | 30.32 | 0 | 0.6755 | 18.72 | 0.8175 | 178.7208 | 0 | 0 | 0 | 48.517 | 0
8387 | 350 | 16 | 12 | Tuesday | 10 | 15.522 | 0 | 34.9761 | 66.9522 | 51.878 | 12.128 | 0 | 0.5363 | 14.4 | 2.7468 | 168.7426 | 0 | 0 | 0 | 28.3737 | 0
8388 | 350 | 16 | 12 | Tuesday | 11 | 13.64 | 0.94 | 35.0479 | 63.9393 | 51.878 | 12.128 | 3.064 | 0.5519 | 18.36 | 4.9045 | 170.7939 | 0 | 0 | 0 | 26.4739 | 0
8389 | 350 | 16 | 12 | Tuesday | 12 | 12.541 | 3.08 | 35.005 | 60.5293 | 51.1854 | 18.192 | 9.7081 | 0.7662 | 18.36 | 6.5548 | 169.1771 | 0 | 0 | 0 | 31.5447 | 0
8390 | 350 | 16 | 12 | Tuesday | 13 | 12.133 | 3.634 | 35.096 | 62.4591 | 51.878 | 18.192 | 9.4146 | 0.779 | 18.36 | 6.5268 | 172.5018 | 0 | 0 | 0 | 30.7611 | 0
8391 | 350 | 16 | 12 | Tuesday | 14 | 12.103 | 3.478 | 35.0388 | 64.6832 | 51.878 | 6.064 | 1.2156 | 0.521 | 18.36 | 4.3613 | 174.242 | 0 | 0 | 0 | 18.2521 | 0
8392 | 350 | 16 | 12 | Tuesday | 15 | 11.956 | 4.026 | 34.8442 | 67.5731 | 51.878 | 6.064 | 0 | 0.5445 | 18.36 | 1.8225 | 177.5542 | 0 | 0 | 0 | 18.1069 | 0
8393 | 350 | 16 | 12 | Tuesday | 16 | 11.973 | 3.58 | 34.6252 | 67.9854 | 50.7246 | 24.256 | 0 | 0.8496 | 22.68 | 0.3372 | 180.7366 | 0 | 0 | 0 | 36.6376 | 0
8394 | 350 | 16 | 12 | Tuesday | 17 | 13.517 | 2.703 | 34.6974 | 59.7898 | 43.0931 | 30.32 | 0 | 0.8089 | 28.8 | 0 | 170.1119 | 0 | 0 | 0 | 44.5306 | 0
8395 | 350 | 16 | 12 | Tuesday | 18 | 11.487 | 2.741 | 34.1909 | 65.4399 | 51.7393 | 42.448 | 0 | 0.8158 | 30.96 | 0 | 186.11 | 0 | 0 | 0 | 55.1943 | 0
8396 | 350 | 16 | 12 | Tuesday | 19 | 11.83 | 5.053 | 33.9213 | 70.7204 | 57.1787 | 42.448 | 0 | 0.9373 | 25.2 | 0 | 193.4221 | 0 | 0 | 0 | 55.7353 | 0
8397 | 350 | 16 | 12 | Tuesday | 20 | 11.403 | 5.669 | 33.7592 | 75.2516 | 60.483 | 30.32 | 0 | 0.9574 | 25.2 | 0 | 201.7816 | 0 | 0 | 0 | 42.7762 | 0
8398 | 350 | 16 | 12 | Tuesday | 21 | 12.418 | 2.853 | 33.784 | 69.495 | 55.4564 | 18.192 | 0 | 0.731 | 25.2 | 0 | 187.7522 | 0 | 0 | 0 | 31.2281 | 0
8399 | 350 | 16 | 12 | Tuesday | 22 | 15.872 | 0.157 | 33.7823 | 49.7368 | 40.0199 | 12.128 | 0 | 0.5947 | 16.2 | 0 | 140.5035 | 0 | 0 | 0 | 28.4267 | 0
8400 | 350 | 16 | 12 | Tuesday | 23 | 22.262 | 0 | 33.9552 | 26.9226 | 24.6242 | 12.128 | 0 | 0.6516 | 16.2 | 0 | 102.3535 | 0 | 0 | 0 | 34.8289 | 0
8401 | 351 | 17 | 12 | Wednesday | 0 | 30.174 | 0 | 34.4865 | 17.5343 | 18.3373 | 6.064 | 0 | 0.6536 | 14.4 | 0 | 85.4117 | 0 | 0 | 0 | 36.4652 | 0
8402 | 351 | 17 | 12 | Wednesday | 1 | 36.825 | 0 | 35.0758 | 14.6472 | 16.4006 | 6.064 | 0 | 0.6873 | 11.88 | 0 | 78.6909 | 0 | 0 | 0 | 43.1302 | 0
8403 | 351 | 17 | 12 | Wednesday | 2 | 42.281 | 0 | 35.3727 | 11.7686 | 14.464 | 6.064 | 0 | 0.6932 | 11.88 | 0 | 74.1785 | 0 | 0 | 0 | 48.5979 | 0
8404 | 351 | 17 | 12 | Wednesday | 3 | 53.436 | 0 | 35.3274 | 11.7686 | 14.464 | 6.064 | 0 | 0.7061 | 11.88 | 0 | 74.1462 | 0 | 0 | 0 | 59.7684 | 0
8405 | 351 | 17 | 12 | Wednesday | 4 | 63.183 | 0 | 35.0602 | 13.0128 | 14.464 | 6.064 | 0 | 0.7183 | 11.88 | 0 | 75.1353 | 0 | 0 | 0 | 69.5266 | 0
8406 | 351 | 17 | 12 | Wednesday | 5 | 59.157 | 0 | 34.9259 | 22.6634 | 20.5805 | 6.064 | 0 | 0.7133 | 11.88 | 0 | 90.7631 | 0 | 0 | 0 | 65.4995 | 0
8407 | 351 | 17 | 12 | Wednesday | 6 | 49.809 | 0 | 34.6257 | 44.2813 | 35.484 | 30.32 | 0 | 0.7107 | 15.12 | 0 | 130.2217 | 0 | 0 | 0 | 81.6253 | 0
8408 | 351 | 17 | 12 | Wednesday | 7 | 42.58 | 0 | 34.4796 | 61.1578 | 46.6998 | 42.448 | 0 | 0.7121 | 15.12 | 0 | 158.1693 | 0 | 0 | 0 | 87.2603 | 0
8409 | 351 | 17 | 12 | Wednesday | 8 | 34.068 | 0 | 34.4863 | 69.4626 | 52.1343 | 48.512 | 0 | 0.7108 | 18.72 | 0.0852 | 175.514 | 0 | 0 | 0 | 85.2791 | 0
8410 | 351 | 17 | 12 | Wednesday | 9 | 30.623 | 0 | 34.5196 | 71.8395 | 52.8606 | 30.32 | 0 | 0.6939 | 18.72 | 0.7318 | 178.6336 | 0 | 0 | 0 | 62.63 | 0
8411 | 351 | 17 | 12 | Wednesday | 10 | 30.239 | 0 | 34.5922 | 67.6724 | 51.878 | 12.128 | 0 | 0.687 | 14.4 | 1.6804 | 169.2296 | 0 | 0 | 0 | 43.0002 | 0
8412 | 351 | 17 | 12 | Wednesday | 11 | 27.478 | 0 | 34.6466 | 67.1112 | 51.878 | 12.128 | 0 | 0.6836 | 18.36 | 2.1088 | 172.6794 | 0 | 0 | 0 | 40.2356 | 0
8413 | 351 | 17 | 12 | Wednesday | 12 | 26.825 | 2.536 | 34.6552 | 65.5938 | 51.1854 | 18.192 | 0 | 0.8136 | 18.36 | 2.0665 | 173.3509 | 0 | 0 | 0 | 46.0116 | 0
8414 | 351 | 17 | 12 | Wednesday | 13 | 27.236 | 2.743 | 34.7389 | 67.6513 | 51.878 | 18.192 | 0 | 0.8244 | 18.36 | 1.731 | 176.4189 | 0 | 0 | 0 | 46.4413 | 0
8415 | 351 | 17 | 12 | Wednesday | 14 | 28.777 | 2.91 | 34.641 | 67.9569 | 51.878 | 6.064 | 0 | 0.8226 | 18.36 | 1.1566 | 176.8056 | 0 | 0 | 0 | 35.1564 | 0
8416 | 351 | 17 | 12 | Wednesday | 15 | 28.482 | 3.017 | 34.5959 | 67.9709 | 51.878 | 6.064 | 0 | 0.8252 | 18.36 | 0.5701 | 176.8926 | 0 | 0 | 0 | 34.8622 | 0
8417 | 351 | 17 | 12 | Wednesday | 16 | 26.888 | 2.731 | 34.5451 | 67.9854 | 50.7246 | 24.256 | 0 | 0.8252 | 22.68 | 0.1192 | 179.714 | 0 | 0 | 0 | 52.5679 | 0
8418 | 351 | 17 | 12 | Wednesday | 17 | 27.583 | 2.176 | 34.5136 | 59.7898 | 43.0931 | 30.32 | 0 | 0.8 | 28.8 | 0 | 169.3496 | 0 | 0 | 0 | 59.766 | 0
8419 | 351 | 17 | 12 | Wednesday | 18 | 19.6 | 2.428 | 34.2031 | 65.4399 | 51.7393 | 42.448 | 0 | 0.8101 | 30.96 | 0 | 185.7782 | 0 | 0 | 0 | 64.7661 | 0
8420 | 351 | 17 | 12 | Wednesday | 19 | 13.488 | 1.956 | 34.0164 | 70.7204 | 57.1787 | 42.448 | 0 | 0.7771 | 25.2 | 0 | 190.0084 | 0 | 0 | 0 | 58.6971 | 0
8421 | 351 | 17 | 12 | Wednesday | 20 | 10.927 | 6.528 | 33.8509 | 75.2516 | 60.483 | 30.32 | 0 | 1.0042 | 25.2 | 0 | 202.8499 | 0 | 0 | 0 | 43.1528 | 0
8422 | 351 | 17 | 12 | Wednesday | 21 | 10.452 | 3.789 | 33.7297 | 69.495 | 55.4564 | 18.192 | 0 | 0.7495 | 25.2 | 0 | 188.7285 | 0 | 0 | 0 | 29.7464 | 0
8423 | 351 | 17 | 12 | Wednesday | 22 | 11.983 | 0.319 | 33.7579 | 49.7368 | 40.0199 | 12.128 | 0 | 0.5327 | 16.2 | 0 | 140.5923 | 0 | 0 | 0 | 24.8507 | 0
8424 | 351 | 17 | 12 | Wednesday | 23 | 15.079 | 0 | 33.782 | 26.9226 | 24.6242 | 12.128 | 0 | 0.5263 | 16.2 | 0 | 102.0551 | 0 | 0 | 0 | 27.9503 | 0
8425 | 352 | 18 | 12 | Thursday | 0 | 18.075 | 0 | 33.8692 | 17.5343 | 18.3373 | 6.064 | 0 | 0.4629 | 14.4 | 0 | 84.6037 | 0 | 0 | 0 | 24.5108 | 0
8426 | 352 | 18 | 12 | Thursday | 1 | 20.629 | 0 | 33.9638 | 14.6472 | 16.4006 | 6.064 | 0 | 0.5134 | 11.88 | 0 | 77.4051 | 0 | 0 | 0 | 27.0652 | 0
8427 | 352 | 18 | 12 | Thursday | 2 | 21.013 | 0 | 34.263 | 11.7686 | 14.464 | 6.064 | 0 | 0.5211 | 11.88 | 0 | 72.8967 | 0 | 0 | 0 | 27.4488 | 0
8428 | 352 | 18 | 12 | Thursday | 3 | 20.582 | 0 | 34.405 | 11.7686 | 14.464 | 6.064 | 0 | 0.5126 | 11.88 | 0 | 73.0302 | 0 | 0 | 0 | 27.0188 | 0
8429 | 352 | 18 | 12 | Thursday | 4 | 21.153 | 0 | 34.5445 | 13.0128 | 14.464 | 6.064 | 0 | 0.5226 | 11.88 | 0 | 74.4239 | 0 | 0 | 0 | 27.5898 | 0
8430 | 352 | 18 | 12 | Thursday | 5 | 20.978 | 0 | 34.0864 | 22.6634 | 20.5805 | 6.064 | 0 | 0.5207 | 11.88 | 0 | 89.7311 | 0 | 0 | 0 | 27.4149 | 0
8431 | 352 | 18 | 12 | Thursday | 6 | 15.48 | 0 | 33.7444 | 44.2813 | 35.484 | 30.32 | 0 | 0.6737 | 15.12 | 0 | 129.3034 | 0 | 0 | 0 | 47.8237 | 0
8432 | 352 | 18 | 12 | Thursday | 7 | 12.547 | 0 | 33.7186 | 61.1578 | 46.6998 | 42.448 | 0 | 0.6785 | 15.12 | 0 | 157.3747 | 0 | 0 | 0 | 57.9739 | 0
8433 | 352 | 18 | 12 | Thursday | 8 | 10.678 | 0 | 33.7235 | 69.4626 | 52.1343 | 48.512 | 0 | 0.6823 | 18.72 | 0 | 174.7227 | 0 | 0 | 0 | 62.7002 | 0
8434 | 352 | 18 | 12 | Thursday | 9 | 9.885 | 0 | 33.7337 | 71.8396 | 52.8606 | 30.32 | 0 | 0.6677 | 18.72 | 0.0749 | 177.8215 | 0 | 0 | 0 | 42.2909 | 0
8435 | 352 | 18 | 12 | Thursday | 10 | 9.993 | 0 | 33.9974 | 67.9578 | 51.878 | 12.128 | 0 | 0.4294 | 14.4 | 0.5402 | 168.6626 | 0 | 0 | 0 | 22.9255 | 0
8436 | 352 | 18 | 12 | Thursday | 11 | 9.898 | 2.69 | 34.3045 | 67.9709 | 51.878 | 12.128 | 0 | 0.5649 | 18.36 | 0.7312 | 175.9879 | 0 | 0 | 0 | 22.8342 | 0
8437 | 352 | 18 | 12 | Thursday | 12 | 9.774 | 5.871 | 34.5739 | 66.4009 | 51.1854 | 18.192 | 0 | 0.8519 | 18.36 | 0.8733 | 177.7217 | 0 | 0 | 0 | 29.1835 | 0
8438 | 352 | 18 | 12 | Thursday | 13 | 9.296 | 8.281 | 34.3621 | 67.9709 | 51.878 | 18.192 | 0 | 0.965 | 18.36 | 1.0202 | 182.492 | 0 | 0 | 0 | 28.7108 | 0
8439 | 352 | 18 | 12 | Thursday | 14 | 9.2 | 6.926 | 34.3167 | 67.9709 | 51.878 | 6.064 | 0 | 0.6482 | 18.36 | 0.822 | 180.6644 | 0 | 0 | 0 | 15.672 | 0
8440 | 352 | 18 | 12 | Thursday | 15 | 8.869 | 5.904 | 34.1541 | 67.9709 | 51.878 | 6.064 | 0 | 0.5885 | 18.36 | 0.4106 | 179.3367 | 0 | 0 | 0 | 15.3422 | 0
8441 | 352 | 18 | 12 | Thursday | 16 | 8.214 | 5.538 | 33.8422 | 67.9854 | 50.7246 | 24.256 | 0 | 0.9224 | 22.68 | 0.0746 | 182.1434 | 0 | 0 | 0 | 34.113 | 0
8442 | 352 | 18 | 12 | Thursday | 17 | 8.734 | 5.983 | 33.7688 | 59.7898 | 43.0931 | 30.32 | 0 | 0.9724 | 28.8 | 0 | 172.8952 | 0 | 0 | 0 | 41.1959 | 0
8443 | 352 | 18 | 12 | Thursday | 18 | 6.621 | 7.71 | 33.7578 | 65.4399 | 51.7393 | 42.448 | 0 | 1.0678 | 30.96 | 0 | 191.3029 | 0 | 0 | 0 | 52.2339 | 0
8444 | 352 | 18 | 12 | Thursday | 19 | 4.736 | 7.501 | 33.8158 | 70.7204 | 57.1787 | 42.448 | 0 | 1.0539 | 25.2 | 0 | 196.0812 | 0 | 0 | 0 | 50.3687 | 0
8445 | 352 | 18 | 12 | Thursday | 20 | 4.535 | 7.518 | 33.8292 | 75.2516 | 60.483 | 30.32 | 0 | 1.0461 | 25.2 | 0 | 203.9409 | 0 | 0 | 0 | 37.0176 | 0
8446 | 352 | 18 | 12 | Thursday | 21 | 4.613 | 4.785 | 33.7658 | 69.495 | 55.4564 | 18.192 | 0 | 0.6915 | 25.2 | 0 | 189.7839 | 0 | 0 | 0 | 24.0949 | 0
8447 | 352 | 18 | 12 | Thursday | 22 | 5.177 | 0.603 | 33.796 | 49.7368 | 40.0199 | 12.128 | 0 | 0.3676 | 16.2 | 0 | 140.7725 | 0 | 0 | 0 | 18.1668 | 0
8448 | 352 | 18 | 12 | Thursday | 23 | 8.404 | 0.002 | 33.7542 | 26.9226 | 24.6242 | 12.128 | 0 | 0.399 | 16.2 | 0 | 101.9017 | 0 | 0 | 0 | 21.394 | 0
8449 | 353 | 19 | 12 | Friday | 0 | 9.201 | 0 | 33.7764 | 17.5343 | 18.3373 | 6.064 | 0 | 0.2922 | 14.4 | 0 | 84.3402 | 0 | 0 | 0 | 15.6954 | 0
8450 | 353 | 19 | 12 | Friday | 1 | 9.463 | 0 | 33.8245 | 14.6472 | 16.4006 | 6.064 | 0 | 0.2972 | 11.88 | 0 | 77.0495 | 0 | 0 | 0 | 15.9575 | 0
8451 | 353 | 19 | 12 | Friday | 2 | 9.7 | 0 | 33.8757 | 11.7686 | 14.464 | 6.064 | 0 | 0.3017 | 11.88 | 0 | 72.2901 | 0 | 0 | 0 | 16.1943 | 0
8452 | 353 | 19 | 12 | Friday | 3 | 9.771 | 0 | 33.949 | 11.7686 | 14.464 | 6.064 | 0 | 0.3031 | 11.88 | 0 | 72.3647 | 0 | 0 | 0 | 16.2648 | 0
8453 | 353 | 19 | 12 | Friday | 4 | 9.418 | 0 | 33.9581 | 13.0128 | 14.464 | 6.064 | 0 | 0.2964 | 11.88 | 0 | 73.6113 | 0 | 0 | 0 | 15.9111 | 0
8454 | 353 | 19 | 12 | Friday | 5 | 8.646 | 0 | 33.9403 | 22.6634 | 20.5805 | 6.064 | 0 | 0.2817 | 11.88 | 0 | 89.3459 | 0 | 0 | 0 | 15.1384 | 0
8455 | 353 | 19 | 12 | Friday | 6 | 6.706 | 0 | 33.8302 | 44.2813 | 35.484 | 30.32 | 0 | 0.6628 | 15.12 | 0 | 129.3783 | 0 | 0 | 0 | 39.2312 | 0
8456 | 353 | 19 | 12 | Friday | 7 | 5.437 | 0 | 33.7847 | 61.1578 | 46.6998 | 42.448 | 0 | 0.6696 | 15.12 | 0 | 157.432 | 0 | 0 | 0 | 51.1467 | 0
8457 | 353 | 19 | 12 | Friday | 8 | 4.576 | 0 | 33.7912 | 69.4626 | 52.1343 | 48.512 | 0 | 0.6747 | 18.72 | 0 | 174.7829 | 0 | 0 | 0 | 56.9067 | 0
8458 | 353 | 19 | 12 | Friday | 9 | 4.062 | 0 | 33.7904 | 71.8396 | 52.8606 | 30.32 | 0 | 0.6604 | 18.72 | 0.0414 | 177.8709 | 0 | 0 | 0 | 36.606 | 0
8459 | 353 | 19 | 12 | Friday | 10 | 4.585 | 0 | 33.9187 | 67.9578 | 51.878 | 12.128 | 0 | 0.3269 | 14.4 | 0.3403 | 168.4814 | 0 | 0 | 0 | 17.5969 | 0
8460 | 353 | 19 | 12 | Friday | 11 | 4.904 | 2.976 | 34.0749 | 67.9709 | 51.878 | 12.128 | 0 | 0.4848 | 18.36 | 0.7674 | 175.9875 | 0 | 0 | 0 | 17.9176 | 0
8461 | 353 | 19 | 12 | Friday | 12 | 5.047 | 7.729 | 34.2528 | 66.2326 | 51.1854 | 18.192 | 0.5884 | 0.8597 | 18.36 | 1.7231 | 179.2501 | 0 | 0 | 0 | 24.5673 | 0
8462 | 353 | 19 | 12 | Friday | 13 | 4.819 | 8.801 | 34.1155 | 66.1717 | 51.878 | 18.192 | 11.0025 | 0.9212 | 18.36 | 4.3359 | 180.9644 | 0 | 0 | 0 | 24.1496 | 0
8463 | 353 | 19 | 12 | Friday | 14 | 4.685 | 7.403 | 34.0604 | 64.3614 | 51.878 | 6.064 | 16.3275 | 0.6092 | 18.36 | 5.4305 | 177.2753 | 10.2635 | 0 | 0 | 10.9257 | 0
8464 | 353 | 19 | 12 | Friday | 15 | 4.716 | 6.389 | 34.0185 | 67.2558 | 51.878 | 6.064 | 0.5095 | 0.5299 | 18.36 | 2.0965 | 178.9521 | 0 | 0 | 0 | 10.8622 | 0
8465 | 353 | 19 | 12 | Friday | 16 | 4.914 | 5.853 | 33.9749 | 67.9854 | 50.7246 | 24.256 | 0 | 0.8506 | 22.68 | 0.3851 | 182.5456 | 0 | 0 | 0 | 29.5458 | 0
8466 | 353 | 19 | 12 | Friday | 17 | 5.795 | 6.162 | 34.0006 | 59.7898 | 43.0931 | 30.32 | 0 | 0.9779 | 28.8 | 0 | 173.3251 | 0 | 0 | 0 | 36.7012 | 0
8467 | 353 | 19 | 12 | Friday | 18 | 5.528 | 7.822 | 33.8087 | 65.4399 | 51.7393 | 42.448 | 0 | 1.0723 | 30.96 | 0 | 191.4794 | 0 | 0 | 0 | 49.1466 | 0
8468 | 353 | 19 | 12 | Friday | 19 | 4.625 | 7.537 | 33.8281 | 70.7204 | 57.1787 | 42.448 | 0 | 1.056 | 25.2 | 0 | 196.1349 | 0 | 0 | 0 | 48.4325 | 0
8469 | 353 | 19 | 12 | Friday | 20 | 4.651 | 7.399 | 33.822 | 75.2516 | 60.483 | 30.32 | 0 | 1.0405 | 25.2 | 0 | 203.7995 | 0 | 0 | 0 | 35.9261 | 0
8470 | 353 | 19 | 12 | Friday | 21 | 5.676 | 4.664 | 33.7588 | 69.495 | 55.4564 | 18.192 | 0 | 0.6933 | 25.2 | 0 | 189.6477 | 0 | 0 | 0 | 24.4765 | 0
8471 | 353 | 19 | 12 | Friday | 22 | 7.019 | 0.592 | 33.7713 | 49.7368 | 40.0199 | 12.128 | 0 | 0.3941 | 16.2 | 0 | 140.7621 | 0 | 0 | 0 | 19.5678 | 0
8472 | 353 | 19 | 12 | Friday | 23 | 10.461 | 0.004 | 33.805 | 26.9226 | 24.6242 | 12.128 | 0 | 0.4308 | 16.2 | 0 | 101.9874 | 0 | 0 | 0 | 23.0209 | 0
8473 | 354 | 20 | 12 | Saturday | 0 | 12.225 | 0 | 33.897 | 18.3332 | 19.1419 | 6.064 | 0 | 0.3462 | 15.84 | 0 | 87.5583 | 0 | 0 | 0 | 18.5081 | 0
8474 | 354 | 20 | 12 | Saturday | 1 | 13.899 | 0 | 33.9618 | 17.5283 | 18.3373 | 6.064 | 0 | 0.3787 | 12.6 | 0 | 82.8061 | 0 | 0 | 0 | 20.1842 | 0
8475 | 354 | 20 | 12 | Saturday | 2 | 14.912 | 0 | 34.1307 | 11.771 | 14.464 | 6.064 | 0 | 0.3984 | 12.6 | 0 | 73.3642 | 0 | 0 | 0 | 21.1998 | 0
8476 | 354 | 20 | 12 | Saturday | 3 | 15.34 | 0 | 34.3392 | 11.771 | 14.464 | 6.064 | 0 | 0.4068 | 12.6 | 0 | 73.5811 | 0 | 0 | 0 | 21.63 | 0
8477 | 354 | 20 | 12 | Saturday | 4 | 16.126 | 0 | 34.5165 | 11.771 | 14.464 | 6.064 | 0 | 0.4221 | 12.6 | 0 | 73.7737 | 0 | 0 | 0 | 22.4179 | 0
8478 | 354 | 20 | 12 | Saturday | 5 | 16.467 | 0 | 34.6516 | 13.0152 | 14.464 | 6.064 | 0 | 0.4288 | 12.6 | 0 | 75.1597 | 0 | 0 | 0 | 22.7608 | 0
8479 | 354 | 20 | 12 | Saturday | 6 | 14.85 | 0 | 34.2803 | 30.2702 | 24.9086 | 30.32 | 0 | 0.6723 | 14.4 | 0 | 104.5314 | 0 | 0 | 0 | 46.4888 | 0
8480 | 354 | 20 | 12 | Saturday | 7 | 12.981 | 0 | 34.1732 | 33.0666 | 26.405 | 42.448 | 0 | 0.6783 | 11.52 | 0 | 105.8431 | 0 | 0 | 0 | 57.4976 | 0
8481 | 354 | 20 | 12 | Saturday | 8 | 11.291 | 0 | 33.9426 | 46.1551 | 37.4339 | 48.512 | 0 | 0.6819 | 16.2 | 0 | 134.4136 | 0 | 0 | 0 | 62.3637 | 0
8482 | 354 | 20 | 12 | Saturday | 9 | 10.568 | 0 | 33.9386 | 46.9622 | 37.9057 | 30.32 | 0 | 0.6674 | 16.2 | 0.1134 | 135.6738 | 0 | 0 | 0 | 42.431 | 0
8483 | 354 | 20 | 12 | Saturday | 10 | 11.167 | 0 | 34.1817 | 44.337 | 37.2508 | 12.128 | 0 | 0.4475 | 15.12 | 1.0941 | 131.337 | 0 | 0 | 0 | 23.8919 | 0
8484 | 354 | 20 | 12 | Saturday | 11 | 12.106 | 2.167 | 34.5642 | 40.0213 | 35.3135 | 12.128 | 0 | 0.5763 | 21.6 | 3.2336 | 134.4194 | 0 | 0 | 0 | 24.839 | 0
8485 | 354 | 20 | 12 | Saturday | 12 | 13.291 | 2.637 | 34.5959 | 34.5084 | 34.2247 | 18.192 | 0.4738 | 0.7442 | 23.4 | 4.6546 | 130.3252 | 0 | 0 | 0 | 32.3947 | 0
8486 | 354 | 20 | 12 | Saturday | 13 | 14.932 | 2.6 | 34.6652 | 34.362 | 33.0722 | 18.192 | 0 | 0.7722 | 23.4 | 3.8808 | 129.083 | 0 | 0 | 0 | 34.0432 | 0
8487 | 354 | 20 | 12 | Saturday | 14 | 16.446 | 2.609 | 34.7448 | 36.1392 | 33.0722 | 6.064 | 0 | 0.5624 | 23.4 | 2.6247 | 130.7401 | 0 | 0 | 0 | 22.819 | 0
8488 | 354 | 20 | 12 | Saturday | 15 | 15.163 | 2.784 | 34.6976 | 37.7427 | 33.0722 | 6.064 | 0 | 0.5464 | 23.4 | 1.2694 | 132.47 | 0 | 0 | 0 | 21.5373 | 0
8489 | 354 | 20 | 12 | Saturday | 16 | 15.518 | 2.833 | 34.7187 | 37.7918 | 33.0722 | 24.256 | 0 | 0.8144 | 23.4 | 0.2782 | 132.8615 | 0 | 0 | 0 | 41.0939 | 0
8490 | 354 | 20 | 12 | Saturday | 17 | 17.004 | 2.38 | 34.6791 | 35.4248 | 32.9581 | 30.32 | 0 | 0.7953 | 27 | 0 | 133.4314 | 0 | 0 | 0 | 49.0873 | 0
8491 | 354 | 20 | 12 | Saturday | 18 | 13.775 | 1.866 | 34.1942 | 55.5841 | 46.5147 | 42.448 | 0 | 0.7732 | 28.8 | 0 | 167.884 | 0 | 0 | 0 | 58.8569 | 0
8492 | 354 | 20 | 12 | Saturday | 19 | 12.251 | 7.475 | 33.8724 | 61.3403 | 50.3878 | 42.448 | 0 | 1.0638 | 28.8 | 0 | 183.5483 | 0 | 0 | 0 | 57.4072 | 0
8493 | 354 | 20 | 12 | Saturday | 20 | 12.053 | 6.033 | 33.7242 | 61.3343 | 50.3878 | 30.32 | 0 | 0.9774 | 27 | 0 | 179.9479 | 0 | 0 | 0 | 44.2584 | 0
8494 | 354 | 20 | 12 | Saturday | 21 | 11.53 | 5.18 | 33.7182 | 61.3343 | 50.3878 | 18.192 | 0 | 0.8422 | 27 | 0 | 178.8849 | 0 | 0 | 0 | 30.8071 | 0
8495 | 354 | 20 | 12 | Saturday | 22 | 12.632 | 0.973 | 33.7182 | 49.2003 | 40.077 | 12.128 | 0 | 0.5273 | 19.8 | 0 | 144.3748 | 0 | 0 | 0 | 25.4883 | 0
8496 | 354 | 20 | 12 | Saturday | 23 | 15.116 | 0.016 | 33.8118 | 28.1779 | 24.6242 | 12.128 | 0 | 0.5278 | 19.8 | 0 | 106.9592 | 0 | 0 | 0 | 27.9766 | 0
8497 | 355 | 21 | 12 | Sunday | 0 | 17.386 | 0 | 33.9731 | 24.1043 | 23.0149 | 6.064 | 0 | 0.4493 | 19.8 | 0 | 101.3416 | 0 | 0 | 0 | 23.8169 | 0
8498 | 355 | 21 | 12 | Sunday | 1 | 19.003 | 0 | 34.2049 | 23.3102 | 22.2101 | 6.064 | 0 | 0.4811 | 19.8 | 0 | 100.0063 | 0 | 0 | 0 | 25.4339 | 0
8499 | 355 | 21 | 12 | Sunday | 2 | 19.9 | 0 | 34.4758 | 17.5379 | 18.3373 | 6.064 | 0 | 0.4989 | 15.48 | 0 | 86.3299 | 0 | 0 | 0 | 26.3315 | 0
8500 | 355 | 21 | 12 | Sunday | 3 | 20.497 | 0 | 34.5836 | 17.5379 | 18.3373 | 6.064 | 0 | 0.5107 | 15.48 | 0 | 86.4495 | 0 | 0 | 0 | 26.9279 | 0
8501 | 355 | 21 | 12 | Sunday | 4 | 23.547 | 0 | 34.6598 | 17.5379 | 18.3373 | 6.064 | 0 | 0.5691 | 15.48 | 0 | 86.5841 | 0 | 0 | 0 | 29.9787 | 0
8502 | 355 | 21 | 12 | Sunday | 5 | 25.05 | 0 | 34.8585 | 18.7817 | 18.3373 | 6.064 | 0 | 0.602 | 15.48 | 0 | 88.0594 | 0 | 0 | 0 | 31.4813 | 0
8503 | 355 | 21 | 12 | Sunday | 6 | 23.127 | 0 | 34.6217 | 26.931 | 24.6242 | 30.32 | 0 | 0.6822 | 18.72 | 0 | 105.5791 | 0 | 0 | 0 | 55.4978 | 0
8504 | 355 | 21 | 12 | Sunday | 7 | 20.828 | 0 | 34.3817 | 34.2491 | 29.9942 | 42.448 | 0 | 0.6875 | 18.72 | 0 | 118.0325 | 0 | 0 | 0 | 66.2763 | 0
8505 | 355 | 21 | 12 | Sunday | 8 | 20.96 | 0 | 34.4342 | 37.4418 | 33.2132 | 48.512 | 0 | 0.6932 | 23.4 | 0.1015 | 129.1823 | 0 | 0 | 0 | 73.0116 | 0
8506 | 355 | 21 | 12 | Sunday | 9 | 20.782 | 0 | 34.4795 | 31.531 | 29.3396 | 30.32 | 1.3704 | 0.6815 | 23.4 | 1.9144 | 119.4316 | 0 | 0 | 0 | 53.2432 | 0
8507 | 355 | 21 | 12 | Sunday | 10 | 19.446 | 0 | 34.5085 | 32.7323 | 32.5586 | 12.128 | 13.7539 | 0.6321 | 19.08 | 5.784 | 119.5115 | 1.6259 | 0 | 0 | 32.1752 | 0
8508 | 355 | 21 | 12 | Sunday | 11 | 18.906 | 0 | 34.57 | 29.8694 | 32.5586 | 12.128 | 13.4576 | 0.614 | 21.6 | 7.2193 | 119.212 | 1.3296 | 0 | 0 | 31.2667 | 0
8509 | 355 | 21 | 12 | Sunday | 12 | 17.149 | 0 | 34.5484 | 29.2036 | 33.0367 | 18.192 | 7.0132 | 0.6779 | 19.08 | 6.721 | 116.5467 | 0 | 0 | 0 | 35.3184 | 0
8510 | 355 | 21 | 12 | Sunday | 13 | 17.666 | 0 | 34.824 | 26.2196 | 29.1634 | 18.192 | 0.5356 | 0.67 | 18.36 | 4.8116 | 109.237 | 0 | 0 | 0 | 35.7644 | 0
8511 | 355 | 21 | 12 | Sunday | 14 | 17.482 | 0 | 34.9041 | 28.5872 | 29.1634 | 6.064 | 0 | 0.444 | 18 | 2.4301 | 111.0987 | 0 | 0 | 0 | 23.5243 | 0
8512 | 355 | 21 | 12 | Sunday | 15 | 18.838 | 0 | 34.9423 | 29.5094 | 29.1634 | 6.064 | 0 | 0.4708 | 15.84 | 0.9667 | 109.926 | 0 | 0 | 0 | 24.8855 | 0
8513 | 355 | 21 | 12 | Sunday | 16 | 20.544 | 0 | 34.9286 | 27.9569 | 27.5539 | 24.256 | 0 | 0.6765 | 23.04 | 0.1849 | 114.156 | 0 | 0 | 0 | 44.876 | 0
8514 | 355 | 21 | 12 | Sunday | 17 | 22.016 | 0 | 34.9201 | 26.7113 | 26.399 | 30.32 | 0 | 0.6809 | 22.32 | 0 | 111.0313 | 0 | 0 | 0 | 52.6154 | 0
8515 | 355 | 21 | 12 | Sunday | 18 | 18.501 | 0 | 34.4704 | 43.9889 | 38.0184 | 42.448 | 0 | 0.6844 | 23.4 | 0 | 140.562 | 0 | 0 | 0 | 61.6359 | 0
8516 | 355 | 21 | 12 | Sunday | 19 | 14.694 | 0 | 33.8492 | 55.5005 | 45.7644 | 42.448 | 0 | 0.6795 | 22.68 | 0 | 158.4737 | 0 | 0 | 0 | 58.0504 | 0
8517 | 355 | 21 | 12 | Sunday | 20 | 12.579 | 0 | 33.7224 | 60.0165 | 49.6381 | 30.32 | 0 | 0.6687 | 22.68 | 0 | 166.7258 | 0 | 0 | 0 | 43.5857 | 0
8518 | 355 | 21 | 12 | Sunday | 21 | 12.801 | 0 | 33.7197 | 48.5011 | 41.8913 | 18.192 | 0 | 0.5898 | 22.68 | 0 | 147.3818 | 0 | 0 | 0 | 31.3982 | 0
8519 | 355 | 21 | 12 | Sunday | 22 | 14.173 | 0 | 33.7741 | 40.3665 | 35.5897 | 12.128 | 0 | 0.4999 | 14.4 | 0 | 124.6302 | 0 | 0 | 0 | 26.5905 | 0
8520 | 355 | 21 | 12 | Sunday | 23 | 16.803 | 0 | 33.7538 | 25.6748 | 24.6242 | 12.128 | 0 | 0.5521 | 14.4 | 0 | 99.005 | 0 | 0 | 0 | 29.2347 | 0
8521 | 356 | 22 | 12 | Monday | 0 | 17.964 | 0 | 33.8642 | 17.5343 | 18.3373 | 6.064 | 0 | 0.4567 | 14.4 | 0 | 84.5925 | 0 | 0 | 0 | 24.1848 | 0
8522 | 356 | 22 | 12 | Monday | 1 | 19.502 | 0 | 34.015 | 14.6472 | 16.4006 | 6.064 | 0 | 0.4871 | 11.88 | 0 | 77.43 | 0 | 0 | 0 | 25.7257 | 0
8523 | 356 | 22 | 12 | Monday | 2 | 20.643 | 0 | 34.33 | 11.7686 | 14.464 | 6.064 | 0 | 0.5098 | 11.88 | 0 | 72.9524 | 0 | 0 | 0 | 26.8697 | 0
8524 | 356 | 22 | 12 | Monday | 3 | 20.446 | 0 | 34.3991 | 11.7686 | 14.464 | 6.064 | 0 | 0.5059 | 11.88 | 0 | 73.0177 | 0 | 0 | 0 | 26.6758 | 0
8525 | 356 | 22 | 12 | Monday | 4 | 19.295 | 0 | 34.3764 | 13.0128 | 14.464 | 6.064 | 0 | 0.4833 | 11.88 | 0 | 74.2165 | 0 | 0 | 0 | 25.5277 | 0
8526 | 356 | 22 | 12 | Monday | 5 | 16.993 | 0 | 34.0591 | 22.6634 | 20.5805 | 6.064 | 0 | 0.4382 | 11.88 | 0 | 89.6212 | 0 | 0 | 0 | 23.2287 | 0
8527 | 356 | 22 | 12 | Monday | 6 | 12.66 | 0 | 33.8392 | 44.2813 | 35.484 | 30.32 | 0 | 0.6702 | 15.12 | 0 | 129.3947 | 0 | 0 | 0 | 43.9976 | 0
8528 | 356 | 22 | 12 | Monday | 7 | 10.38 | 0 | 33.78 | 61.1578 | 46.6998 | 42.448 | 0 | 0.6758 | 15.12 | 0 | 157.4333 | 0 | 0 | 0 | 54.5078 | 0
8529 | 356 | 22 | 12 | Monday | 8 | 8.953 | 0 | 33.7328 | 69.4626 | 52.1343 | 48.512 | 0 | 0.6802 | 18.72 | 0 | 174.7299 | 0 | 0 | 0 | 59.6234 | 0
8530 | 356 | 22 | 12 | Monday | 9 | 8.604 | 0 | 33.75 | 71.8396 | 52.8606 | 30.32 | 0 | 0.6662 | 18.72 | 0.0414 | 177.8363 | 0 | 0 | 0 | 40.2246 | 0
8531 | 356 | 22 | 12 | Monday | 10 | 9.775 | 0 | 34.0497 | 67.9578 | 51.878 | 12.128 | 0 | 0.4198 | 14.4 | 0.3237 | 168.7053 | 0 | 0 | 0 | 22.4159 | 0
8532 | 356 | 22 | 12 | Monday | 11 | 9.977 | 2.569 | 34.3322 | 67.9709 | 51.878 | 12.128 | 0 | 0.555 | 18.36 | 0.589 | 175.8745 | 0 | 0 | 0 | 22.6286 | 0
8533 | 356 | 22 | 12 | Monday | 12 | 9.535 | 5.908 | 34.5068 | 66.4009 | 51.1854 | 18.192 | 0 | 0.8416 | 18.36 | 0.7605 | 177.6845 | 0 | 0 | 0 | 28.5302 | 0
8534 | 356 | 22 | 12 | Monday | 13 | 9.053 | 8.217 | 34.3181 | 67.9709 | 51.878 | 18.192 | 0 | 0.9495 | 18.36 | 0.7097 | 182.3629 | 0 | 0 | 0 | 28.0691 | 0
8535 | 356 | 22 | 12 | Monday | 14 | 9.154 | 6.83 | 34.2867 | 67.9709 | 51.878 | 6.064 | 0 | 0.6399 | 18.36 | 0.5126 | 180.5218 | 0 | 0 | 0 | 15.4965 | 0
8536 | 356 | 22 | 12 | Monday | 15 | 9.06 | 5.828 | 34.2587 | 67.9709 | 51.878 | 6.064 | 0 | 0.5859 | 18.36 | 0.2237 | 179.3561 | 0 | 0 | 0 | 15.4043 | 0
8537 | 356 | 22 | 12 | Monday | 16 | 8.291 | 5.463 | 34.01 | 67.9854 | 50.7246 | 24.256 | 0 | 0.9109 | 22.68 | 0.0497 | 182.2188 | 0 | 0 | 0 | 33.6938 | 0
8538 | 356 | 22 | 12 | Monday | 17 | 8.771 | 5.916 | 33.8808 | 59.7898 | 43.0931 | 30.32 | 0 | 0.969 | 28.8 | 0 | 172.9305 | 0 | 0 | 0 | 40.6378 | 0
8539 | 356 | 22 | 12 | Monday | 18 | 6.304 | 7.635 | 33.7604 | 65.4399 | 51.7393 | 42.448 | 0 | 1.0635 | 30.96 | 0 | 191.2207 | 0 | 0 | 0 | 51.1378 | 0
8540 | 356 | 22 | 12 | Monday | 19 | 4.349 | 7.394 | 33.8146 | 70.7204 | 57.1787 | 42.448 | 0 | 1.0479 | 25.2 | 0 | 195.9578 | 0 | 0 | 0 | 49.2649 | 0
8541 | 356 | 22 | 12 | Monday | 20 | 4.387 | 7.341 | 33.8248 | 75.2516 | 60.483 | 30.32 | 0 | 1.0368 | 25.2 | 0 | 203.7359 | 0 | 0 | 0 | 36.3947 | 0
8542 | 356 | 22 | 12 | Monday | 21 | 4.598 | 4.676 | 33.7631 | 69.495 | 55.4564 | 18.192 | 0 | 0.6807 | 25.2 | 0 | 189.6523 | 0 | 0 | 0 | 23.8129 | 0
8543 | 356 | 22 | 12 | Monday | 22 | 5.219 | 0.576 | 33.7945 | 49.7368 | 40.0199 | 12.128 | 0 | 0.3638 | 16.2 | 0 | 140.7378 | 0 | 0 | 0 | 18.0361 | 0
8544 | 356 | 22 | 12 | Monday | 23 | 8.967 | 0.002 | 33.7472 | 26.9226 | 24.6242 | 12.128 | 0 | 0.4067 | 16.2 | 0 | 101.903 | 0 | 0 | 0 | 21.7886 | 0
8545 | 357 | 23 | 12 | Tuesday | 0 | 9.632 | 0 | 33.7796 | 17.5343 | 18.3373 | 6.064 | 0 | 0.2989 | 14.4 | 0 | 84.3501 | 0 | 0 | 0 | 16.0435 | 0
8546 | 357 | 23 | 12 | Tuesday | 1 | 9.991 | 0 | 33.7999 | 14.6472 | 16.4006 | 6.064 | 0 | 0.3058 | 11.88 | 0 | 77.0335 | 0 | 0 | 0 | 16.4034 | 0
8547 | 357 | 23 | 12 | Tuesday | 2 | 10.484 | 0 | 33.9171 | 11.7686 | 14.464 | 6.064 | 0 | 0.3152 | 11.88 | 0 | 72.3449 | 0 | 0 | 0 | 16.8974 | 0
8548 | 357 | 23 | 12 | Tuesday | 3 | 10.876 | 0 | 33.9808 | 11.7686 | 14.464 | 6.064 | 0 | 0.3227 | 11.88 | 0 | 72.4162 | 0 | 0 | 0 | 17.2901 | 0
8549 | 357 | 23 | 12 | Tuesday | 4 | 11.528 | 0 | 33.9717 | 13.0128 | 14.464 | 6.064 | 0 | 0.3354 | 11.88 | 0 | 73.6639 | 0 | 0 | 0 | 17.9422 | 0
8550 | 357 | 23 | 12 | Tuesday | 5 | 10.272 | 0 | 33.9082 | 22.6634 | 20.5805 | 6.064 | 0 | 0.3114 | 11.88 | 0 | 89.3435 | 0 | 0 | 0 | 16.687 | 0
8551 | 357 | 23 | 12 | Tuesday | 6 | 7.92 | 0 | 33.7766 | 44.2813 | 35.484 | 30.32 | 0 | 0.6643 | 15.12 | 0 | 129.3263 | 0 | 0 | 0 | 40.0812 | 0
8552 | 357 | 23 | 12 | Tuesday | 7 | 6.566 | 0 | 33.7358 | 61.1578 | 46.6998 | 42.448 | 0 | 0.671 | 15.12 | 0 | 157.3844 | 0 | 0 | 0 | 51.7954 | 0
8553 | 357 | 23 | 12 | Tuesday | 8 | 5.602 | 0 | 33.7324 | 69.4626 | 52.1343 | 48.512 | 0 | 0.676 | 18.72 | 0 | 174.7254 | 0 | 0 | 0 | 57.4293 | 0
8554 | 357 | 23 | 12 | Tuesday | 9 | 5.08 | 0 | 33.7693 | 71.8396 | 52.8606 | 30.32 | 0 | 0.6617 | 18.72 | 0.0499 | 177.8511 | 0 | 0 | 0 | 37.3425 | 0
8555 | 357 | 23 | 12 | Tuesday | 10 | 5.315 | 0 | 33.9413 | 67.9578 | 51.878 | 12.128 | 0 | 0.3388 | 14.4 | 0.399 | 168.5159 | 0 | 0 | 0 | 18.2148 | 0
8556 | 357 | 23 | 12 | Tuesday | 11 | 5.36 | 2.937 | 34.1084 | 67.9709 | 51.878 | 12.128 | 0 | 0.4895 | 18.36 | 0.781 | 175.9837 | 0 | 0 | 0 | 18.2643 | 0
8557 | 357 | 23 | 12 | Tuesday | 12 | 5.38 | 7.75 | 34.3414 | 66.4009 | 51.1854 | 18.192 | 0 | 0.8633 | 18.36 | 1.0218 | 179.5324 | 0 | 0 | 0 | 24.7442 | 0
8558 | 357 | 23 | 12 | Tuesday | 13 | 5.274 | 8.723 | 34.2439 | 67.9709 | 51.878 | 18.192 | 0 | 0.9093 | 18.36 | 0.975 | 182.7961 | 0 | 0 | 0 | 24.6454 | 0
8559 | 357 | 23 | 12 | Tuesday | 14 | 5.275 | 7.35 | 34.2422 | 67.9709 | 51.878 | 6.064 | 0 | 0.5957 | 18.36 | 0.7294 | 180.9962 | 0 | 0 | 0 | 11.7322 | 0
8560 | 357 | 23 | 12 | Tuesday | 15 | 5.295 | 6.334 | 34.1703 | 67.9709 | 51.878 | 6.064 | 0 | 0.5428 | 18.36 | 0.3512 | 179.7722 | 0 | 0 | 0 | 11.7531 | 0
8561 | 357 | 23 | 12 | Tuesday | 16 | 5.1 | 5.911 | 33.9652 | 67.9854 | 50.7246 | 24.256 | 0 | 0.8797 | 22.68 | 0.0667 | 182.628 | 0 | 0 | 0 | 30.9434 | 0
8562 | 357 | 23 | 12 | Tuesday | 17 | 5.429 | 6.397 | 33.9042 | 59.7898 | 43.0931 | 30.32 | 0 | 0.9899 | 28.8 | 0 | 173.4958 | 0 | 0 | 0 | 37.7837 | 0
8563 | 357 | 23 | 12 | Tuesday | 18 | 4.726 | 8.21 | 33.7929 | 65.4399 | 51.7393 | 42.448 | 0 | 1.0918 | 30.96 | 0 | 191.9029 | 0 | 0 | 0 | 50.2309 | 0
8564 | 357 | 23 | 12 | Tuesday | 19 | 3.621 | 8.019 | 33.8167 | 70.7204 | 57.1787 | 42.448 | 0 | 1.0802 | 25.2 | 0 | 196.6683 | 0 | 0 | 0 | 49.1589 | 0
8565 | 357 | 23 | 12 | Tuesday | 20 | 3.304 | 7.987 | 33.8348 | 75.2516 | 60.483 | 30.32 | 0 | 1.0699 | 25.2 | 0 | 204.4777 | 0 | 0 | 0 | 35.7142 | 0
8566 | 357 | 23 | 12 | Tuesday | 21 | 3.821 | 5.1 | 33.7657 | 69.495 | 55.4564 | 18.192 | 0 | 0.6923 | 25.2 | 0 | 190.1245 | 0 | 0 | 0 | 23.2716 | 0
8567 | 357 | 23 | 12 | Tuesday | 22 | 4.418 | 0.733 | 33.7909 | 49.7368 | 40.0199 | 12.128 | 0 | 0.3595 | 16.2 | 0 | 140.8994 | 0 | 0 | 0 | 17.3879 | 0
8568 | 357 | 23 | 12 | Tuesday | 23 | 6.6 | 0.004 | 33.7828 | 26.9226 | 24.6242 | 12.128 | 0 | 0.3642 | 16.2 | 0 | 101.8983 | 0 | 0 | 0 | 19.5713 | 0
8569 | 358 | 24 | 12 | Wednesday | 0 | 8.226 | 0 | 33.8197 | 17.5343 | 18.3373 | 6.064 | 0 | 0.2736 | 14.4 | 0 | 84.3649 | 0 | 0 | 0 | 14.7106 | 0
8570 | 358 | 24 | 12 | Wednesday | 1 | 8.549 | 0 | 33.8617 | 14.6472 | 16.4006 | 6.064 | 0 | 0.2797 | 11.88 | 0 | 77.0693 | 0 | 0 | 0 | 15.0339 | 0
8571 | 358 | 24 | 12 | Wednesday | 2 | 8.808 | 0 | 33.9094 | 11.7686 | 14.464 | 6.064 | 0 | 0.2846 | 11.88 | 0 | 72.3067 | 0 | 0 | 0 | 15.2921 | 0
8572 | 358 | 24 | 12 | Wednesday | 3 | 9.105 | 0 | 34.0057 | 11.7686 | 14.464 | 6.064 | 0 | 0.2902 | 11.88 | 0 | 72.4086 | 0 | 0 | 0 | 15.589 | 0
8573 | 358 | 24 | 12 | Wednesday | 4 | 9.937 | 0 | 34.0468 | 13.0128 | 14.464 | 6.064 | 0 | 0.3062 | 11.88 | 0 | 73.7098 | 0 | 0 | 0 | 16.4213 | 0
8574 | 358 | 24 | 12 | Wednesday | 5 | 8.927 | 0 | 33.9857 | 22.6634 | 20.5805 | 6.064 | 0 | 0.287 | 11.88 | 0 | 89.3967 | 0 | 0 | 0 | 15.4112 | 0
8575 | 358 | 24 | 12 | Wednesday | 6 | 7.031 | 0 | 33.8322 | 44.2813 | 35.484 | 30.32 | 0 | 0.6632 | 15.12 | 0 | 129.3808 | 0 | 0 | 0 | 39.5152 | 0
8576 | 358 | 24 | 12 | Wednesday | 7 | 5.795 | 0 | 33.7938 | 61.1578 | 46.6998 | 42.448 | 0 | 0.6701 | 15.12 | 0 | 157.4415 | 0 | 0 | 0 | 51.4505 | 0
8577 | 358 | 24 | 12 | Wednesday | 8 | 4.943 | 0 | 33.8074 | 69.4626 | 52.1343 | 48.512 | 0 | 0.6751 | 18.72 | 0 | 174.7995 | 0 | 0 | 0 | 57.2176 | 0
8578 | 358 | 24 | 12 | Wednesday | 9 | 4.543 | 0 | 33.8762 | 71.8396 | 52.8606 | 30.32 | 0 | 0.6609 | 18.72 | 0.0607 | 177.9573 | 0 | 0 | 0 | 37.0596 | 0
8579 | 358 | 24 | 12 | Wednesday | 10 | 4.405 | 0 | 34.0404 | 67.9578 | 51.878 | 12.128 | 0 | 0.3232 | 14.4 | 0.4626 | 168.5994 | 0 | 0 | 0 | 17.4032 | 0
8580 | 358 | 24 | 12 | Wednesday | 11 | 4.237 | 3.043 | 34.1715 | 67.9709 | 51.878 | 12.128 | 0 | 0.4752 | 18.36 | 0.8063 | 176.1465 | 0 | 0 | 0 | 17.2385 | 0
8581 | 358 | 24 | 12 | Wednesday | 12 | 4.252 | 8.085 | 34.3451 | 66.3333 | 51.1854 | 18.192 | 0.3092 | 0.8622 | 18.36 | 1.6019 | 179.8304 | 0 | 0 | 0 | 23.7558 | 0
8582 | 358 | 24 | 12 | Wednesday | 13 | 4.199 | 8.928 | 34.2239 | 66.9563 | 51.878 | 18.192 | 7.5368 | 0.9115 | 18.36 | 3.6279 | 181.9859 | 0 | 0 | 0 | 23.583 | 0
8583 | 358 | 24 | 12 | Wednesday | 14 | 5.122 | 7.454 | 34.23 | 65.5309 | 51.878 | 6.064 | 12.69 | 0.6155 | 18.36 | 4.7702 | 178.6754 | 6.626 | 0 | 0 | 11.4286 | 0
8584 | 358 | 24 | 12 | Wednesday | 15 | 5.485 | 6.381 | 34.1913 | 67.6208 | 51.878 | 6.064 | 0.07 | 0.5449 | 18.36 | 1.7195 | 179.4958 | 0 | 0 | 0 | 11.7245 | 0
8585 | 358 | 24 | 12 | Wednesday | 16 | 5.326 | 5.911 | 34.0319 | 67.9854 | 50.7246 | 24.256 | 0 | 0.8684 | 22.68 | 0.3358 | 182.6833 | 0 | 0 | 0 | 30.3207 | 0
8586 | 358 | 24 | 12 | Wednesday | 17 | 5.94 | 6.289 | 34.0154 | 59.7898 | 43.0931 | 30.32 | 0 | 0.9848 | 28.8 | 0 | 173.4841 | 0 | 0 | 0 | 37.2823 | 0
8587 | 358 | 24 | 12 | Wednesday | 18 | 5.567 | 7.938 | 33.8408 | 65.4399 | 51.7393 | 42.448 | 0 | 1.0785 | 30.96 | 0 | 191.6434 | 0 | 0 | 0 | 49.7522 | 0
8588 | 358 | 24 | 12 | Wednesday | 19 | 4.906 | 7.615 | 33.8113 | 70.7204 | 57.1787 | 42.448 | 0 | 1.0605 | 25.2 | 0 | 196.2061 | 0 | 0 | 0 | 49.2368 | 0
8589 | 358 | 24 | 12 | Wednesday | 20 | 4.714 | 7.488 | 33.8147 | 75.2516 | 60.483 | 30.32 | 0 | 1.0454 | 25.2 | 0 | 203.8935 | 0 | 0 | 0 | 36.3345 | 0
8590 | 358 | 24 | 12 | Wednesday | 21 | 6.12 | 4.738 | 33.7456 | 69.495 | 55.4564 | 18.192 | 0 | 0.7094 | 25.2 | 0 | 189.7303 | 0 | 0 | 0 | 25.1139 | 0
8591 | 358 | 24 | 12 | Wednesday | 22 | 7.207 | 0.62 | 33.7711 | 49.7368 | 40.0199 | 12.128 | 0 | 0.4015 | 16.2 | 0 | 140.7992 | 0 | 0 | 0 | 19.8809 | 0
8592 | 358 | 24 | 12 | Wednesday | 23 | 10.522 | 0.006 | 33.8171 | 26.9226 | 24.6242 | 12.128 | 0 | 0.4344 | 16.2 | 0 | 102.0048 | 0 | 0 | 0 | 23.204 | 0
8593 | 359 | 25 | 12 | Thursday | 0 | 12.758 | 0 | 33.9721 | 17.5343 | 18.3373 | 6.064 | 0 | 0.3577 | 14.4 | 0 | 84.6014 | 0 | 0 | 0 | 19.1011 | 0
8594 | 359 | 25 | 12 | Thursday | 1 | 14.905 | 0 | 34.1739 | 14.6472 | 16.4006 | 6.064 | 0 | 0.3993 | 11.88 | 0 | 77.5011 | 0 | 0 | 0 | 21.2499 | 0
8595 | 359 | 25 | 12 | Thursday | 2 | 15.424 | 0 | 34.4606 | 11.7686 | 14.464 | 6.064 | 0 | 0.4095 | 11.88 | 0 | 72.9828 | 0 | 0 | 0 | 21.7706 | 0
8596 | 359 | 25 | 12 | Thursday | 3 | 16.79 | 0 | 34.6294 | 11.7686 | 14.464 | 6.064 | 0 | 0.4362 | 11.88 | 0 | 73.1783 | 0 | 0 | 0 | 23.1372 | 0
8597 | 359 | 25 | 12 | Thursday | 4 | 17.106 | 0 | 34.7351 | 13.0128 | 14.464 | 6.064 | 0 | 0.4425 | 11.88 | 0 | 74.5345 | 0 | 0 | 0 | 23.455 | 0
8598 | 359 | 25 | 12 | Thursday | 5 | 15.979 | 0 | 34.6897 | 22.6634 | 20.5805 | 6.064 | 0 | 0.4206 | 11.88 | 0 | 90.2342 | 0 | 0 | 0 | 22.3297 | 0
8599 | 359 | 25 | 12 | Thursday | 6 | 13.012 | 0 | 34.2408 | 44.2813 | 35.484 | 30.32 | 0 | 0.6706 | 15.12 | 0 | 129.7967 | 0 | 0 | 0 | 44.9105 | 0
8600 | 359 | 25 | 12 | Thursday | 7 | 11.072 | 0 | 34.0646 | 61.1578 | 46.6998 | 42.448 | 0 | 0.6765 | 15.12 | 0 | 157.7188 | 0 | 0 | 0 | 55.9322 | 0
8601 | 359 | 25 | 12 | Thursday | 8 | 9.087 | 0 | 33.9828 | 69.4626 | 52.1343 | 48.512 | 0 | 0.6802 | 18.72 | 0 | 174.9799 | 0 | 0 | 0 | 60.5172 | 0
8602 | 359 | 25 | 12 | Thursday | 9 | 7.611 | 0 | 34.0035 | 71.8396 | 52.8606 | 30.32 | 0 | 0.6648 | 18.72 | 0.3788 | 178.0884 | 0 | 0 | 0 | 39.6585 | 0
8603 | 359 | 25 | 12 | Thursday | 10 | 7.735 | 0 | 34.3592 | 65.9137 | 51.878 | 12.128 | 2.5791 | 0.3873 | 14.4 | 3.3979 | 166.9381 | 0 | 0 | 0 | 20.5305 | 0
8604 | 359 | 25 | 12 | Thursday | 11 | 7.287 | 2.79 | 34.5087 | 61.7949 | 51.878 | 12.128 | 19.9128 | 0.5437 | 18.36 | 7.6609 | 170.1021 | 7.7848 | 0 | 0 | 19.8183 | 0
8605 | 359 | 25 | 12 | Thursday | 12 | 7.162 | 6.218 | 34.6698 | 60.1814 | 51.1854 | 18.192 | 33.8694 | 0.8413 | 18.36 | 10.9069 | 171.9628 | 15.6774 | 0 | 0 | 24.9063 | 0
8606 | 359 | 25 | 12 | Thursday | 13 | 7.122 | 8.559 | 34.494 | 61.3759 | 51.878 | 18.192 | 29.1733 | 0.9303 | 18.36 | 10.3871 | 176.2945 | 10.9813 | 0 | 0 | 23.6679 | 0
8607 | 359 | 25 | 12 | Thursday | 14 | 7.094 | 6.988 | 34.4817 | 63.6193 | 51.878 | 6.064 | 8.9816 | 0.6035 | 18.36 | 6.5749 | 176.5 | 2.9176 | 0 | 0 | 12.3767 | 0
8608 | 359 | 25 | 12 | Thursday | 15 | 7.493 | 5.884 | 34.4804 | 67.5998 | 51.878 | 6.064 | 0 | 0.5389 | 18.36 | 1.9621 | 179.2203 | 0 | 0 | 0 | 12.7594 | 0
8609 | 359 | 25 | 12 | Thursday | 16 | 9.077 | 4.717 | 34.4989 | 67.9854 | 50.7246 | 24.256 | 0 | 0.81 | 22.68 | 0.3309 | 181.8005 | 0 | 0 | 0 | 30.2964 | 0
8610 | 359 | 25 | 12 | Thursday | 17 | 12.018 | 4.353 | 34.5217 | 59.7898 | 43.0931 | 30.32 | 0 | 0.8919 | 28.8 | 0 | 171.8042 | 0 | 0 | 0 | 38.9059 | 0
8611 | 359 | 25 | 12 | Thursday | 18 | 11.849 | 5.54 | 34.2178 | 65.4399 | 51.7393 | 42.448 | 0 | 0.9607 | 30.96 | 0 | 189.3086 | 0 | 0 | 0 | 50.197 | 0
8612 | 359 | 25 | 12 | Thursday | 19 | 10.859 | 5.058 | 33.8167 | 70.7204 | 57.1787 | 42.448 | 0 | 0.9342 | 25.2 | 0 | 193.3202 | 0 | 0 | 0 | 49.8312 | 0
8613 | 359 | 25 | 12 | Thursday | 20 | 11.318 | 4.897 | 33.7823 | 75.2516 | 60.483 | 30.32 | 0 | 0.9178 | 25.2 | 0 | 200.9303 | 0 | 0 | 0 | 39.4259 | 0
8614 | 359 | 25 | 12 | Thursday | 21 | 11.727 | 2.684 | 33.7846 | 69.495 | 55.4564 | 18.192 | 0 | 0.675 | 25.2 | 0 | 187.5132 | 0 | 0 | 0 | 28.6959 | 0
8615 | 359 | 25 | 12 | Thursday | 22 | 15.994 | 0.158 | 33.8037 | 49.7368 | 40.0199 | 12.128 | 0 | 0.5748 | 16.2 | 0 | 140.5056 | 0 | 0 | 0 | 27.3587 | 0
8616 | 359 | 25 | 12 | Thursday | 23 | 26.453 | 0 | 34.0613 | 26.9226 | 24.6242 | 12.128 | 0 | 0.665 | 16.2 | 0 | 102.473 | 0 | 0 | 0 | 37.8706 | 0
8617 | 360 | 26 | 12 | Friday | 0 | 34.7 | 0 | 34.5532 | 17.5343 | 18.3373 | 6.064 | 0 | 0.6818 | 14.4 | 0 | 85.5066 | 0 | 0 | 0 | 40.4274 | 0
8618 | 360 | 26 | 12 | Friday | 1 | 43.204 | 0 | 34.6353 | 14.6472 | 16.4006 | 6.064 | 0 | 0.6904 | 11.88 | 0 | 78.2536 | 0 | 0 | 0 | 48.955 | 0
8619 | 360 | 26 | 12 | Friday | 2 | 53.662 | 0 | 34.9203 | 11.7686 | 14.464 | 6.064 | 0 | 0.7008 | 11.88 | 0 | 73.7338 | 0 | 0 | 0 | 59.4344 | 0
8620 | 360 | 26 | 12 | Friday | 3 | 66.639 | 0 | 35.021 | 11.7686 | 14.464 | 6.064 | 0 | 0.7156 | 11.88 | 0 | 73.8492 | 0 | 0 | 0 | 72.4304 | 0
8621 | 360 | 26 | 12 | Friday | 4 | 76.979 | 0 | 34.8285 | 13.0128 | 14.464 | 6.064 | 0 | 0.7277 | 11.88 | 0 | 74.913 | 0 | 0 | 0 | 82.7858 | 0
8622 | 360 | 26 | 12 | Friday | 5 | 79.558 | 0 | 34.6577 | 22.6634 | 20.5805 | 6.064 | 0 | 0.7285 | 11.88 | 0 | 90.5102 | 0 | 0 | 0 | 85.3756 | 0
8623 | 360 | 26 | 12 | Friday | 6 | 76.424 | 0 | 34.2938 | 44.2813 | 35.484 | 30.32 | 0 | 0.7312 | 15.12 | 0 | 129.9103 | 0 | 0 | 0 | 105.6927 | 0
8624 | 360 | 26 | 12 | Friday | 7 | 75.261 | 0 | 34.1572 | 61.1578 | 46.6998 | 42.448 | 0 | 0.7375 | 15.12 | 0 | 157.8722 | 0 | 0 | 0 | 116.6311 | 0
8625 | 360 | 26 | 12 | Friday | 8 | 68.633 | 0 | 34.2858 | 69.4625 | 52.1343 | 48.512 | 0 | 0.737 | 18.72 | 0.1129 | 175.3397 | 0 | 0 | 0 | 116.4035 | 0
8626 | 360 | 26 | 12 | Friday | 9 | 61.871 | 0 | 34.3921 | 71.3549 | 52.8606 | 30.32 | 0.0689 | 0.717 | 18.72 | 2.6406 | 178.0444 | 0 | 0 | 0 | 91.9364 | 0
8627 | 360 | 26 | 12 | Friday | 10 | 60.632 | 0 | 34.4783 | 64.9121 | 51.878 | 12.128 | 19.3981 | 0.7417 | 14.4 | 9.2413 | 166.4101 | 7.2701 | 0 | 0 | 72.4995 | 0
8628 | 360 | 26 | 12 | Friday | 11 | 51.537 | 0 | 34.5067 | 62.1281 | 51.878 | 12.128 | 43.5386 | 0.7727 | 18.36 | 14.9783 | 167.6455 | 31.4106 | 0 | 0 | 62.5741 | 0
8629 | 360 | 26 | 12 | Friday | 12 | 46.502 | 1.532 | 34.5354 | 58.3937 | 51.1854 | 18.192 | 49.8774 | 0.8586 | 18.36 | 17.5769 | 164.9902 | 31.6854 | 0 | 0 | 61.2681 | 0
8630 | 360 | 26 | 12 | Friday | 13 | 44.504 | 2.641 | 34.4644 | 58.9498 | 51.878 | 18.192 | 29.3612 | 0.8816 | 18.36 | 14.6443 | 167.3893 | 11.1692 | 0 | 0 | 57.8506 | 0
8631 | 360 | 26 | 12 | Friday | 14 | 41.589 | 2.833 | 34.4309 | 61.8819 | 51.878 | 6.064 | 2.3109 | 0.8431 | 18.36 | 8.2403 | 170.4574 | 0 | 0 | 0 | 45.8935 | 0
8632 | 360 | 26 | 12 | Friday | 15 | 40.847 | 2.926 | 34.4132 | 67.1633 | 51.878 | 6.064 | 0 | 0.8431 | 18.36 | 2.3623 | 175.8219 | 0 | 0 | 0 | 45.1758 | 0
8633 | 360 | 26 | 12 | Friday | 16 | 46.262 | 2.613 | 34.3917 | 67.9854 | 50.7246 | 24.256 | 0 | 0.8356 | 22.68 | 0.3958 | 179.4429 | 0 | 0 | 0 | 63.9146 | 0
8634 | 360 | 26 | 12 | Friday | 17 | 54.654 | 2.006 | 34.4002 | 59.7898 | 43.0931 | 30.32 | 0 | 0.8139 | 28.8 | 0 | 169.067 | 0 | 0 | 0 | 77.3361 | 0
8635 | 360 | 26 | 12 | Friday | 18 | 43.684 | 2.118 | 34.1436 | 65.4399 | 51.7393 | 42.448 | 0 | 0.8153 | 30.96 | 0 | 185.3882 | 0 | 0 | 0 | 76.4519 | 0
8636 | 360 | 26 | 12 | Friday | 19 | 33.874 | 1.459 | 33.8666 | 70.7204 | 57.1787 | 42.448 | 0 | 0.7706 | 25.2 | 0 | 189.3141 | 0 | 0 | 0 | 67.7079 | 0
8637 | 360 | 26 | 12 | Friday | 20 | 31.862 | 1.325 | 33.8726 | 75.2516 | 60.483 | 30.32 | 0 | 0.752 | 25.2 | 0 | 196.9917 | 0 | 0 | 0 | 56.6102 | 0
8638 | 360 | 26 | 12 | Friday | 21 | 36.482 | 0.612 | 33.7971 | 69.495 | 55.4564 | 18.192 | 0 | 0.715 | 25.2 | 0 | 185.325 | 0 | 0 | 0 | 51.5484 | 0
8639 | 360 | 26 | 12 | Friday | 22 | 45.594 | 0.048 | 33.8011 | 49.7368 | 40.0199 | 12.128 | 0 | 0.7458 | 16.2 | 0 | 140.556 | 0 | 0 | 0 | 55.7395 | 0
8640 | 360 | 26 | 12 | Friday | 23 | 60.559 | 0 | 33.9401 | 26.9226 | 24.6242 | 12.128 | 0 | 0.7093 | 16.2 | 0 | 102.3962 | 0 | 0 | 0 | 70.7991 | 0
8641 | 361 | 27 | 12 | Saturday | 0 | 71.366 | 0 | 34.2108 | 18.3332 | 19.1419 | 6.064 | 0 | 0.7202 | 15.84 | 0 | 88.2462 | 0 | 0 | 0 | 76.5154 | 0
8642 | 361 | 27 | 12 | Saturday | 1 | 75.042 | 0 | 34.4888 | 17.5283 | 18.3373 | 6.064 | 0 | 0.7241 | 12.6 | 0 | 83.6784 | 0 | 0 | 0 | 80.211 | 0
8643 | 361 | 27 | 12 | Saturday | 2 | 78.583 | 0 | 34.7673 | 11.771 | 14.464 | 6.064 | 0 | 0.7293 | 12.6 | 0 | 74.3317 | 0 | 0 | 0 | 83.7714 | 0
8644 | 361 | 27 | 12 | Saturday | 3 | 79.584 | 0 | 34.8016 | 11.771 | 14.464 | 6.064 | 0 | 0.7319 | 12.6 | 0 | 74.3685 | 0 | 0 | 0 | 84.7895 | 0
8645 | 361 | 27 | 12 | Saturday | 4 | 77.689 | 0 | 34.826 | 11.771 | 14.464 | 6.064 | 0 | 0.7308 | 12.6 | 0 | 74.3919 | 0 | 0 | 0 | 82.9113 | 0
8646 | 361 | 27 | 12 | Saturday | 5 | 78.326 | 0 | 34.8473 | 13.0152 | 14.464 | 6.064 | 0 | 0.7315 | 12.6 | 0 | 75.658 | 0 | 0 | 0 | 83.5648 | 0
8647 | 361 | 27 | 12 | Saturday | 6 | 73.063 | 0 | 34.6545 | 30.2702 | 24.9086 | 30.32 | 0 | 0.7333 | 14.4 | 0 | 104.9666 | 0 | 0 | 0 | 99.535 | 0
8648 | 361 | 27 | 12 | Saturday | 7 | 72.461 | 0 | 34.6031 | 33.0666 | 26.405 | 42.448 | 0 | 0.7409 | 11.52 | 0 | 106.3355 | 0 | 0 | 0 | 110.1882 | 0
8649 | 361 | 27 | 12 | Saturday | 8 | 71.734 | 0 | 34.4337 | 46.1551 | 37.4339 | 48.512 | 0 | 0.7432 | 16.2 | 0.1297 | 134.9658 | 0 | 0 | 0 | 115.7153 | 0
8650 | 361 | 27 | 12 | Saturday | 9 | 73.274 | 0 | 34.4656 | 46.818 | 37.9057 | 30.32 | 0 | 0.7304 | 16.2 | 1.3551 | 136.1197 | 0 | 0 | 0 | 101.17 | 0
8651 | 361 | 27 | 12 | Saturday | 10 | 74.607 | 0 | 34.499 | 41.4169 | 37.2508 | 12.128 | 0 | 0.7261 | 15.12 | 4.0486 | 129.0128 | 0 | 0 | 0 | 85.8389 | 0
8652 | 361 | 27 | 12 | Saturday | 11 | 75.848 | 0 | 34.4288 | 35.256 | 35.3135 | 12.128 | 0 | 0.7301 | 21.6 | 6.7536 | 127.3284 | 0 | 0 | 0 | 87.1281 | 0
8653 | 361 | 27 | 12 | Saturday | 12 | 71.482 | 0.394 | 34.4468 | 31.0556 | 34.2247 | 18.192 | 0 | 0.7483 | 23.4 | 8.4035 | 124.3013 | 0 | 0 | 0 | 88.491 | 0
8654 | 361 | 27 | 12 | Saturday | 13 | 71.82 | 0.982 | 34.3953 | 31.4374 | 33.0722 | 18.192 | 0 | 0.7784 | 23.4 | 8.237 | 124.1457 | 0 | 0 | 0 | 88.929 | 0
8655 | 361 | 27 | 12 | Saturday | 14 | 74.421 | 0.934 | 34.3702 | 32.1008 | 33.0722 | 6.064 | 0 | 0.7759 | 23.4 | 5.8918 | 124.7289 | 0 | 0 | 0 | 80.1412 | 0
8656 | 361 | 27 | 12 | Saturday | 15 | 77.393 | 0.941 | 34.3111 | 36.5034 | 33.0722 | 6.064 | 0 | 0.78 | 23.4 | 2.7037 | 129.084 | 0 | 0 | 0 | 83.1246 | 0
8657 | 361 | 27 | 12 | Saturday | 16 | 84.445 | 1.551 | 34.2537 | 37.7918 | 33.0722 | 24.256 | 0 | 0.8242 | 23.4 | 0.552 | 131.0198 | 0 | 0 | 0 | 107.5143 | 0
8658 | 361 | 27 | 12 | Saturday | 17 | 86.946 | 1.722 | 34.1602 | 35.4248 | 32.9581 | 30.32 | 0 | 0.8363 | 27 | 0 | 132.2414 | 0 | 0 | 0 | 116.0186 | 0
8659 | 361 | 27 | 12 | Saturday | 18 | 71.978 | 0.236 | 33.9662 | 55.5841 | 46.5147 | 42.448 | 0 | 0.7493 | 28.8 | 0 | 165.8689 | 0 | 0 | 0 | 113.0696 | 0
8660 | 361 | 27 | 12 | Saturday | 19 | 66.014 | 0.061 | 33.8368 | 61.3403 | 50.3878 | 42.448 | 0 | 0.7321 | 28.8 | 0 | 175.1628 | 0 | 0 | 0 | 107.5217 | 0
8661 | 361 | 27 | 12 | Saturday | 20 | 67.332 | 0.039 | 33.8192 | 61.3343 | 50.3878 | 30.32 | 0 | 0.7233 | 27 | 0 | 173.3071 | 0 | 0 | 0 | 97.205 | 0
8662 | 361 | 27 | 12 | Saturday | 21 | 68.431 | 0.002 | 33.8391 | 61.3343 | 50.3878 | 18.192 | 0 | 0.7165 | 27 | 0 | 173.2794 | 0 | 0 | 0 | 86.4316 | 0
8663 | 361 | 27 | 12 | Saturday | 22 | 75.27 | 0 | 33.8056 | 49.2003 | 40.077 | 12.128 | 0 | 0.7226 | 19.8 | 0 | 143.6056 | 0 | 0 | 0 | 87.3053 | 0
8664 | 361 | 27 | 12 | Saturday | 23 | 97.636 | 0 | 34.0654 | 28.1779 | 24.6242 | 12.128 | 0 | 0.7487 | 19.8 | 0 | 107.4162 | 0 | 0 | 0 | 109.7147 | 0
8665 | 362 | 28 | 12 | Sunday | 0 | 109.839 | 0 | 34.1538 | 24.1043 | 23.0149 | 6.064 | 0 | 0.7609 | 19.8 | 0 | 101.834 | 0 | 0 | 0 | 115.8891 | 0
8666 | 362 | 28 | 12 | Sunday | 1 | 113.508 | 0 | 34.4449 | 23.3102 | 22.2101 | 6.064 | 0 | 0.7653 | 19.8 | 0 | 100.5306 | 0 | 0 | 0 | 119.5655 | 0
8667 | 362 | 28 | 12 | Sunday | 2 | 122.939 | 0 | 34.5716 | 17.5379 | 18.3373 | 6.064 | 0 | 0.7779 | 15.48 | 0 | 86.7046 | 0 | 0 | 0 | 129.0046 | 0
8668 | 362 | 28 | 12 | Sunday | 3 | 129.275 | 0 | 34.6025 | 17.5379 | 18.3373 | 6.064 | 0 | 0.7855 | 15.48 | 0 | 86.7432 | 0 | 0 | 0 | 135.3485 | 0
8669 | 362 | 28 | 12 | Sunday | 4 | 138.763 | 0 | 34.5729 | 17.5379 | 18.3373 | 6.064 | 0 | 0.7973 | 15.48 | 0 | 86.7253 | 0 | 0 | 0 | 144.8437 | 0
8670 | 362 | 28 | 12 | Sunday | 5 | 144.463 | 0 | 34.5527 | 18.7817 | 18.3373 | 6.064 | 0 | 0.8049 | 15.48 | 0 | 87.9565 | 0 | 0 | 0 | 150.5504 | 0
8671 | 362 | 28 | 12 | Sunday | 6 | 138.012 | 0 | 34.4669 | 26.931 | 24.6242 | 30.32 | 0 | 0.8037 | 18.72 | 0 | 105.5457 | 0 | 0 | 0 | 168.5587 | 0
8672 | 362 | 28 | 12 | Sunday | 7 | 134.388 | 0 | 34.4102 | 34.2491 | 29.9942 | 42.448 | 0 | 0.8063 | 18.72 | 0 | 118.1798 | 0 | 0 | 0 | 177.4136 | 0
8673 | 362 | 28 | 12 | Sunday | 8 | 133.918 | 0 | 34.2467 | 37.4418 | 33.2132 | 48.512 | 0 | 0.8113 | 23.4 | 0.1408 | 129.1129 | 0 | 0 | 0 | 183.4282 | 0
8674 | 362 | 28 | 12 | Sunday | 9 | 133.973 | 0 | 34.2129 | 31.1155 | 29.3396 | 30.32 | 0 | 0.7982 | 23.4 | 1.4699 | 118.8661 | 0 | 0 | 0 | 165.0747 | 0
8675 | 362 | 28 | 12 | Sunday | 10 | 118.485 | 0 | 34.1704 | 30.6228 | 32.5586 | 12.128 | 0 | 0.7743 | 19.08 | 4.7366 | 117.2061 | 0 | 0 | 0 | 130.9467 | 0
8676 | 362 | 28 | 12 | Sunday | 11 | 97.911 | 0 | 34.1217 | 27.7664 | 32.5586 | 12.128 | 10.2993 | 0.7713 | 21.6 | 9.3925 | 116.818 | 0 | 0 | 0 | 110.3094 | 0
8677 | 362 | 28 | 12 | Sunday | 12 | 85.48 | 0 | 34.0749 | 26.2444 | 33.0367 | 18.192 | 41.9765 | 0.8122 | 19.08 | 14.9923 | 113.2482 | 23.7845 | 0 | 0 | 103.0826 | 0
8678 | 362 | 28 | 12 | Sunday | 13 | 88.485 | 0 | 34.0635 | 22.76 | 29.1634 | 18.192 | 55.1058 | 0.8387 | 18.36 | 16.9822 | 105.1857 | 36.9138 | 0 | 0 | 104.1859 | 0
8679 | 362 | 28 | 12 | Sunday | 14 | 91.506 | 0 | 34.024 | 24.4783 | 29.1634 | 6.064 | 28.2719 | 0.7968 | 18 | 12.0586 | 106.4625 | 22.2079 | 0 | 0 | 96.175 | 0
8680 | 362 | 28 | 12 | Sunday | 15 | 92.211 | 0 | 34.028 | 28.7573 | 29.1634 | 6.064 | 0 | 0.7529 | 15.84 | 2.8106 | 108.5416 | 0 | 0 | 0 | 96.7795 | 0
8681 | 362 | 28 | 12 | Sunday | 16 | 95.975 | 0 | 34.0349 | 27.9569 | 27.5539 | 24.256 | 0 | 0.7614 | 23.04 | 0.4557 | 113.3471 | 0 | 0 | 0 | 114.5127 | 0
8682 | 362 | 28 | 12 | Sunday | 17 | 102.472 | 0 | 34.0438 | 26.7113 | 26.399 | 30.32 | 0 | 0.7691 | 22.32 | 0 | 110.2432 | 0 | 0 | 0 | 126.1836 | 0
8683 | 362 | 28 | 12 | Sunday | 18 | 90.815 | 0 | 33.9499 | 43.9889 | 38.0184 | 42.448 | 0 | 0.7607 | 23.4 | 0 | 140.1179 | 0 | 0 | 0 | 124.9317 | 0
8684 | 362 | 28 | 12 | Sunday | 19 | 76.851 | 0 | 33.82 | 55.5005 | 45.7644 | 42.448 | 0 | 0.7419 | 22.68 | 0 | 158.5069 | 0 | 0 | 0 | 111.9477 | 0
8685 | 362 | 28 | 12 | Sunday | 20 | 74.63 | 0 | 33.7915 | 60.0165 | 49.6381 | 30.32 | 0 | 0.7284 | 22.68 | 0 | 166.8546 | 0 | 0 | 0 | 100.2504 | 0
8686 | 362 | 28 | 12 | Sunday | 21 | 76.073 | 0 | 33.7947 | 48.5011 | 41.8913 | 18.192 | 0 | 0.7267 | 22.68 | 0 | 147.5938 | 0 | 0 | 0 | 91.649 | 0
8687 | 362 | 28 | 12 | Sunday | 22 | 71.912 | 0 | 33.8166 | 40.3665 | 35.5897 | 12.128 | 0 | 0.7251 | 14.4 | 0 | 124.8978 | 0 | 0 | 0 | 82.3723 | 0
8688 | 362 | 28 | 12 | Sunday | 23 | 74.721 | 0 | 33.8991 | 25.6748 | 24.6242 | 12.128 | 0 | 0.7327 | 14.4 | 0 | 99.3308 | 0 | 0 | 0 | 85.2501 | 0
8689 | 363 | 29 | 12 | Monday | 0 | 82.874 | 0 | 34.2508 | 17.5343 | 18.3373 | 6.064 | 0 | 0.7413 | 14.4 | 0 | 85.2637 | 0 | 0 | 0 | 88.1636 | 0
8690 | 363 | 29 | 12 | Monday | 1 | 90.115 | 0 | 34.2904 | 14.6472 | 16.4006 | 6.064 | 0 | 0.7504 | 11.88 | 0 | 77.9688 | 0 | 0 | 0 | 95.4232 | 0
8691 | 363 | 29 | 12 | Monday | 2 | 92.445 | 0 | 34.2932 | 11.7686 | 14.464 | 6.064 | 0 | 0.7546 | 11.88 | 0 | 73.1604 | 0 | 0 | 0 | 97.7696 | 0
8692 | 363 | 29 | 12 | Monday | 3 | 94.315 | 0 | 34.3149 | 11.7686 | 14.464 | 6.064 | 0 | 0.7569 | 11.88 | 0 | 73.1844 | 0 | 0 | 0 | 99.6555 | 0
8693 | 363 | 29 | 12 | Monday | 4 | 93.537 | 0 | 34.3171 | 13.0128 | 14.464 | 6.064 | 0 | 0.7564 | 11.88 | 0 | 74.4303 | 0 | 0 | 0 | 98.8925 | 0
8694 | 363 | 29 | 12 | Monday | 5 | 83.54 | 0 | 34.2605 | 22.6634 | 20.5805 | 6.064 | 0 | 0.7455 | 11.88 | 0 | 90.13 | 0 | 0 | 0 | 88.9077 | 0
8695 | 363 | 29 | 12 | Monday | 6 | 67.38 | 0 | 34.0808 | 44.2813 | 35.484 | 30.32 | 0 | 0.7352 | 15.12 | 0 | 129.7013 | 0 | 0 | 0 | 94.4529 | 0
8696 | 363 | 29 | 12 | Monday | 7 | 60.446 | 0 | 33.9297 | 61.1578 | 46.6998 | 42.448 | 0 | 0.7358 | 15.12 | 0 | 157.6432 | 0 | 0 | 0 | 98.9451 | 0
8697 | 363 | 29 | 12 | Monday | 8 | 59.107 | 0 | 33.8836 | 69.4626 | 52.1343 | 48.512 | 0 | 0.7402 | 18.72 | 0 | 174.9408 | 0 | 0 | 0 | 103.8908 | 0
8698 | 363 | 29 | 12 | Monday | 9 | 62.057 | 0 | 33.9185 | 71.8395 | 52.8606 | 30.32 | 0 | 0.7297 | 18.72 | 0.4632 | 178.0682 | 0 | 0 | 0 | 90.4111 | 0
8699 | 363 | 29 | 12 | Monday | 10 | 68.385 | 0 | 33.9587 | 66.2639 | 51.878 | 12.128 | 0 | 0.7295 | 14.4 | 4.1278 | 167.23 | 0 | 0 | 0 | 79.7939 | 0
8700 | 363 | 29 | 12 | Monday | 11 | 66.976 | 0 | 33.9627 | 62.1648 | 51.878 | 12.128 | 5.9482 | 0.7374 | 18.36 | 8.3748 | 167.1029 | 0 | 0 | 0 | 78.3849 | 0
8701 | 363 | 29 | 12 | Monday | 12 | 60.323 | 0 | 34.0256 | 57.3684 | 51.1854 | 18.192 | 22.4577 | 0.7595 | 18.36 | 11.9599 | 161.6989 | 4.2657 | 0 | 0 | 76.9439 | 0
8702 | 363 | 29 | 12 | Monday | 13 | 57.498 | 0.94 | 34.0112 | 58.5389 | 51.878 | 18.192 | 24.4406 | 0.8079 | 18.36 | 12.1999 | 164.6121 | 6.2486 | 0 | 0 | 73.2642 | 0
8703 | 363 | 29 | 12 | Monday | 14 | 57.612 | 0.924 | 33.9982 | 62.0651 | 51.878 | 6.064 | 9.1745 | 0.7797 | 18.36 | 8.6723 | 168.0801 | 3.1105 | 0 | 0 | 62.6564 | 0
8704 | 363 | 29 | 12 | Monday | 15 | 55.873 | 2.616 | 33.943 | 66.9539 | 51.878 | 6.064 | 0 | 0.8492 | 18.36 | 2.7736 | 174.8136 | 0 | 0 | 0 | 60.9008 | 0
8705 | 363 | 29 | 12 | Monday | 16 | 56.141 | 1.974 | 33.9196 | 67.9853 | 50.7246 | 24.256 | 0 | 0.82 | 22.68 | 0.5483 | 178.264 | 0 | 0 | 0 | 76.4824 | 0
8706 | 363 | 29 | 12 | Monday | 17 | 61.328 | 1.169 | 33.9264 | 59.7898 | 43.0931 | 30.32 | 0 | 0.7859 | 28.8 | 0 | 167.66 | 0 | 0 | 0 | 87.1826 | 0
8707 | 363 | 29 | 12 | Monday | 18 | 49.825 | 1.039 | 33.8149 | 65.4399 | 51.7393 | 42.448 | 0 | 0.7713 | 30.96 | 0 | 183.8486 | 0 | 0 | 0 | 86.7274 | 0
8708 | 363 | 29 | 12 | Monday | 19 | 35.615 | 0.332 | 33.7945 | 70.7204 | 57.1787 | 42.448 | 0 | 0.7173 | 25.2 | 0 | 187.9701 | 0 | 0 | 0 | 73.2367 | 0
8709 | 363 | 29 | 12 | Monday | 20 | 26.141 | 0.212 | 33.7849 | 75.2516 | 60.483 | 30.32 | 0 | 0.6933 | 25.2 | 0 | 195.6421 | 0 | 0 | 0 | 53.3677 | 0
8710 | 363 | 29 | 12 | Monday | 21 | 27.488 | 0.008 | 33.8055 | 69.495 | 55.4564 | 18.192 | 0 | 0.6796 | 25.2 | 0 | 184.6451 | 0 | 0 | 0 | 43.9457 | 0
8711 | 363 | 29 | 12 | Monday | 22 | 40.174 | 0 | 33.8422 | 49.7368 | 40.0199 | 12.128 | 0 | 0.6903 | 16.2 | 0 | 140.4892 | 0 | 0 | 0 | 51.23 | 0
8712 | 363 | 29 | 12 | Monday | 23 | 55.83 | 0 | 33.8574 | 26.9226 | 24.6242 | 12.128 | 0 | 0.709 | 16.2 | 0 | 102.3131 | 0 | 0 | 0 | 66.964 | 0
8713 | 364 | 30 | 12 | Tuesday | 0 | 61.475 | 0 | 34.3509 | 17.5343 | 18.3373 | 6.064 | 0 | 0.7154 | 14.4 | 0 | 85.3379 | 0 | 0 | 0 | 67.0599 | 0
8714 | 364 | 30 | 12 | Tuesday | 1 | 61.949 | 0 | 34.8346 | 14.6472 | 16.4006 | 6.064 | 0 | 0.7177 | 11.88 | 0 | 78.4801 | 0 | 0 | 0 | 67.5462 | 0
8715 | 364 | 30 | 12 | Tuesday | 2 | 62.492 | 0 | 34.8853 | 11.7686 | 14.464 | 6.064 | 0 | 0.7208 | 11.88 | 0 | 73.7188 | 0 | 0 | 0 | 68.1017 | 0
8716 | 364 | 30 | 12 | Tuesday | 3 | 60.728 | 0 | 34.9037 | 11.7686 | 14.464 | 6.064 | 0 | 0.7201 | 11.88 | 0 | 73.7364 | 0 | 0 | 0 | 66.3474 | 0
8717 | 364 | 30 | 12 | Tuesday | 4 | 59.21 | 0 | 34.8691 | 13.0128 | 14.464 | 6.064 | 0 | 0.7196 | 11.88 | 0 | 74.9454 | 0 | 0 | 0 | 64.8402 | 0
8718 | 364 | 30 | 12 | Tuesday | 5 | 52.27 | 0 | 34.7872 | 22.6634 | 20.5805 | 6.064 | 0 | 0.7114 | 11.88 | 0 | 90.6225 | 0 | 0 | 0 | 57.9057 | 0
8719 | 364 | 30 | 12 | Tuesday | 6 | 42.517 | 0 | 34.4631 | 44.2813 | 35.484 | 30.32 | 0 | 0.7075 | 15.12 | 0 | 130.0559 | 0 | 0 | 0 | 70.9221 | 0
8720 | 364 | 30 | 12 | Tuesday | 7 | 36.678 | 0 | 34.2572 | 61.1578 | 46.6998 | 42.448 | 0 | 0.709 | 15.12 | 0 | 157.9438 | 0 | 0 | 0 | 76.9201 | 0
8721 | 364 | 30 | 12 | Tuesday | 8 | 33.938 | 0 | 34.2871 | 69.4626 | 52.1343 | 48.512 | 0 | 0.7116 | 18.72 | 0 | 175.3156 | 0 | 0 | 0 | 80.5381 | 0
8722 | 364 | 30 | 12 | Tuesday | 9 | 34.447 | 0 | 34.3776 | 71.8395 | 52.8606 | 30.32 | 0 | 0.6987 | 18.72 | 0.5228 | 178.4963 | 0 | 0 | 0 | 63.8134 | 0
8723 | 364 | 30 | 12 | Tuesday | 10 | 36.777 | 0 | 34.5173 | 65.7974 | 51.878 | 12.128 | 3.9643 | 0.7015 | 14.4 | 4.9055 | 167.2942 | 0 | 0 | 0 | 48.529 | 0
8724 | 364 | 30 | 12 | Tuesday | 11 | 34.165 | 0 | 34.56 | 62.2091 | 51.878 | 12.128 | 26.3185 | 0.7338 | 18.36 | 10.1495 | 167.7409 | 14.1905 | 0 | 0 | 45.5556 | 0
8725 | 364 | 30 | 12 | Tuesday | 12 | 29.57 | 2.107 | 34.5216 | 60.0689 | 51.1854 | 18.192 | 34.318 | 0.8497 | 18.36 | 12.5154 | 167.2645 | 16.126 | 0 | 0 | 45.507 | 0
8726 | 364 | 30 | 12 | Tuesday | 13 | 26.969 | 2.611 | 34.506 | 61.9088 | 51.878 | 18.192 | 26.1454 | 0.8587 | 18.36 | 11.2967 | 170.335 | 7.9534 | 0 | 0 | 41.8247 | 0
8727 | 364 | 30 | 12 | Tuesday | 14 | 26.686 | 2.627 | 34.4428 | 64.3733 | 51.878 | 6.064 | 8.559 | 0.7518 | 18.36 | 7.4431 | 172.6467 | 2.495 | 0 | 0 | 31.4299 | 0
8728 | 364 | 30 | 12 | Tuesday | 15 | 25.81 | 3.004 | 34.3855 | 67.6464 | 51.878 | 6.064 | 0 | 0.7396 | 18.36 | 1.9552 | 176.2587 | 0 | 0 | 0 | 30.5463 | 0
8729 | 364 | 30 | 12 | Tuesday | 16 | 24.302 | 2.742 | 34.2858 | 67.9854 | 50.7246 | 24.256 | 0 | 0.8226 | 22.68 | 0.3381 | 179.4638 | 0 | 0 | 0 | 43.5263 | 0
8730 | 364 | 30 | 12 | Tuesday | 17 | 26.165 | 1.933 | 34.2745 | 59.7898 | 43.0931 | 30.32 | 0 | 0.7859 | 28.8 | 0 | 168.8339 | 0 | 0 | 0 | 50.7089 | 0
8731 | 364 | 30 | 12 | Tuesday | 18 | 19.616 | 2.499 | 33.9621 | 65.4399 | 51.7393 | 42.448 | 0 | 0.8135 | 30.96 | 0 | 185.6178 | 0 | 0 | 0 | 54.8293 | 0
8732 | 364 | 30 | 12 | Tuesday | 19 | 14.313 | 1.898 | 34.0026 | 70.7204 | 57.1787 | 42.448 | 0 | 0.7748 | 25.2 | 0 | 189.9288 | 0 | 0 | 0 | 50.3832 | 0
8733 | 364 | 30 | 12 | Tuesday | 20 | 12.403 | 1.807 | 34.0173 | 75.2516 | 60.483 | 30.32 | 0 | 0.7599 | 25.2 | 0 | 197.6656 | 0 | 0 | 0 | 38.5797 | 0
8734 | 364 | 30 | 12 | Tuesday | 21 | 12.681 | 0.74 | 33.9827 | 69.495 | 55.4564 | 18.192 | 0 | 0.5739 | 25.2 | 0 | 185.5082 | 0 | 0 | 0 | 28.5537 | 0
8735 | 364 | 30 | 12 | Tuesday | 22 | 16.107 | 0.063 | 33.7892 | 49.7368 | 40.0199 | 12.128 | 0 | 0.559 | 16.2 | 0 | 140.373 | 0 | 0 | 0 | 26.7633 | 0
8736 | 364 | 30 | 12 | Tuesday | 23 | 23.188 | 0 | 33.8942 | 26.9226 | 24.6242 | 12.128 | 0 | 0.6364 | 16.2 | 0 | 102.2774 | 0 | 0 | 0 | 33.9037 | 0
8737 | 365 | 31 | 12 | Wednesday | 0 | 30.186 | 0 | 34.1538 | 17.5343 | 18.3373 | 6.064 | 0 | 0.6673 | 14.4 | 0 | 85.0927 | 0 | 0 | 0 | 35.5652 | 0
8738 | 365 | 31 | 12 | Wednesday | 1 | 30.618 | 0 | 34.9844 | 14.6472 | 16.4006 | 6.064 | 0 | 0.6762 | 11.88 | 0 | 78.5885 | 0 | 0 | 0 | 36.0107 | 0
8739 | 365 | 31 | 12 | Wednesday | 2 | 31.438 | 0 | 35.3357 | 11.7686 | 14.464 | 6.064 | 0 | 0.6816 | 11.88 | 0 | 74.1299 | 0 | 0 | 0 | 36.8458 | 0
8740 | 365 | 31 | 12 | Wednesday | 3 | 32.444 | 0 | 35.4423 | 11.7686 | 14.464 | 6.064 | 0 | 0.6842 | 11.88 | 0 | 74.2392 | 0 | 0 | 0 | 37.8681 | 0
8741 | 365 | 31 | 12 | Wednesday | 4 | 35.09 | 0 | 35.4575 | 13.0128 | 14.464 | 6.064 | 0 | 0.6893 | 11.88 | 0 | 75.5035 | 0 | 0 | 0 | 40.5324 | 0
8742 | 365 | 31 | 12 | Wednesday | 5 | 31.39 | 0 | 35.2481 | 22.6634 | 20.5805 | 6.064 | 0 | 0.6848 | 11.88 | 0 | 91.0568 | 0 | 0 | 0 | 36.8382 | 0
8743 | 365 | 31 | 12 | Wednesday | 6 | 25.39 | 0 | 34.8575 | 44.2813 | 35.484 | 30.32 | 0 | 0.6858 | 15.12 | 0 | 130.4286 | 0 | 0 | 0 | 52.9662 | 0
8744 | 365 | 31 | 12 | Wednesday | 7 | 20.534 | 0 | 34.4281 | 61.1578 | 46.6998 | 42.448 | 0 | 0.6884 | 15.12 | 0 | 158.0941 | 0 | 0 | 0 | 59.7123 | 0
8745 | 365 | 31 | 12 | Wednesday | 8 | 16.535 | 0 | 34.3087 | 69.4626 | 52.1343 | 48.512 | 0 | 0.6894 | 18.72 | 0 | 175.3152 | 0 | 0 | 0 | 62.017 | 0
8746 | 365 | 31 | 12 | Wednesday | 9 | 15.311 | 0 | 34.5277 | 71.8396 | 52.8606 | 30.32 | 0 | 0.6744 | 18.72 | 0.1641 | 178.6223 | 0 | 0 | 0 | 43.9747 | 0
8747 | 365 | 31 | 12 | Wednesday | 10 | 14.089 | 0 | 34.8501 | 67.9412 | 51.878 | 12.128 | 0 | 0.4826 | 14.4 | 1.3171 | 169.5519 | 0 | 0 | 0 | 25.5862 | 0
8748 | 365 | 31 | 12 | Wednesday | 11 | 12.613 | 1.908 | 34.9182 | 67.2897 | 51.878 | 12.128 | 0 | 0.5517 | 18.36 | 2.3114 | 175.0615 | 0 | 0 | 0 | 24.149 | 0
8749 | 365 | 31 | 12 | Wednesday | 12 | 12.566 | 3.239 | 35.029 | 64.612 | 51.1854 | 18.192 | 0 | 0.729 | 18.36 | 2.9125 | 173.4182 | 0 | 0 | 0 | 29.9396 | 0
8750 | 365 | 31 | 12 | Wednesday | 13 | 12.349 | 3.683 | 35.1121 | 66.1351 | 51.878 | 18.192 | 0 | 0.7489 | 18.36 | 3.1225 | 176.2173 | 0 | 0 | 0 | 29.8025 | 0
8751 | 365 | 31 | 12 | Wednesday | 14 | 11.966 | 3.745 | 35.0667 | 66.7313 | 51.878 | 6.064 | 0 | 0.5243 | 18.36 | 2.7918 | 176.6102 | 0 | 0 | 0 | 17.8001 | 0
8752 | 365 | 31 | 12 | Wednesday | 15 | 11.332 | 4.042 | 34.831 | 67.8645 | 51.878 | 6.064 | 0 | 0.5276 | 18.36 | 1.4416 | 177.8324 | 0 | 0 | 0 | 17.1752 | 0
8753 | 365 | 31 | 12 | Wednesday | 16 | 11.01 | 3.728 | 34.5343 | 67.9854 | 50.7246 | 24.256 | 0 | 0.8388 | 22.68 | 0.3014 | 180.795 | 0 | 0 | 0 | 34.4679 | 0
8754 | 365 | 31 | 12 | Wednesday | 17 | 12.414 | 2.993 | 34.5732 | 59.7898 | 43.0931 | 30.32 | 0 | 0.8224 | 28.8 | 0 | 170.3153 | 0 | 0 | 0 | 41.9885 | 0
8755 | 365 | 31 | 12 | Wednesday | 18 | 10.379 | 5.947 | 34.0006 | 65.4399 | 51.7393 | 42.448 | 0 | 0.9835 | 30.96 | 0 | 189.5552 | 0 | 0 | 0 | 52.2129 | 0
8756 | 365 | 31 | 12 | Wednesday | 19 | 9.704 | 6.728 | 33.7572 | 70.7204 | 57.1787 | 42.448 | 0 | 1.0189 | 25.2 | 0 | 195.1515 | 0 | 0 | 0 | 51.8799 | 0
8757 | 365 | 31 | 12 | Wednesday | 20 | 9.668 | 6.298 | 33.7182 | 75.2516 | 60.483 | 30.32 | 0 | 0.9882 | 25.2 | 0 | 202.4527 | 0 | 0 | 0 | 39.8893 | 0
8758 | 365 | 31 | 12 | Wednesday | 21 | 9.788 | 3.838 | 33.7182 | 69.495 | 55.4564 | 18.192 | 0 | 0.7183 | 25.2 | 0 | 188.7382 | 0 | 0 | 0 | 27.9598 | 0
8759 | 365 | 31 | 12 | Wednesday | 22 | 12.407 | 0.317 | 33.7639 | 49.7368 | 40.0199 | 12.128 | 0 | 0.4764 | 16.2 | 0 | 140.5393 | 0 | 0 | 0 | 24.5491 | 0
8760 | 365 | 31 | 12 | Wednesday | 23 | 17.339 | 0 | 33.8361 | 26.9226 | 24.6242 | 12.128 | 0 | 0.5576 | 16.2 | 0 | 102.1405 | 0 | 0 | 0 | 29.5011 | 0